## Assumptions Summary
Modeling Assumptions
This workbook presents the IGP inputs and assumptions as used in the RESOLVE model. Each worksheet contains raw data inputs that RESOLVE writes into .TAB files. The worksheet names reflect the actual .TAB file names that are written by RESOLVE. The topics covered within the .TAB files are summarized in the descriptions for each worksheet.
Version History
Date | Version | Description
2020-09-25 | 1 | First Release of the Draft IGP Inputs and Assumptions Document
2021-03-12 | 2 | First Release of the Draft IGP Inputs and Assumptions Workbooks 1-2 for Oahu, Hawaii Island, Maui, Molokai, and Lanai. Incorporates Stakeholder Feedback to Version 1.0.
2021-08-03 | 3 | Revised Draft IGP Inputs and Assumptions Workbooks 1-2 for Oahu, Hawaii Island, Maui, Molokai, and Lanai. Incorporates the Hawaii Public Utilities Commission's Directives in Order 37730 to Version 2.0. -- Provided clear narrative explanations about the inputs and assumptions -- Provided live and unlocked workbooks with cell logic intact -- Used plain language to describe data, worksheets, and cells -- Provided an Assumptions Summary, Glossary, References Worksheets -- Formatted workbook to improve user understanding
2021-08-18 | 4 | Changes: --capacity-limits: Update capacity limit for PSH to 150 MW. Update capacity limits to reflect new 2027 build start year. Capacity Limits for 2hr and 8 hr paired PV and Battery and Solar_Grid-Scale_Single-Tracking_New updated. --planned_installed capacities: Update Solar_CBRE_Ph2_RFP to reflect 30 year contract. --erm_params: Removed 'ERM Peaks' column. ERM Calculation will now scale with Hourly system level net load. --erm_timepoint_params: Updated to reflect the update to RESOLVE that allows muliple years of hourly input to calculate ERM. --renewable_targets: Update non_modeled_rps_resources_mwh. --References: Update links to August 3, 2021 filing. -- Horizon change to 2027-2034,2040,2045,2050. --Glossary: Added in description for can_produce_less_than_energy_budget. --Assumptions Summary: Added Column for "Sources" to Worksheet Descriptions in the Assumptions Summary. --reserve_resources: Corrected inertia for Kala1_Biod, Kala2_Biod, Kala1, and Kala2.
Worksheet Descriptions
Worksheet | Category | Description | Source
Assumptions Summary | Assumptions Summary | Includes Workbook Version History, Worksheet Descriptions, and References | HECO
Glossary | Glossary | Definitions of All Acronyms and Common Terms Used in the Workbook | INDUSTRY STANDARDS
References | References | Provides Links to All Pertinent and Related Documents and Workbooks | HECO
day_weights | General Inputs | Weighted Sample Days used for Hourly Dispatch Representation. | RESOLVE
zones |  | Representative Zones on the Island. Used for Load Balancing Between Zones. | RESOLVE
transmission_lines |  | Names of Transmission Lines and Maximum Planned Capacities | RESOLVE
simultaneous_flow_limits |  | Transmisison Lines Constraint for Future Upgrades | RESOLVE, HECO
fuels |  | Properties of Fuel Types Used Per Island | EIA, HECO
renewable_targets |  | Renewable Portfolio Standards Constraints | HECO
period_discount_factors |  | Parameters Used to Calculate the Net Present Value of the RESOLVE Resource Plan | HECO
flexible_params |  | Parameters Used to Establish Time and Value Constraints in RESOLVE | RESOLVE
system_params |  | Parameters for RESOLVE to Model the Island System | RESOLVE, HECO
resources | Properties of Resources | Names and Capabilities of All Available Resources in RESOLVE | HECO
planned_installed_capacities |  | Planned Installed Capacity of Resources | HECO
min_cumulative_new_build |  | Minimum Capacity Requirements for New Resources Built by RESOLVE | HECO
capacity_limits |  | Maximum Capacity Limit for New Resources Built by RESOLVE | HECO, NREL POTENTIAL STUDY ALT-1
planned_storage_energy_capacity |  | Planned Installed Energy Capacity for Storage Resources | HECO
resource_storage_paired |  | Constraints Used to Model Paired Resources | RESOLVE
resource_variable_renewable |  | Capability of Resource to be Curtailed | RESOLVE, HECO
reserve_resources |  | Capability of Resource to Provide Regulating Reserve, FFR, and Inertia Services | RESOLVE, HECO
conventional_dr_period_limits |  | Properties of Demand Response Resources | HECO
energy_sharing_max_to_move_with |  | Constraints Used to Limit Maximum Capacity Factor for Resources | HECO
technologies | Properties of Technology | Names and Capabilities of All Available Technology Types in RESOLVE | HECO, INDUSTRY STANDARDS
tech_storage_parms |  | Properties of Battery Energy Storage System (BESS) Technologies | HECO, INDUSTRY STANDARDS
erm_params | ERM Parameters | Energy Reserve Margin (ERM) Requirement | HECO
erm_resource_group_map |  | Grouping of Resources that Contribute to ERM | HECO
erm_shapes |  | Hourly Dependable Capacity (HDC) Shapes by ERM Resource Group | HECO
erm_timepoint_params |  | ERM Load Shape in 8760 Hours/Year Format | HECO

## Glossary
Glossary |  |  |  | Return to Assumptions Summary
Acronym/ Terminology | Definition | Order No. | Worksheets Reference
8760 | 365 days/year x 24 hours/day = 8760 hours/year | 0 | Glossary
resource | Resource Name | 0 | Glossary
period | Reference Year | 0 | Glossary
DR | Demand Response | 0 | Glossary
Pmax | Maximum Power Output (MW) | 0 | Glossary
MW | Megawatts, Unit of Power/ Capacity | 0 | Glossary
ERM | Energy Reserve Margin | 0 | Glossary
HDC | Hourly Dependable Capacity | 0 | Glossary
MWh | Megawatt-hour, Unit of Energy | 0 | Glossary
kW | Kilowatt, Unit of Power/ Capacity | 0 | Glossary
kWh | Kilowatt-hour, Unit of Energy | 0 | Glossary
yr | Year | 0 | Glossary
DER | Distributed Energy Resources | 0 | Glossary
DGPV | Distributed Generation Photovoltaics | 0 | Glossary
FFR | Fast Frequency Response | 0 | Glossary
Inertia | Kinetic Energy (MJ) Produced by a Synchronous Generator | 0 | Glossary
day_id | RESOLVE Sampled Day Number, Ranges from 1-30 | 1 | day_weights
day_weight | Number of Days in a Year that the Sampled Day Represents. Sum of the Day Weights is 365 Days. | 1 | day_weights
zone | User-Defined Zones on an Island Containing Resources. Used for Balancing Generation and Load | 2 | zones
include_in_rps_target | Allow Zones to be Included in the RPS Target Calculation | 2 | zones
include_in_load_following | Allow Zones to Provide Load Following/Regulating Reserve | 2 | zones
include_in_ghg_target | Allow Zones to be Included in the GHG Reduction Target Calculation | 2 | zones
transmission_line | Name of a Transmission Line in RESOLVE | 3 | transmission_lines
transmission_from | Transmission Line Starting Point | 3 | transmission_lines
transmission_to | Transmission Line End Point | 3 | transmission_lines
min_flow | Minimum Transmission Line Capacity | 3 | transmission_lines
max_flow | Maximum Transmission Line Capacity | 3 | transmission_lines
simultaneous_flow_group | Name of Transmission Line Directional Constraint (Forward or Reverse Direction) | 4 | simultaneous_flow_limits
period | Modeled Year in RESOLVE | 4 | simultaneous_flow_limits
simultaneous_flow_limit_mw | Planned Annual Transmission Capacity. Adjustable for Transmission Upgrades | 4 | simultaneous_flow_limits
fuels | Fuel Type | 5 | fuels
tco2_per_mmbtu | Carbon Intensity of Burning Fossil Fuels | 5 | fuels
can_blend_with_pipeline_biogas | TRUE/FALSE Question to Allow Biodiesel Blending | 5 | fuels
period | Modeled Year in RESOLVE | 5 | renewable_targets
non_modeled_rps_resources_mwh | Energy (GWh/year) Provided by DER Resources | 6 | renewable_targets
DER | Distributed Energy Resources | 6 | renewable_targets
pipeline_biogas_available_mmbtu_per_year | Amount of Biodiesel Available To Fuel-Burning Units Per Year (MMBTU/year) | 6 | renewable_targets
incremental_pipeline_biogas_cost_per_mmbtu | Cost of Biodiesel Per Year ($/MMBTU) | 6 | renewable_targets
retail_sales_mw | Portion of Customer Sales (MWh/year) that Contributes to the RPS or RPS-A Requirement | 6 | renewable_targets
RPS | Renewable Portfolio Standards | 6 | renewable_targets
RPS-A | Updated RPS Standard Based on Total Generation | 6 | renewable_targets
RPS_as_fractions_of_retail_sales | Annual Percent RPS Requirement | 6 | renewable_targets
period | Modeled Year in RESOLVE | 7 | period_discount_factors
discount_factor | RESOLVE Conversion Factor from Discount Rate | 7 | period_discount_factors
years_in_period | Linear Interpolation Between Modeled and Non-Modeled Years | 7 | period_discount_factors
period | Modeled Year in RESOLVE | 8 | flexible_params
param | Parameters in RESOLVE | 8 | flexible_params
model_component | Resource Name or Type in RESOLVE | 8 | flexible_params
day | RESOLVE Representative Day(s) | 8 | flexible_params
hour_of_day_from | Starting Hour Between 0-23 | 8 | flexible_params
hour_of_day_to | Ending Hour Between 0-23 | 8 | flexible_params
value | Unitless Number, Percent Fraction, or TRUE/FALSE Statement | 8 | flexible_params
max_gen_fraction | Controls the Generation Output of the Resource Named Under the "model_component". | 8 | flexible_params
energy_budget_cap_factor | Used to Maintain a Daily Capacity Factor for the Resource's Energy Budget | 8 | flexible_params
Energy Budget | The Daily Amount of Available Energy Produced/ Stored by a Resource | 8 | flexible_params
can_produce_less_than_energy_budget | Setting to allow limit on Waiau 3 and 4 production. | 8 | flexible_params
under_freq_load_shedding_fraction | Percent of Allowable Under Frequency Load Shed (UFLS) | 8 | flexible_params
total_freq_resp_violation_penalty_per_mw | Penalty Price for Violating the FFR Requirement ($/MW) | 8 | flexible_params
lf_reserve_timeframe_fraction_of_hour | Timeframe of Reserve Dispatch (Response Time to Ramp) | 8 | flexible_params
erm_shifting_window | Used to Shift Battery Energy From One Hour to Another, From One Day to Another, Throught the Year to Meet the ERM Requirement | 8 | flexible_params
synchronous_condenser_addition_to_load | When Not Committed and in Synchronous Condenser Mode, The Resource Will Add to Load by a Fraction of its Total Installed Capacity (%) | 8 | flexible_params
allow_synchronous_condenser_mode | TRUE/FALSE Decision Variable to Allow a Thermal Generator to Switch into Synchronous Condenser Mode | 8 | flexible_params
decimals | Used to Set the Number of Decimal Places for Result Values | 8 | flexible_params
unserved_energy_penalty | The Cost of Unserved Energy When There Isn't Enough Generation on the System to Meet the System Load ($/MW) | 9 | system_params
overgen_penalty | The Cost of Curtailment ($/MWh) | 9 | system_params
upward_reserve_violation_penalty | The Cost of the Model Not Meeting Upward Regulating Reserve Requirements ($/MW) | 9 | system_params
downward_reserve_violation_penalty | The Cost of the Model Not Meeting Downward Regulating Reserve Requirements ($/MW) | 9 | system_params
lf_reserve_dispatch_fraction | Represents the Regulating Reserve Subhourly Dispatch Fraction (%) | 9 | system_params
var_rnw_available_for_reserves | The Capacity of Variable Resources to Provide Load Following/ Regulating Reserves (%) | 9 | system_params
max_var_rnw_reserves | Represents the Maximum Regulating Reserves Provided by Variable Resources | 9 | system_params
require_overbuild | Allows the RESOLVE Model to Build Enough Resources to Meet All System Constraints as Mentioned Above, and Avoid Penalty Costs | 9 | system_params
enforce_ghg_targets | Allows the RESOLVE Model to Meet Greenhouse Gas (GHG) Emissions Targets | 9 | system_params
count_storage_losses_as_rps_curtailment | An Accounting Feature for Battery Energy Losses to Count as Curtailment of RPS Eligible Resources and Not a Reduction of RPS | 9 | system_params
allow_unserved_energy | Enables the Model to Allow Hours of Unserved Energy, Although Those Hours Will Have an Associated Penalty Cost for Violating the Constraint | 9 | system_params
resource | Name of User-Defined Resource in RESOLVE | 10 | resources
technology | Name of User Defined Technology Type in RESOLVE | 10 | resources
rps_eligible | Tracks if a Resource Contributes to RPS | 10 | resources
can_build_new | Ability for a Resource to be Built and/or Expanded | 10 | resources
capacity_limited | Capacity Build Limit for New Resources | 10 | resources
can_retire | Allows RESOLVE to Retire Thermal Resources | 10 | resources
period | Modeled Year in RESOLVE | 11 | planned_installed_capacities
resource | Name of User-Defined Resource in RESOLVE | 11 | planned_installed_capacities
planned_installed_capacity | Planned Installed Capacity of Resources (MW) | 11 | planned_installed_capacities
min_operational_planned_capacity_mw | Minimum Operational Capacity of Resources (MW) | 11 | planned_installed_capacities
planned_capacity_fixed_o_and_m_dollars_per_kw_yr | Annual Fixed Operations and Maintenance Costs for Resources ($/kW-yr) | 11 | planned_installed_capacities
resource | Name of User Defined Resource in RESOLVE | 12 | min_cumulative_new_build
period | Modeled Year in RESOLVE | 12 | min_cumulative_new_build
min_cumulative_build_by_year | Minimum Capacity of New Resources to be Built Per Year | 12 | min_cumulative_new_build
resource | Name of User-Defined Resource in RESOLVE | 13 | capacity_limits
period | Modeled Year in RESOLVE | 13 | capacity_limits
capacity_limit_mw | Maximum Capacity Limit (MW) for New Resource Builds by RESOLVE | 13 | capacity_limits
storage_resource | Name of User-Defined Storage Resources in RESOLVE | 14 | planned_storage_energy_capacity
period | Modeled Year in RESOLVE | 14 | planned_storage_energy_capacity
planned_storage_energy_capacity_mwh | Planned Storage Energy Capacity (MWH) | 14 | planned_storage_energy_capacity
planned_storage_energy_capacity_fixed_o_and_m_dollars_per_kwh_yr | Fixed Operations and Maintenance Costs For Storage | 14 | planned_storage_energy_capacity
paired_storage_resource | Name of Storage Resource That is Paired to a Supply Resource | 15 | resource_storage_paired
paired_supply_resource | Name of Supply Resource That is Paired to a Storage Resource | 15 | resource_storage_paired
enforce_pairing_ratio | Create a Pairing Ratio Between Supply and Storage Resources | 15 | resource_storage_paired
pairing_ratio | Ratio Between New Paired Resources Built by RESOLVE. For Our Purposes, We Assume a 1:1 Ratio, So That Equal Amounts of Paired Resources Are Built (1 MW Supply Resource Paired to 1 MW Storage Resource) | 15 | resource_storage_paired
Storage Resource | A Device Which Stores Energy. Often a Battery Energy Storage System (BESS) | 15 | resource_storage_paired
Supply Resource | Generator | 15 | resource_storage_paired
resource | Name of User-Defined Resource in RESOLVE | 16 | resource_variable_renewable
curtailable | Allows a Resource to be Curtailed | 16 | resource_variable_renewable
resource | Name of User-Defined Resource in RESOLVE | 17 | reserve_resources
can_provide_lf_reserves | Allows a Resource to Provide Load Following/Regulating Reserves | 17 | reserve_resources
contributes_to_freq_resp_total | The Resource Can Provide a Total Fast Frequency Response | 17 | reserve_resources
thermal_freq_response_fraction_of_commitment | Percent of a Resource That Provides Fast Frequency Response Service | 17 | reserve_resources
can_provide_inertia | Signifies If a Resource Can Provide Inertia | 17 | reserve_resources
inertia_response_multiplier_of_commitment | Conversion Factor in MJ/MW Used to Scale the Inertia Provision by the Thermal Generator or Synchronous Condenser's Maximum Capacity | 17 | reserve_resources
resource | Name of User-Defined Resource in RESOLVE | 18 | conventional_dr_period_limits
period | Modeled Year in RESOLVE | 18 | conventional_dr_period_limits
conventional_dr_availability_hours_per_year | Maximum Number of Hours Per Year a Demand Response Resource May Be called Upon for a Demand Response Event (hour/year) | 18 | conventional_dr_period_limits
daily_capacity_factor | Maximum Duration of the Demand Response Event, Provided as a Fraction of the Day (hour/hour) | 18 | conventional_dr_period_limits
hydro_resource | Name of User-Defined Resource in RESOLVE | 19 | energy_sharing_max_to_move_with
energy_sharing_group_id | Resource Assignment to Representative Days and Months When It Will Be Used | 19 | energy_sharing_max_to_move_with
max_energy_to_move_around_hours | Represents the Number of Hours Within the Month that the Resource is Used at its Pmax | 19 | energy_sharing_max_to_move_with
Pmax | Maximum Power Output (MW) | 19 | energy_sharing_max_to_move_with
technology | Name of User-Defined Technology in RESOLVE | 20 | technologies
thermal | A Fuel Burning Technology Having a Heat Rate and Fuel Type) | 20 | technologies
dispatchable | A Technology That May Be Dispatched at Varying Capacity | 20 | technologies
must_run | Technology is Run at 100% Capacity When Committed | 20 | technologies
variable | Variable Renewable Technology | 20 | technologies
storage | Unpaired and Paired Battery Energy Storage Systems (BESS) or Pumped-Storage Hydro | 20 | technologies
hydro | Hydroelectric Technology | 20 | technologies
variable_cost_dollars_per_mwh | Represents the Variable Costs for Certain Technologies ($/MWh) | 20 | technologies
firm_capacity | Fixed, Thermal Generators e.g., Combustion Turbine | 20 | technologies
conventional_dr | Demand Response Technologies | 20 | technologies
electric_vehicle | Electric Vehicle Technologies | 20 | technologies
energy_efficiency | Energy Efficiency Technologies | 20 | technologies
synchronous_condenser | Synchronous Condenser Technologies | 20 | technologies
storage_technology | Name of Storage Technology in RESOLVE | 21 | tech_storage_params
charging_efficiency | Average Charging Efficiency of Storage | 21 | tech_storage_params
discharging_efficiency | Average Discharging Efficiency of Storage | 21 | tech_storage_params
duration_h | Hourly Duration of Storage | 21 | tech_storage_params
duration_type | Classification of Storage Duration in RESOLVE | 21 | tech_storage_params
minimum-duration | Storage Technology Will Discharge Its Energy for a Minimum Number of Hours or Longer if Needed | 21 | tech_storage_params
fixed-duration | Storage Technology Has a Set Duration for Discharging Energy | 21 | tech_storage_params
period | Modeled Year in RESOLVE | 22 | erm_params
erm_percentage | Percent Energy Reserve Marging (ERM) Requirement | 22 | erm_params
resource | Name of User-Defined Resource in RESOLVE | 23 | erm_resource_group_map
erm_group | Resource Classification Groups by Hourly Dependable Capacity (HDC) Type | 23 | erm_resource_group_map
HDC | Hourly Dependable Capacity | 23 | erm_resource_group_map
erm_hour | Reference Hours of the Year (8760 hours/year) | 24 | erm_shapes
solar | Hourly Dependable Capacity of Utility-Scale Solar | 24 | erm_shapes
wind | Hourly Dependable Capacity of Utility-Scale Wind | 24 | erm_shapes
firm_capacity | Hourly Dependable Capacity of Thermal Generators | 24 | erm_shapes
other | Hourly Dependable Capacity of Synchronous Condensers and Other Small Grid Services | 24 | erm_shapes
dgpv | Hourly Dependable Capacity of Distributed Solar | 24 | erm_shapes
lsdr | Hourly Dependable Capacity of Load Shifting Demand Response | 24 | erm_shapes
stand_alone_storage | Hourly Dependable Capacity of Utility-Scale Standalone Storage (Unpaired BESS) | 24 | erm_shapes
generic_storage | Hourly Dependable Capacity of New Utility-Scale Standalone Storage (New Unpaired BESS) | 24 | erm_shapes
paired_solar | Hourly Dependable Capacity of Paired Utility-Scale Solar (Supply Side) | 24 | erm_shapes
paired_wind | Hourly Dependable Capacity of Paired Utility-Scale Wind (Supply Side) | 24 | erm_shapes
paired_storage | Hourly Dependable Capacity of Paired Storage (Storage Side) | 24 | erm_shapes
erm_hour | Reference Hours of the Year (8760 hours/year) | 25 | erm_timepoint_params
input_load_mw | Normalized Load Shape for Scaling With The ERM Peak | 25 | erm_timepoint_params

## References
References |  | Return to Assumptions Summary
Source | Materials
Revised Draft IGP Inputs and Assumptions Document, August 3, 2021 | https://www.hawaiianelectric.com/documents/clean_energy_hawaii/integrated_grid_planning/20210803_heco_submittal_of_igp_inputs_and_assum_and_der_hosting_capacity.pdf
Revised Draft Oahu IGP Inputs and Assumptions Workbooks 1, August 3, 2021 | https://www.hawaiianelectric.com/documents/clean_energy_hawaii/integrated_grid_planning/Revised%202021-08-03%20Draft%20Oahu%20Inputs%20Workbook%201.xlsx
Revised Draft Oahu IGP Inputs and Assumptions Workbooks 2, August 3, 2021 | https://www.hawaiianelectric.com/documents/clean_energy_hawaii/integrated_grid_planning/Revised%202021-08-03%20Draft%20Oahu%20Inputs%20Workbook%202.xlsx
Revised Draft Oahu IGP Inputs and Assumptions Workbooks 3, August 3, 2021 | https://www.hawaiianelectric.com/documents/clean_energy_hawaii/integrated_grid_planning/Revised%202021-08-03%20Draft%20Oahu%20Inputs%20Workbook%203.xlsx
Revised Draft Oahu IGP Inputs and Assumptions Workbooks 4, August 3, 2021 | https://www.hawaiianelectric.com/documents/clean_energy_hawaii/integrated_grid_planning/Revised%202021-08-03%20Draft%20Oahu%20Inputs%20Workbook%204.xlsx
Revised Draft Hawaii IGP Inputs and Assumptions Workbooks 1, August 3, 2021 | https://www.hawaiianelectric.com/documents/clean_energy_hawaii/integrated_grid_planning/Revised%202021-08-03%20Draft%20Hawaii%20Island%20Inputs%20Workbook%201.xlsx
Revised Draft Hawaii IGP Inputs and Assumptions Workbooks 2, August 3, 2021 | https://www.hawaiianelectric.com/documents/clean_energy_hawaii/integrated_grid_planning/Revised%202021-08-03%20Draft%20Hawaii%20Island%20Inputs%20Workbook%202.xlsx
Revised Draft Hawaii IGP Inputs and Assumptions Workbooks 3, August 3, 2021 | https://www.hawaiianelectric.com/documents/clean_energy_hawaii/integrated_grid_planning/Revised%202021-08-03%20Draft%20Hawaii%20Island%20Inputs%20Workbook%203.xlsx
Revised Draft Hawaii IGP Inputs and Assumptions Workbooks 4, August 3, 2021 | https://www.hawaiianelectric.com/documents/clean_energy_hawaii/integrated_grid_planning/Revised%202021-08-03%20Draft%20Hawaii%20Island%20Inputs%20Workbook%204.xlsx
Revised Draft Maui IGP Inputs and Assumptions Workbooks 1, August 3, 2021 | https://www.hawaiianelectric.com/documents/clean_energy_hawaii/integrated_grid_planning/Revised%202021-08-03%20Draft%20Maui%20Inputs%20Workbook%201.xlsx
Revised Draft Maui IGP Inputs and Assumptions Workbooks 2, August 3, 2021 | https://www.hawaiianelectric.com/documents/clean_energy_hawaii/integrated_grid_planning/Revised%202021-08-03%20Draft%20Maui%20Inputs%20Workbook%202.xlsx
Revised Draft Maui IGP Inputs and Assumptions Workbooks 3, August 3, 2021 | https://www.hawaiianelectric.com/documents/clean_energy_hawaii/integrated_grid_planning/Revised%202021-08-03%20Draft%20Maui%20Inputs%20Workbook%203.xlsx
Revised Draft Maui IGP Inputs and Assumptions Workbooks 4, August 3, 2021 | https://www.hawaiianelectric.com/documents/clean_energy_hawaii/integrated_grid_planning/Revised%202021-08-03%20Draft%20Maui%20Inputs%20Workbook%204.xlsx
Revised Draft Molokai IGP Inputs and Assumptions Workbooks 1, August 3, 2021 | https://www.hawaiianelectric.com/documents/clean_energy_hawaii/integrated_grid_planning/Revised%202021-08-03%20Draft%20Molokai%20Inputs%20Workbook%201.xlsx
Revised Draft Molokai IGP Inputs and Assumptions Workbooks 2, August 3, 2021 | https://www.hawaiianelectric.com/documents/clean_energy_hawaii/integrated_grid_planning/Revised%202021-08-03%20Draft%20Molokai%20Inputs%20Workbook%202.xlsx
Revised Draft Molokai IGP Inputs and Assumptions Workbooks 3, August 3, 2021 | https://www.hawaiianelectric.com/documents/clean_energy_hawaii/integrated_grid_planning/Revised%202021-08-03%20Draft%20Molokai%20Inputs%20Workbook%203.xlsx
Revised Draft Molokai IGP Inputs and Assumptions Workbooks 4, August 3, 2021 | https://www.hawaiianelectric.com/documents/clean_energy_hawaii/integrated_grid_planning/Revised%202021-08-03%20Draft%20Molokai%20Inputs%20Workbook%204.xlsx
Revised Draft Lanai IGP Inputs and Assumptions Workbooks 1, August 3, 2021 | https://www.hawaiianelectric.com/documents/clean_energy_hawaii/integrated_grid_planning/Revised%202021-08-03%20Draft%20Lanai%20Inputs%20Workbook%201.xlsx
Revised Draft Lanai IGP Inputs and Assumptions Workbooks 2, August 3, 2021 | https://www.hawaiianelectric.com/documents/clean_energy_hawaii/integrated_grid_planning/Revised%202021-08-03%20Draft%20Lanai%20Inputs%20Workbook%202.xlsx
Revised Draft Lanai IGP Inputs and Assumptions Workbooks 3, August 3, 2021 | https://www.hawaiianelectric.com/documents/clean_energy_hawaii/integrated_grid_planning/Revised%202021-08-03%20Draft%20Lanai%20Inputs%20Workbook%203.xlsx
Revised Draft Lanai IGP Inputs and Assumptions Workbooks 4, August 3, 2021 | https://www.hawaiianelectric.com/documents/clean_energy_hawaii/integrated_grid_planning/Revised%202021-08-03%20Draft%20Lanai%20Inputs%20Workbook%204.xlsx
Revised Draft IGP Inputs and Assumptions Document, March 30, 2021 | https://www.hawaiianelectric.com/documents/clean_energy_hawaii/integrated_grid_planning/stakeholder_engagement/working_groups/forecast_assumptions/20210330_wg_fa_deliverable_draft.pdf
Revised Draft IGP Grid Needs Assessment & Solution Evaluation Methodology Document, March 30, 2021 | https://www.hawaiianelectric.com/documents/clean_energy_hawaii/integrated_grid_planning/stakeholder_engagement/working_groups/solution_evaluation_and_optimization/20210330_wg_seo_deliverable_draft.pdf
Draft Oahu IGP Inputs and Assumptions Workbooks 1, March 12, 2021 | https://www.hawaiianelectric.com/documents/clean_energy_hawaii/integrated_grid_planning/stakeholder_engagement/working_groups/forecast_assumptions/20210312_draft_oahu_inputs_workbook_1.xlsx
Draft Oahu IGP Inputs and Assumptions Workbooks 2, March 12, 2021 | https://www.hawaiianelectric.com/documents/clean_energy_hawaii/integrated_grid_planning/stakeholder_engagement/working_groups/forecast_assumptions/20210312_draft_oahu_inputs_workbook_2.xlsx
Draft Hawaii IGP Inputs and Assumptions Workbooks 1, March 12, 2021 | https://www.hawaiianelectric.com/documents/clean_energy_hawaii/integrated_grid_planning/stakeholder_engagement/working_groups/forecast_assumptions/20210312_draft_hawaii_island_inputs_workbook_1.xlsx
Draft Hawaii IGP Inputs and Assumptions Workbooks 2, March 12, 2021 | https://www.hawaiianelectric.com/documents/clean_energy_hawaii/integrated_grid_planning/stakeholder_engagement/working_groups/forecast_assumptions/20210312_draft_hawaii_island_inputs_workbook_2.xlsx
Draft Maui IGP Inputs and Assumptions Workbooks 1, March 12, 2021 | https://www.hawaiianelectric.com/documents/clean_energy_hawaii/integrated_grid_planning/stakeholder_engagement/working_groups/forecast_assumptions/20210312_draft_maui_inputs_workbook_1.xlsx
Draft Maui IGP Inputs and Assumptions Workbooks 2, March 12, 2021 | https://www.hawaiianelectric.com/documents/clean_energy_hawaii/integrated_grid_planning/stakeholder_engagement/working_groups/forecast_assumptions/20210312_draft_maui_inputs_workbook_2.xlsx
Draft Molokai IGP Inputs and Assumptions Workbooks 1, March 12, 2021 | https://www.hawaiianelectric.com/documents/clean_energy_hawaii/integrated_grid_planning/stakeholder_engagement/working_groups/forecast_assumptions/20210312_draft_molokai_inputs_workbook_1.xlsx
Draft Molokai IGP Inputs and Assumptions Workbooks 2, March 12, 2021 | https://www.hawaiianelectric.com/documents/clean_energy_hawaii/integrated_grid_planning/stakeholder_engagement/working_groups/forecast_assumptions/20210312_draft_molokai_inputs_workbook_2.xlsx
Draft Lanai IGP Inputs and Assumptions Workbooks 1, March 12, 2021 | https://www.hawaiianelectric.com/documents/clean_energy_hawaii/integrated_grid_planning/stakeholder_engagement/working_groups/forecast_assumptions/20210312_draft_lanai_inputs_workbook_1.xlsx
Draft Lanai IGP Inputs and Assumptions Workbooks 2, March 12, 2021 | https://www.hawaiianelectric.com/documents/clean_energy_hawaii/integrated_grid_planning/stakeholder_engagement/working_groups/forecast_assumptions/20210312_draft_lanai_inputs_workbook_2.xlsx
IGP Resource Cost Summary, April 20, 2020 (Updated January 18, 2021) | https://www.hawaiianelectric.com/documents/clean_energy_hawaii/integrated_grid_planning/stakeholder_engagement/working_groups/solution_evaluation_and_optimization/20210118_wg_seo_resource_cost_forecast.xlsx
Draft IGP Inputs and Assumptions Document, September 25, 2020 | https://www.hawaiianelectric.com/documents/clean_energy_hawaii/integrated_grid_planning/stakeholder_engagement/working_groups/forecast_assumptions/20200925_draft_IGP_inputs_and_assumptions.pdf
Oahu Sales and Peak Forecast, August 31, 2020 | https://www.hawaiianelectric.com/documents/clean_energy_hawaii/integrated_grid_planning/stakeholder_engagement/working_groups/forecast_assumptions/hawaii_sales_and_peak_FAWG.xlsx
Hawaii Sales and Peak Forecast, August 31, 2020 | https://www.hawaiianelectric.com/documents/clean_energy_hawaii/integrated_grid_planning/stakeholder_engagement/working_groups/forecast_assumptions/oahu_sales_and_peak_FAWG.xlsx
Maui, Molokai, and Lanai Sales and Peak Forecast, August 31, 2020 | https://www.hawaiianelectric.com/documents/clean_energy_hawaii/integrated_grid_planning/stakeholder_engagement/working_groups/forecast_assumptions/maui_sales_and_peak_FAWG.xlsx
Draft IGP Grid Needs Assessment and Solution Evaluation Methodology Document, June 2, 2020 | https://www.hawaiianelectric.com/documents/clean_energy_hawaii/integrated_grid_planning/stakeholder_engagement/working_groups/solution_evaluation_and_optimization/20200602_wg_seo_deliverable_draft_v1.pdf
IGP 2020 Fuels Forecast, April 20, 2020 | https://www.hawaiianelectric.com/documents/clean_energy_hawaii/integrated_grid_planning/stakeholder_engagement/working_groups/solution_evaluation_and_optimization/20200420_wg_seo_igp_2020_fuels_forecast.xlsx
IGP DER Forecast - Oahu, January 29, 2020 | https://www.hawaiianelectric.com/documents/clean_energy_hawaii/integrated_grid_planning/stakeholder_engagement/working_groups/forecast_assumptions/HE_DER_forecast_IGP.xlsx
IGP DER Forecast - Hawaii, January 29, 2020 | https://www.hawaiianelectric.com/documents/clean_energy_hawaii/integrated_grid_planning/stakeholder_engagement/working_groups/forecast_assumptions/HL_DER_forecast_IGP.xlsx
IGP DER Forecast - Maui (Maui BESS Included from Slide 31), January 29, 2020 | https://www.hawaiianelectric.com/documents/clean_energy_hawaii/integrated_grid_planning/stakeholder_engagement/working_groups/forecast_assumptions/ME_DER_forecast_IGP.xlsx
AEG Hawaii Statewide Market Potential Study, January 29, 2020 | https://www.hawaiianelectric.com/documents/clean_energy_hawaii/integrated_grid_planning/stakeholder_engagement/working_groups/forecast_assumptions/20200129_wg_fa_hawaii_market_potential_study_draft_results.pdf
Electrification of Transportation Workplan, October 29, 2019 | https://www.hawaiianelectric.com/documents/clean_energy_hawaii/electrification_of_transportation/20191029_eot_workplan.pdf
Electric Vehicle Critical Backbone Study: Planning Methodology, July 30, 2019 | https://www.hawaiianelectric.com/documents/clean_energy_hawaii/electrification_of_transportation/2018-0135_20190730_cos_ev_backbone_study.pdf
Addendum to the EoT Strategic Roadmap, November 29, 2018 | https://www.hawaiianelectric.com/documents/clean_energy_hawaii/electrification_of_transportation/eot_strategic_roadmap_addendum.pdf
Electrification of Transportation (EoT) Strategic Roadmap, March 29, 2018 | https://www.hawaiianelectric.com/documents/clean_energy_hawaii/electrification_of_transportation/201803_eot_roadmap.pdf

## day_weights
Return to Assumptions Summary
Day Weights
RESOLVE model optimization uses a set of 30 representative days per each modeled year. Each representative day holds a weighted value called a day weight. In the table below, the "day_id" is the representative day, and the "day_weight" is the corresponding weighted value of that day. The day_weight is used to scale the load profile, variable generation profiles, and any other time-dependent input from 30 representative days to 365 days per year (or 8760 hours per year). The sum of all the "day_weights" is equal to one year, 365 days. The day weights were determined outside of the model using historical production profiles of the system level load and existing variable renewable generation ranging from years 2015-2019. The day weights are unique to each island.
Day Weights
day_id | day_weight
1 | 26.3268
2 | 20.1325
3 | 19.134
4 | 18.7574
5 | 18.0397
6 | 17.2416
7 | 16.36
8 | 16.3116
9 | 15.9266
10 | 15.8062
11 | 15.7372
12 | 15.2425
13 | 14.913
14 | 14.6681
15 | 13.738
16 | 13.4067
17 | 12.2823
18 | 12.2223
19 | 10.1918
20 | 9.8009
21 | 9.3938
22 | 8.1256
23 | 7.6788
24 | 6.0485
25 | 5.9415
26 | 5.2906
27 | 2.6535
28 | 1.4534
29 | 1.175
30 | 1

## zones
Return to Assumptions Summary
Zones
RESOLVE has the capability to model an island's system within user-defined zones. Usually, the purpose of creating zones is to separate resources that have a different set of operational capabilities or constraints from each other. For example, resources that cannot provide load following/ regulating reserves are placed into a NoLF (No load Following) zone. Whereas resources that can provide load following/ regulating reserves are placed into the main island zone, which is Oahu in this case. A Proxy zone is always defined as a point of reference to the main island zone. In the table below, columns 2-4 are properties specified for each zone. The input is a binary value (0 or 1), zero meaning NO/FALSE and one meaning YES/TRUE. As an example, resources in the "Oahu" zone can be included in the RPS target calculation ("include_in_rps_target"), can provide load following/ regulating reserves ("include_in_load_following"), and can be included in the GHG target calculation ("include_in_ghg_target").
Zones
zone | include_in_rps_target | include_in_load_following | include_in_ghg_target
Oahu | 1 | 1 | 1
Proxy | 0 | 0 | 0
Mountain_View | 1 | 1 | 1
Barbers_Point | 1 | 1 | 1
Kaukonahua | 1 | 1 | 1
Mehana | 1 | 1 | 1
Waiawa_Ph2 | 1 | 1 | 1
Kupono | 1 | 1 | 1
No_LF_Zone | 1 | 0 | 1

## transmission_lines
Return to Assumptions Summary
Transmission Line Capacity
In RESOLVE, transmission line capacity is model from one point of reference to another. In the first column, "transmission_line", we define the name of the transmission line, specifying the two reference zones "Oahu" and "Proxy" in line "OA_to_Proxy". In the second and third columns, we state which zone the energy is moved from, "transmission_from" and the zone where it's going to, "transmission_to". In the fourth and fifth columns, we can specify a minimum transmission capacity, "min_flow" and a maximum transmission capacity, "max_flow". The energy flow is one-directional from the outer zone "transmission_from" to the inner zone "transmission_to". In the table below, resources in the NoLF zone have a very high transmission capacity limit 99999 MW to simulate an unlimited scenario. To set a point of interconnection (POI) transmission constraint for a particular resource, a specific value can be used in the "max_flow" field.
Transmission Lines
transmission_line | transmission_from | transmission_to | min_flow | max_flow
OA_to_PROXY | Oahu | Proxy | 0 | 0
Mountain_View_to_OA | Mountain_View | Oahu | 0 | 7
Barbers_Point_to_OA | Barbers_Point | Oahu | 0 | 15
Kaukonahua_to_OA | Kaukonahua | Oahu | 0 | 6
Mehana_to_OA | Mehana | Oahu | 0 | 6.6
No_LF_to_OA | No_LF_Zone | Oahu | 0 | 1000
Waiawa_to_OA | Waiawa_Ph2 | Oahu | 0 | 30
Kupono_to_OA | Kupono | Oahu | 0 | 30

## simultaneous_flow_limits
Return to Assumptions Summary
Simultaneous Flow Constraint
The following constraints allow the user to adjust the transmission capacity exchanged between zones on an annual basis. The direction of energy is one-directional (forward or reverse), in that it moves from the outer zone to the inner zone. This setting provides flexbility in comparison to the hard constraint on the previous worksheet, "max_flow". It can be used to account for things like adding new renewable projects to an existing zone, and the subsequent increase or decrease in transmission capacity that is available or needed through an upgrade. The value 99999 is meant to simulate an unlimited scenario.
Simultaneous Flow Constraint
simultaneous_flow_group | period | simultaneous_flow_limit_mw
Proxy_constraint | 2027 | 0
Proxy_constraint | 2028 | 0
Proxy_constraint | 2029 | 0
Proxy_constraint | 2030 | 0
Proxy_constraint | 2031 | 0
Proxy_constraint | 2032 | 0
Proxy_constraint | 2033 | 0
Proxy_constraint | 2034 | 0
Proxy_constraint | 2040 | 0
Proxy_constraint | 2045 | 0
Proxy_constraint | 2050 | 0
Mountain_View_to_OA_constraint | 2027 | 7
Mountain_View_to_OA_constraint | 2028 | 7
Mountain_View_to_OA_constraint | 2029 | 7
Mountain_View_to_OA_constraint | 2030 | 7
Mountain_View_to_OA_constraint | 2031 | 7
Mountain_View_to_OA_constraint | 2032 | 7
Mountain_View_to_OA_constraint | 2033 | 7
Mountain_View_to_OA_constraint | 2034 | 7
Mountain_View_to_OA_constraint | 2040 | 7
Mountain_View_to_OA_constraint | 2045 | 7
Mountain_View_to_OA_constraint | 2050 | 7
Barbers_Point_to_OA_constraint | 2027 | 15
Barbers_Point_to_OA_constraint | 2028 | 15
Barbers_Point_to_OA_constraint | 2029 | 15
Barbers_Point_to_OA_constraint | 2030 | 15
Barbers_Point_to_OA_constraint | 2031 | 15
Barbers_Point_to_OA_constraint | 2032 | 15
Barbers_Point_to_OA_constraint | 2033 | 15
Barbers_Point_to_OA_constraint | 2034 | 15
Barbers_Point_to_OA_constraint | 2040 | 15
Barbers_Point_to_OA_constraint | 2045 | 15
Barbers_Point_to_OA_constraint | 2050 | 15
Kaukonahua_to_OA_constraint | 2027 | 6
Kaukonahua_to_OA_constraint | 2028 | 6
Kaukonahua_to_OA_constraint | 2029 | 6
Kaukonahua_to_OA_constraint | 2030 | 6
Kaukonahua_to_OA_constraint | 2031 | 6
Kaukonahua_to_OA_constraint | 2032 | 6
Kaukonahua_to_OA_constraint | 2033 | 6
Kaukonahua_to_OA_constraint | 2034 | 6
Kaukonahua_to_OA_constraint | 2040 | 6
Kaukonahua_to_OA_constraint | 2045 | 6
Kaukonahua_to_OA_constraint | 2050 | 6
Mehana_to_OA_constraint | 2027 | 6.6
Mehana_to_OA_constraint | 2028 | 6.6
Mehana_to_OA_constraint | 2029 | 6.6
Mehana_to_OA_constraint | 2030 | 6.6
Mehana_to_OA_constraint | 2031 | 6.6
Mehana_to_OA_constraint | 2032 | 6.6
Mehana_to_OA_constraint | 2033 | 6.6
Mehana_to_OA_constraint | 2034 | 6.6
Mehana_to_OA_constraint | 2040 | 6.6
Mehana_to_OA_constraint | 2045 | 6.6
Mehana_to_OA_constraint | 2050 | 6.6
No_LF_to_OA_constraint | 2027 | 1000
No_LF_to_OA_constraint | 2028 | 1000
No_LF_to_OA_constraint | 2029 | 1000
No_LF_to_OA_constraint | 2030 | 1000
No_LF_to_OA_constraint | 2031 | 1000
No_LF_to_OA_constraint | 2032 | 1000
No_LF_to_OA_constraint | 2033 | 1000
No_LF_to_OA_constraint | 2034 | 1000
No_LF_to_OA_constraint | 2040 | 1000
No_LF_to_OA_constraint | 2045 | 1000
No_LF_to_OA_constraint | 2050 | 1000
Waiawa_to_OA_constraint | 2027 | 30
Waiawa_to_OA_constraint | 2028 | 30
Waiawa_to_OA_constraint | 2029 | 30
Waiawa_to_OA_constraint | 2030 | 30
Waiawa_to_OA_constraint | 2031 | 30
Waiawa_to_OA_constraint | 2032 | 30
Waiawa_to_OA_constraint | 2033 | 30
Waiawa_to_OA_constraint | 2034 | 30
Waiawa_to_OA_constraint | 2040 | 30
Waiawa_to_OA_constraint | 2045 | 30
Waiawa_to_OA_constraint | 2050 | 30
Kupono_to_OA_constraint | 2027 | 30
Kupono_to_OA_constraint | 2028 | 30
Kupono_to_OA_constraint | 2029 | 30
Kupono_to_OA_constraint | 2030 | 30
Kupono_to_OA_constraint | 2031 | 30
Kupono_to_OA_constraint | 2032 | 30
Kupono_to_OA_constraint | 2033 | 30
Kupono_to_OA_constraint | 2034 | 30
Kupono_to_OA_constraint | 2040 | 30
Kupono_to_OA_constraint | 2045 | 30
Kupono_to_OA_constraint | 2050 | 30

## fuels
Return to Assumptions Summary
Fuel Blending
In the first column, "fuels" represents the type of fuel used on that island. The second column, "tco2_per_mmbtu" represents the carbon dioxide (CO2) intensity for greenhouse gas (GHG) accounting in units tCO2/MMBtu. The third column is a decision variable to allow the fuel to be blended with a renewable fuel source such as biodiesel or biogas. Since biogas is not an option for the islands, assume fuel blending is achieved with biodiesel unless otherwise noted.
Fuels
fuels | tco2_per_mmbtu | can_blend_with_pipeline_biogas
LSFO | 0.083063 | TRUE
Diesel | 0.081807 | TRUE
ULSD_CIP | 0.081807 | TRUE
ULSD_SGS | 0.081807 | TRUE
Biodiesel | 0 | FALSE
60.40_ULSD_SGS.LSFO | 0.082309 | TRUE
Sch_Blend | 0.081461 | TRUE
Free | 0 | FALSE
Coal | 0.097205 | FALSE

## renewable_targets
Return to Assumptions Summary
Renewable Targets
In the table below are a collection of inputs related to Renewable Portfolio Standards (RPS) targets. -- first column, "period" represents the modeled year -- second column, "non_modeled_rps_resources_mwh" represents the energy (GWh/year) provided by DER resources. Since DER is not modeled as a resource, this is how we capture the RPS contributions by DERs. -- third and fourth columns, "pipeline_biogas_available_mmbtu_per_year" and "incremental_pipeline_biogas_cost_per_mmbtu" go together. It is used to switch the thermal generator fuel source from a fossil fuel (e.g., LSFO, diesel) to biodiesel in year 2045 when 100% RPS is in effect. -- fifth column, "retail_sales_mwh" is the portion of customer sales (MWh/year) that contributes towards RPS or RPS-A -- sixth column, "RPS_as_fractions_of_retail_sales" represents the annual percent RPS requirement
Renewable Targets
period | non_modeled_rps_resources_mwh | pipeline_biogas_available_mmbtu_per_year | incremental_pipeline_biogas_cost_per_mmbtu | retail_sales_mwh | RPS_as_fractions_of_retail_sales
2027 | 1381900.6144 | 0 | 999999 | 8124095.579 | 0.37
2028 | 1419171.7928 | 0 | 999999 | 8193706.8575 | 0.38
2029 | 1448797.6012 | 0 | 999999 | 8261490.1485 | 0.39
2030 | 1480334.7522 | 0 | 999999 | 8368845.5522 | 0.4
2031 | 1512827.5744 | 0 | 999999 | 8435642.9984 | 0.43
2032 | 1545320.3966 | 0 | 999999 | 8506207.2173 | 0.46
2033 | 1567300.8351 | 0 | 999999 | 8587780.1308 | 0.49
2034 | 1592148.2874 | 0 | 999999 | 8660706.9691 | 0.52
2040 | 1714474.2062 | 0 | 999999 | 9343273.7476 | 0.7
2045 | 1781371.1931 | 9999999999 | 26.7149 | 10117821.6593 | 1
2050 | 1832977.4401 | 9999999999 | 26.6437 | 10969336.4925 | 1

## period_discount_factors
Return to Assumptions Summary
Discount Factors
The table below describes how the discount rate (%) is applied over the planning horizon ("horizon"). The discount rate is converted by RESOLVE into a "discount_factor". Between the starting year to the last year of the horizon ("period"), the "discount_factor" and "years_in_period" are used to determine the present value of the resource plan. The "years_in_period" is based on the linear interpolation between modeled and non-modeled years. The last year of "years_in_period" has the highest weight as the assumption is that future years will have the same cost as the last year.
Period Discount Factors
period | discount_factor | years_in_period
2027 | 0.74921 | 1
2028 | 0.71401 | 1
2029 | 0.68046 | 1
2030 | 0.64849 | 1
2031 | 0.61802 | 1
2032 | 0.58898 | 1
2033 | 0.56131 | 1
2034 | 1.7324 | 3.5
2040 | 2.2527 | 5.5
2045 | 1.5827 | 5
2050 | 3.8989 | 23

## flexible_params
Return to Assumptions Summary
Flexible Parameters
The parameters, "param" listed below are input into various sections of the RESOLVE model. The main theme here is that these parameters have a time constraint, involving the "period" (year), "day" (representative day from 1-30), and the hour of day (ranging from hours 0 - 23), as well as a representative value in the "value" column. The "value" column is more of a catch-all for various inputs and does not have set units. The following are examples of how the params shown in the table below are used: -- "max_gen_fraction" is used to control the generation output of the resource named under the "model_component". For "Load_Reduce", the value is set to zero in the hours when this resource is unavailable. Hour zero in "hour_of_day_from" represents 12:00AM-1:00AM, and hour 16 in "hour_of_day_to" represents 4:00PM - 5:00PM. Therefore, the resource is unavailable from midnight to 5:00PM. -- "energy_budget_cap_factor" - used to maintain a daily capacity factor for the resource's energy budget (FFR1 resource is not used for energy service, therefore its value is zero). --"can_produce_less_than_energy_budget" - Setting to allow limit on Waiau 3 and 4 production. -- "under_freq_load_shedding_fraction" - Percent of allowable under frequency load shed; specific to the island. For Oahu, it is 15%. -- "total_freq_resp_violation_penalty_per_mw" - penalty price for violating the FFR requirement ($/MW) -- "lf_reserve_timeframe_fraction_of_hour" - describes the timeframe of the reserve dispatch (response time to ramp), e.g. 0.5 hours = 30 minutes. -- "erm_shifting_window" - is used to shift battery energy from one hour to another, from one day to another, throughout the year to meet ERM requirements. It has a value of 8760 hours/year. --"synchronous_condenser_addition_to_load" - when not committed and in synchronous condenser mode, the resource will add to load by a fraction of the resource's total capacity, e.g., a value of 0.04 means 4% of total installed capacity adds to the system load -- "allow_synchronous_condenser_mode" - TRUE/FALSE decision variable to allow a thermal generator to switch into synchronous condenser mode if it has that capability -- "decimals" - are used to set the number of decimal places for result values (e.g., value = "2" means display two decimal places, as in 30.00 MW, or 120.00 MWh)
Flexible Parameters
max_gen_fraction | Load_reduce | All | All | 0 | 16 | 0
max_gen_fraction | Load_reduce | All | All | 20 | 23 | 0
max_gen_fraction | Load_reduce | All | All | 16 | 20 | 1
max_gen_fraction | PV_Kupono_Battery | All | All | 0 | 7 | 1
max_gen_fraction | PV_Kupono_Battery | All | All | 17 | 23 | 0.71
max_gen_fraction | Load_reduce_3 | All | All | 0 | 16 | 0
max_gen_fraction | Load_reduce_3 | All | All | 20 | 23 | 0
max_gen_fraction | Load_reduce_3 | All | All | 16 | 20 | 1
max_gen_fraction | FDR | All | All | 0 | 7 | 0
max_gen_fraction | FDR | All | All | 7 | 21 | 1
max_gen_fraction | FDR | All | All | 21 | 23 | 0
max_gen_fraction | RDLC | All | All | 0 | 23 | 1
max_gen_fraction | CIDLC | All | All | 0 | 23 | 1
max_gen_fraction | SBDLC | All | All | 0 | 23 | 1
energy_budget_cap_factor | FFR | None | All | None | None | 0
energy_budget_cap_factor | Hpoff | None | All | None | None | 0.7962
energy_budget_cap_factor | Waiau_3-4 | None | All | None | None | 0.08
energy_budget_cap_factor | FFR_3 | None | All | None | None | 0
can_produce_less_than_energy_budget | Waiau_3-4 | None | None | None | None | 1
under_freq_load_shedding_fraction | None | None | None | None | None | 0.15
total_freq_resp_violation_penalty_per_mw | None | None | None | None | None | 1000000
lf_reserve_timeframe_fraction_of_hour | None | None | None | None | None | 0.5
erm_shifting_window | None | None | None | None | None | 8760
synchronous_condenser_addition_to_load | Sync_Cond | None | None | None | None | 0.04
synchronous_condenser_addition_to_load | LM6000_2x1CC_Sync_Cond | None | None | None | None | 0.04
synchronous_condenser_addition_to_load | SC_6000CC_New | None | None | None | None | 0.04
allow_synchronous_condenser_mode | LM6000_2x1CC_Sync_Cond | None | None | None | None | TRUE
allow_synchronous_condenser_mode | SC_6000CC_New | None | None | None | None | TRUE
decimals | None | None | None | None | None | 2

## system_params
Return to Assumptions Summary
System Parameters
The table below contains a variety of system parameters used in the RESOLVE model. -- first column, "unserved_energy_penalty" is the cost of unserved energy when there isn't enough generation on the system to meet the system load ($/MWh) -- second column, "overgen_penalty" is the cost of curtailment ($/MWh) -- third column, "upward_reserve_violation_penalty" is the cost of the model not meeting upward regulating reserve requirements ($/MW) -- fourth column, "downward_reserve_violation_penalty" is the cost of the model not meeting downward regulating reserve requirements ($/MW) -- fifth column, "lf_reserve_dispatch_fraction" represents the load following/regulating reserve subhourly dispatch fraction (%) -- sixth column, "var_rnw_available_for_reserves" is the capacity of variable resources to provide load following/regulating reserves (%) -- seventh column, "max_var_rnw_reserves" represents the maximum load following/regulating reserves provided by variable resources (%) -- eigth column, "require_overbuild" allows RESOLVE to build enough resources to meet all system constraints as mentioned above, and avoid penalty costs -- ninth column, "enforce_ghg_targets" allows the model to meet greenhous gas (GHG) emissions targets -- tenth column, "count_storage_losses_as_rps_curtailment"is an accounting feature for battery energy losses to count as curtailment of RPS eligible resources and not a reduction in RPS -- eleventh column, "allow_unserved_energy" enables to model to allow hours of unserved energy, although those hours will have an associated penalty cost for violating the constraint
System Parameters
unserved_energy_penalty | overgen_penalty | upward_reserve_violation_penalty | downward_reserve_violation_penalty | lf_reserve_dispatch_fraction | var_rnw_available_for_reserves | max_var_rnw_reserves | require_overbuild | enforce_ghg_targets | count_storage_losses_as_rps_curtailment | allow_unserved_energy
50000 | 50000 | 10000 | 10000 | 0.5 | 0.5 | 0.2 | TRUE | TRUE | TRUE | TRUE

## resources
Return to Assumptions Summary
Resources
The following table contains all of the user-defined resources modeled in RESOLVE by island. The first column, "resource" is the name of the unit or project, which is tied to a "technology" type in column two, and a "zone" in column three. The binary values (1 or 0) in columns four through seven represent TRUE or FALSE values, TRUE = 1 and FALSE = 0. The questions being asked for each resource are: -- Column 4, "rps_eligible" - Does the project count towards RPS? -- Column 5, "can_build_new" - Can the resource be built and/or expanded? -- Column 6, "capacity_limited" - If a new resource, is there a limit on how much capacity can be built? -- Column 7, "can_retire" - Can the unit be retired by RESOLVE? (RESOLVE will optimize and decide when this occurs.)
Resources
resource | technology | zone | rps_eligible | can_build_new | capacity_limited | can_retire
FFR | FFR | Oahu | 0 | 0 | 0 | 0
Airport_DSG | Airport_DSG | Oahu | 1 | 0 | 0 | 0
Biomass | Biomass | Oahu | 1 | 1 | 1 | 0
CIP_BioD | CIP_BioD | Oahu | 1 | 0 | 0 | 0
Hpoff | Hpoff | Oahu | 1 | 0 | 0 | 0
Kala1_Biod | Kala1_Biod | Oahu | 1 | 0 | 0 | 0
Kala2_Biod | Kala2_Biod | Oahu | 1 | 0 | 0 | 0
Schofield | Schofield | Oahu | 1 | 0 | 0 | 0
Schofield_Biod | Schofield_Biod | Oahu | 1 | 0 | 0 | 0
AES | AES | Oahu | 0 | 0 | 0 | 0
CIP_Diesel | CIP_Diesel | Oahu | 0 | 0 | 0 | 0
ICE_New | ICE_New | Oahu | 0 | 1 | 1 | 0
Kahe_5-6 | Kahe_5-6 | Oahu | 0 | 0 | 0 | 0
Kala1 | Kala1 | Oahu | 0 | 0 | 0 | 0
Kala2 | Kala2 | Oahu | 0 | 0 | 0 | 0
LM6000_2x1CC_Sync_Cond | LM6000_2x1CC_Sync_Cond | Oahu | 0 | 1 | 1 | 0
Sync_Cond | Sync_Cond | Oahu | 0 | 1 | 1 | 0
Waiau_3-4 | Waiau_3-4 | Oahu | 0 | 0 | 0 | 0
Waiau_5-6 | Waiau_5-6 | Oahu | 0 | 0 | 0 | 0
Waiau_9-10 | Waiau_9-10 | Oahu | 0 | 0 | 0 | 0
SC_6000CC_New | SC_6000CC | Oahu | 0 | 1 | 1 | 0
K14_W78 | K14_W78 | Oahu | 0 | 0 | 0 | 0
FFR_3 | FFR | Oahu | 0 | 0 | 0 | 0
Solar_CBRE | Solar_CBRE | No_LF_Zone | 1 | 0 | 0 | 0
Solar_Planned | Solar_Existing | No_LF_Zone | 1 | 0 | 0 | 0
Solar_Grid-Scale_Single-Tracking_New | Solar_Grid-Scale_Single-Tracking | Oahu | 1 | 1 | 1 | 0
Wind_NPM | Wind_Onshore | Oahu | 1 | 0 | 0 | 0
Wind_Onshore_Planned | Wind_Existing | Oahu | 1 | 0 | 0 | 0
Wind_Offshore_Planned | Wind_Existing | Oahu | 1 | 0 | 0 | 0
Wind_Onshore_New | Wind_Onshore | Oahu | 1 | 1 | 1 | 0
Wind_Offshore_New | Wind_Offshore | Oahu | 1 | 1 | 1 | 0
Solar_Waianae | Solar_Grid-Scale_Fixed | Oahu | 1 | 0 | 0 | 0
Solar_CBRE_Ph2_Small | Solar_CBRE | Oahu | 1 | 0 | 0 | 0
Solar_CBRE_Ph2_RFP | Solar_Grid-Scale_Single-Tracking | Oahu | 1 | 0 | 0 | 0
Hoohana_Solar_Supply | PV_Paired_Grid_4hr_Supply | Oahu | 1 | 0 | 0 | 0
West_Oahu_Solar_Supply | PV_Paired_Grid_4hr_Supply | Oahu | 1 | 0 | 0 | 0
Mililani_Solar_1_Supply | PV_Paired_Grid_4hr_Supply | Oahu | 1 | 0 | 0 | 0
Waiawa_Solar_Supply | PV_Paired_Grid_4hr_Supply | Oahu | 1 | 0 | 0 | 0
PV_Paired_Grid_4hr_New_Supply | PV_Paired_Grid_4hr_Supply | Oahu | 1 | 1 | 1 | 0
PV_Paired_Grid_6hr_New_Supply | PV_Paired_Grid_6hr_Supply | Oahu | 1 | 1 | 1 | 0
PV_Kupehau_Supply | PV_Paired_Grid_4hr_Supply | Oahu | 1 | 0 | 0 | 0
PV_Waiawa_Ph2_Supply | PV_Paired_Grid_8hr_Supply | Waiawa_Ph2 | 1 | 0 | 0 | 0
PV_Mountain_View_Supply | PV_Paired_Grid_4hr_Supply | Mountain_View | 1 | 0 | 0 | 0
PV_Kupono_Supply | PV_Paired_Grid_4hr_Supply | Kupono | 1 | 0 | 0 | 0
PV_Barbers_Point_Supply | PV_Paired_Grid_4hr_Supply | Barbers_Point | 1 | 0 | 0 | 0
PV_Mahi_Supply | PV_Paired_Grid_4hr_Supply | Oahu | 1 | 0 | 0 | 0
PV_Paired_Grid_2hr_New_Supply | PV_Paired_Grid_2hr_Supply | Oahu | 1 | 1 | 1 | 0
PV_Paired_Grid_8hr_New_Supply | PV_Paired_Grid_8hr_Supply | Oahu | 1 | 1 | 1 | 0
PV_Aggregated_DER_Supply | PV_Paired_Grid_2hr_Supply | Oahu | 1 | 1 | 1 | 0
Battery_Grid-Scale_Planned | Battery_Grid-Scale | Oahu | 0 | 0 | 0 | 0
Battery_Grid-Scale_New | Standalone | Oahu | 0 | 1 | 1 | 0
Kapolei_Energy_Storage | Standalone_4hr | Oahu | 0 | 0 | 0 | 0
Load_Build | Load_Build | Oahu | 0 | 0 | 0 | 0
Kapolei_Energy_Storage_Contingency | Standalone_0.5hr | Oahu | 0 | 0 | 0 | 0
Load_Build_3 | Load_Build | Oahu | 0 | 0 | 0 | 0
PSH | Battery_Grid-Scale_10hr | Oahu | 0 | 1 | 0 | 0
Hoohana_Solar_Battery | PV_Paired_Grid_4hr_Battery | Oahu | 0 | 0 | 0 | 0
West_Oahu_Solar_Battery | PV_Paired_Grid_4hr_Battery | Oahu | 0 | 0 | 0 | 0
Mililani_Solar_1_Battery | PV_Paired_Grid_4hr_Battery | Oahu | 0 | 0 | 0 | 0
Waiawa_Solar_Battery | PV_Paired_Grid_4hr_Battery | Oahu | 0 | 0 | 0 | 0
PV_Paired_Grid_4hr_New_Battery | PV_Paired_Grid_4hr_Battery | Oahu | 0 | 1 | 1 | 0
PV_Paired_Grid_6hr_New_Battery | PV_Paired_Grid_6hr_Battery | Oahu | 0 | 1 | 1 | 0
PV_Kupehau_Battery | PV_Paired_Grid_4hr_Battery | Oahu | 0 | 0 | 0 | 0
PV_Waiawa_Ph2_Battery | PV_Paired_Grid_8hr_Battery | Waiawa_Ph2 | 0 | 0 | 0 | 0
PV_Mountain_View_Battery | PV_Paired_Grid_4hr_Battery | Mountain_View | 0 | 0 | 0 | 0
PV_Kupono_Battery | PV_Paired_Grid_4hr_Battery | Kupono | 0 | 0 | 0 | 0
PV_Barbers_Point_Battery | PV_Paired_Grid_4hr_Battery | Barbers_Point | 0 | 0 | 0 | 0
PV_Mahi_Battery | PV_Paired_Grid_4hr_Battery | Oahu | 0 | 0 | 0 | 0
PV_Paired_Grid_2hr_New_Battery | PV_Paired_Grid_2hr_Battery | Oahu | 0 | 1 | 1 | 0
PV_Paired_Grid_8hr_New_Battery | PV_Paired_Grid_8hr_Battery | Oahu | 0 | 1 | 1 | 0
PV_Aggregated_DER_Battery | PV_Paired_Grid_2hr_Battery | Oahu | 0 | 1 | 1 | 0
Load_reduce | Shed_DR | Oahu | 0 | 0 | 0 | 0
Load_reduce_3 | Shed_DR | Oahu | 0 | 0 | 0 | 0
FDR | Shed_DR | Oahu | 0 | 0 | 0 | 0
RDLC | Shed_DR | Oahu | 0 | 0 | 0 | 0
CIDLC | Shed_DR | Oahu | 0 | 0 | 0 | 0
SBDLC | Shed_DR | Oahu | 0 | 0 | 0 | 0

## min_cumulative_new_build
Return to Assumptions Summary
New Resource Minimum Cumulative Build (MW)
Candidate resources that can be built by RESOLVE are shown in the first column labeled, "resource". In the second column, "period" shows the year modeled. Third column, "min_cumulative_build_by_year" shows the minimum capacity that should be built per year in megawatts (MW) by RESOLVE. By setting this value to zero, this means that RESOLVE is not constrained by a minimum new build requirement, and it can optimize as much or little of a resource as is needed.
Minimum Cumulative New Build
resource | period | min_cumulative_build_by_year
Battery_Grid-Scale_New | 2027 | 0
Battery_Grid-Scale_New | 2028 | 0
Battery_Grid-Scale_New | 2029 | 0
Battery_Grid-Scale_New | 2030 | 0
Battery_Grid-Scale_New | 2031 | 0
Battery_Grid-Scale_New | 2032 | 0
Battery_Grid-Scale_New | 2033 | 0
Battery_Grid-Scale_New | 2034 | 0
Battery_Grid-Scale_New | 2040 | 0
Battery_Grid-Scale_New | 2045 | 0
Battery_Grid-Scale_New | 2050 | 0
Biomass | 2027 | 0
Biomass | 2028 | 0
Biomass | 2029 | 0
Biomass | 2030 | 0
Biomass | 2031 | 0
Biomass | 2032 | 0
Biomass | 2033 | 0
Biomass | 2034 | 0
Biomass | 2040 | 0
Biomass | 2045 | 0
Biomass | 2050 | 0
ICE_New | 2027 | 0
ICE_New | 2028 | 0
ICE_New | 2029 | 0
ICE_New | 2030 | 0
ICE_New | 2031 | 0
ICE_New | 2032 | 0
ICE_New | 2033 | 0
ICE_New | 2034 | 0
ICE_New | 2040 | 0
ICE_New | 2045 | 0
ICE_New | 2050 | 0
LM6000_2x1CC_Sync_Cond | 2027 | 0
LM6000_2x1CC_Sync_Cond | 2028 | 0
LM6000_2x1CC_Sync_Cond | 2029 | 0
LM6000_2x1CC_Sync_Cond | 2030 | 0
LM6000_2x1CC_Sync_Cond | 2031 | 0
LM6000_2x1CC_Sync_Cond | 2032 | 0
LM6000_2x1CC_Sync_Cond | 2033 | 0
LM6000_2x1CC_Sync_Cond | 2034 | 0
LM6000_2x1CC_Sync_Cond | 2040 | 0
LM6000_2x1CC_Sync_Cond | 2045 | 0
LM6000_2x1CC_Sync_Cond | 2050 | 0
PSH | 2027 | 0
PSH | 2028 | 0
PSH | 2029 | 0
PSH | 2030 | 0
PSH | 2031 | 0
PSH | 2032 | 0
PSH | 2033 | 0
PSH | 2034 | 0
PSH | 2040 | 0
PSH | 2045 | 0
PSH | 2050 | 0
PV_Aggregated_DER_Battery | 2027 | 0
PV_Aggregated_DER_Battery | 2028 | 0
PV_Aggregated_DER_Battery | 2029 | 0
PV_Aggregated_DER_Battery | 2030 | 0
PV_Aggregated_DER_Battery | 2031 | 0
PV_Aggregated_DER_Battery | 2032 | 0
PV_Aggregated_DER_Battery | 2033 | 0
PV_Aggregated_DER_Battery | 2034 | 0
PV_Aggregated_DER_Battery | 2040 | 0
PV_Aggregated_DER_Battery | 2045 | 0
PV_Aggregated_DER_Battery | 2050 | 0
PV_Aggregated_DER_Supply | 2027 | 0
PV_Aggregated_DER_Supply | 2028 | 0
PV_Aggregated_DER_Supply | 2029 | 0
PV_Aggregated_DER_Supply | 2030 | 0
PV_Aggregated_DER_Supply | 2031 | 0
PV_Aggregated_DER_Supply | 2032 | 0
PV_Aggregated_DER_Supply | 2033 | 0
PV_Aggregated_DER_Supply | 2034 | 0
PV_Aggregated_DER_Supply | 2040 | 0
PV_Aggregated_DER_Supply | 2045 | 0
PV_Aggregated_DER_Supply | 2050 | 0
PV_Paired_Grid_2hr_New_Battery | 2027 | 0
PV_Paired_Grid_2hr_New_Battery | 2028 | 0
PV_Paired_Grid_2hr_New_Battery | 2029 | 0
PV_Paired_Grid_2hr_New_Battery | 2030 | 0
PV_Paired_Grid_2hr_New_Battery | 2031 | 0
PV_Paired_Grid_2hr_New_Battery | 2032 | 0
PV_Paired_Grid_2hr_New_Battery | 2033 | 0
PV_Paired_Grid_2hr_New_Battery | 2034 | 0
PV_Paired_Grid_2hr_New_Battery | 2040 | 0
PV_Paired_Grid_2hr_New_Battery | 2045 | 0
PV_Paired_Grid_2hr_New_Battery | 2050 | 0
PV_Paired_Grid_2hr_New_Supply | 2027 | 0
PV_Paired_Grid_2hr_New_Supply | 2028 | 0
PV_Paired_Grid_2hr_New_Supply | 2029 | 0
PV_Paired_Grid_2hr_New_Supply | 2030 | 0
PV_Paired_Grid_2hr_New_Supply | 2031 | 0
PV_Paired_Grid_2hr_New_Supply | 2032 | 0
PV_Paired_Grid_2hr_New_Supply | 2033 | 0
PV_Paired_Grid_2hr_New_Supply | 2034 | 0
PV_Paired_Grid_2hr_New_Supply | 2040 | 0
PV_Paired_Grid_2hr_New_Supply | 2045 | 0
PV_Paired_Grid_2hr_New_Supply | 2050 | 0
PV_Paired_Grid_4hr_New_Battery | 2027 | 0
PV_Paired_Grid_4hr_New_Battery | 2028 | 0
PV_Paired_Grid_4hr_New_Battery | 2029 | 0
PV_Paired_Grid_4hr_New_Battery | 2030 | 0
PV_Paired_Grid_4hr_New_Battery | 2031 | 0
PV_Paired_Grid_4hr_New_Battery | 2032 | 0
PV_Paired_Grid_4hr_New_Battery | 2033 | 0
PV_Paired_Grid_4hr_New_Battery | 2034 | 0
PV_Paired_Grid_4hr_New_Battery | 2040 | 0
PV_Paired_Grid_4hr_New_Battery | 2045 | 0
PV_Paired_Grid_4hr_New_Battery | 2050 | 0
PV_Paired_Grid_4hr_New_Supply | 2027 | 0
PV_Paired_Grid_4hr_New_Supply | 2028 | 0
PV_Paired_Grid_4hr_New_Supply | 2029 | 0
PV_Paired_Grid_4hr_New_Supply | 2030 | 0
PV_Paired_Grid_4hr_New_Supply | 2031 | 0
PV_Paired_Grid_4hr_New_Supply | 2032 | 0
PV_Paired_Grid_4hr_New_Supply | 2033 | 0
PV_Paired_Grid_4hr_New_Supply | 2034 | 0
PV_Paired_Grid_4hr_New_Supply | 2040 | 0
PV_Paired_Grid_4hr_New_Supply | 2045 | 0
PV_Paired_Grid_4hr_New_Supply | 2050 | 0
PV_Paired_Grid_6hr_New_Battery | 2027 | 0
PV_Paired_Grid_6hr_New_Battery | 2028 | 0
PV_Paired_Grid_6hr_New_Battery | 2029 | 0
PV_Paired_Grid_6hr_New_Battery | 2030 | 0
PV_Paired_Grid_6hr_New_Battery | 2031 | 0
PV_Paired_Grid_6hr_New_Battery | 2032 | 0
PV_Paired_Grid_6hr_New_Battery | 2033 | 0
PV_Paired_Grid_6hr_New_Battery | 2034 | 0
PV_Paired_Grid_6hr_New_Battery | 2040 | 0
PV_Paired_Grid_6hr_New_Battery | 2045 | 0
PV_Paired_Grid_6hr_New_Battery | 2050 | 0
PV_Paired_Grid_6hr_New_Supply | 2027 | 0
PV_Paired_Grid_6hr_New_Supply | 2028 | 0
PV_Paired_Grid_6hr_New_Supply | 2029 | 0
PV_Paired_Grid_6hr_New_Supply | 2030 | 0
PV_Paired_Grid_6hr_New_Supply | 2031 | 0
PV_Paired_Grid_6hr_New_Supply | 2032 | 0
PV_Paired_Grid_6hr_New_Supply | 2033 | 0
PV_Paired_Grid_6hr_New_Supply | 2034 | 0
PV_Paired_Grid_6hr_New_Supply | 2040 | 0
PV_Paired_Grid_6hr_New_Supply | 2045 | 0
PV_Paired_Grid_6hr_New_Supply | 2050 | 0
PV_Paired_Grid_8hr_New_Battery | 2027 | 0
PV_Paired_Grid_8hr_New_Battery | 2028 | 0
PV_Paired_Grid_8hr_New_Battery | 2029 | 0
PV_Paired_Grid_8hr_New_Battery | 2030 | 0
PV_Paired_Grid_8hr_New_Battery | 2031 | 0
PV_Paired_Grid_8hr_New_Battery | 2032 | 0
PV_Paired_Grid_8hr_New_Battery | 2033 | 0
PV_Paired_Grid_8hr_New_Battery | 2034 | 0
PV_Paired_Grid_8hr_New_Battery | 2040 | 0
PV_Paired_Grid_8hr_New_Battery | 2045 | 0
PV_Paired_Grid_8hr_New_Battery | 2050 | 0
PV_Paired_Grid_8hr_New_Supply | 2027 | 0
PV_Paired_Grid_8hr_New_Supply | 2028 | 0
PV_Paired_Grid_8hr_New_Supply | 2029 | 0
PV_Paired_Grid_8hr_New_Supply | 2030 | 0
PV_Paired_Grid_8hr_New_Supply | 2031 | 0
PV_Paired_Grid_8hr_New_Supply | 2032 | 0
PV_Paired_Grid_8hr_New_Supply | 2033 | 0
PV_Paired_Grid_8hr_New_Supply | 2034 | 0
PV_Paired_Grid_8hr_New_Supply | 2040 | 0
PV_Paired_Grid_8hr_New_Supply | 2045 | 0
PV_Paired_Grid_8hr_New_Supply | 2050 | 0
SC_6000CC_New | 2027 | 0
SC_6000CC_New | 2028 | 0
SC_6000CC_New | 2029 | 0
SC_6000CC_New | 2030 | 0
SC_6000CC_New | 2031 | 0
SC_6000CC_New | 2032 | 0
SC_6000CC_New | 2033 | 0
SC_6000CC_New | 2034 | 0
SC_6000CC_New | 2040 | 0
SC_6000CC_New | 2045 | 0
SC_6000CC_New | 2050 | 0
Solar_Grid-Scale_Single-Tracking_New | 2027 | 0
Solar_Grid-Scale_Single-Tracking_New | 2028 | 0
Solar_Grid-Scale_Single-Tracking_New | 2029 | 0
Solar_Grid-Scale_Single-Tracking_New | 2030 | 0
Solar_Grid-Scale_Single-Tracking_New | 2031 | 0
Solar_Grid-Scale_Single-Tracking_New | 2032 | 0
Solar_Grid-Scale_Single-Tracking_New | 2033 | 0
Solar_Grid-Scale_Single-Tracking_New | 2034 | 0
Solar_Grid-Scale_Single-Tracking_New | 2040 | 0
Solar_Grid-Scale_Single-Tracking_New | 2045 | 0
Solar_Grid-Scale_Single-Tracking_New | 2050 | 0
Sync_Cond | 2027 | 0
Sync_Cond | 2028 | 0
Sync_Cond | 2029 | 0
Sync_Cond | 2030 | 0
Sync_Cond | 2031 | 0
Sync_Cond | 2032 | 0
Sync_Cond | 2033 | 0
Sync_Cond | 2034 | 0
Sync_Cond | 2040 | 0
Sync_Cond | 2045 | 0
Sync_Cond | 2050 | 0
Wind_Offshore_New | 2027 | 0
Wind_Offshore_New | 2028 | 0
Wind_Offshore_New | 2029 | 0
Wind_Offshore_New | 2030 | 0
Wind_Offshore_New | 2031 | 0
Wind_Offshore_New | 2032 | 0
Wind_Offshore_New | 2033 | 0
Wind_Offshore_New | 2034 | 0
Wind_Offshore_New | 2040 | 0
Wind_Offshore_New | 2045 | 0
Wind_Offshore_New | 2050 | 0
Wind_Onshore_New | 2027 | 0
Wind_Onshore_New | 2028 | 0
Wind_Onshore_New | 2029 | 0
Wind_Onshore_New | 2030 | 0
Wind_Onshore_New | 2031 | 0
Wind_Onshore_New | 2032 | 0
Wind_Onshore_New | 2033 | 0
Wind_Onshore_New | 2034 | 0
Wind_Onshore_New | 2040 | 0
Wind_Onshore_New | 2045 | 0
Wind_Onshore_New | 2050 | 0

## planned_installed_capacities
Return to Assumptions Summary
Planned Resource Installed Capacities (MW)
The table below shows the user-defined "resource" names in the first column, modeled year in the "period" column, the planned capacity in megawatts (MW) in the third column. The fourth column, "min_operational_planned_capacity_mw" represents any operating minimum capacity (MW) that is required for a resource. The fifth column, "planned_capacity_fixed_o_and_m_dollars_per_kw_yr" is the associated annual fixed O&M (operations and maintenance) costs to run the units, projects, or grid services.
Planned Installed Capacities
resource | period | planned_installed_capacity | min_operational_planned_capacity_mw | planned_capacity_fixed_o_and_m_dollars_per_kw_yr
AES | 2027 | 0 | 0 | 0
AES | 2028 | 0 | 0 | 0
AES | 2029 | 0 | 0 | 0
AES | 2030 | 0 | 0 | 0
AES | 2031 | 0 | 0 | 0
AES | 2032 | 0 | 0 | 0
AES | 2033 | 0 | 0 | 0
AES | 2034 | 0 | 0 | 0
AES | 2040 | 0 | 0 | 0
AES | 2045 | 0 | 0 | 0
AES | 2050 | 0 | 0 | 0
Airport_DSG | 2027 | 8 | 0 | 0
Airport_DSG | 2028 | 8 | 0 | 0
Airport_DSG | 2029 | 8 | 0 | 0
Airport_DSG | 2030 | 8 | 0 | 0
Airport_DSG | 2031 | 8 | 0 | 0
Airport_DSG | 2032 | 8 | 0 | 0
Airport_DSG | 2033 | 8 | 0 | 0
Airport_DSG | 2034 | 8 | 0 | 0
Airport_DSG | 2040 | 8 | 0 | 0
Airport_DSG | 2045 | 8 | 0 | 0
Airport_DSG | 2050 | 8 | 0 | 0
Battery_Grid-Scale_New | 2027 | 0 | 0 | 0
Battery_Grid-Scale_New | 2028 | 0 | 0 | 0
Battery_Grid-Scale_New | 2029 | 0 | 0 | 0
Battery_Grid-Scale_New | 2030 | 0 | 0 | 0
Battery_Grid-Scale_New | 2031 | 0 | 0 | 0
Battery_Grid-Scale_New | 2032 | 0 | 0 | 0
Battery_Grid-Scale_New | 2033 | 0 | 0 | 0
Battery_Grid-Scale_New | 2034 | 0 | 0 | 0
Battery_Grid-Scale_New | 2040 | 0 | 0 | 0
Battery_Grid-Scale_New | 2045 | 0 | 0 | 0
Battery_Grid-Scale_New | 2050 | 0 | 0 | 0
Battery_Grid-Scale_Planned | 2027 | 0 | 0 | 0
Battery_Grid-Scale_Planned | 2028 | 0 | 0 | 0
Battery_Grid-Scale_Planned | 2029 | 0 | 0 | 0
Battery_Grid-Scale_Planned | 2030 | 0 | 0 | 0
Battery_Grid-Scale_Planned | 2031 | 0 | 0 | 0
Battery_Grid-Scale_Planned | 2032 | 0 | 0 | 0
Battery_Grid-Scale_Planned | 2033 | 0 | 0 | 0
Battery_Grid-Scale_Planned | 2034 | 0 | 0 | 0
Battery_Grid-Scale_Planned | 2040 | 0 | 0 | 0
Battery_Grid-Scale_Planned | 2045 | 0 | 0 | 0
Battery_Grid-Scale_Planned | 2050 | 0 | 0 | 0
Biomass | 2027 | 0 | 0 | 0
Biomass | 2028 | 0 | 0 | 0
Biomass | 2029 | 0 | 0 | 0
Biomass | 2030 | 0 | 0 | 0
Biomass | 2031 | 0 | 0 | 0
Biomass | 2032 | 0 | 0 | 0
Biomass | 2033 | 0 | 0 | 0
Biomass | 2034 | 0 | 0 | 0
Biomass | 2040 | 0 | 0 | 0
Biomass | 2045 | 0 | 0 | 0
Biomass | 2050 | 0 | 0 | 0
CIDLC | 2027 | 7.75 | 0 | 0
CIDLC | 2028 | 7.75 | 0 | 0
CIDLC | 2029 | 7.75 | 0 | 0
CIDLC | 2030 | 7.75 | 0 | 0
CIDLC | 2031 | 7.75 | 0 | 0
CIDLC | 2032 | 7.75 | 0 | 0
CIDLC | 2033 | 7.75 | 0 | 0
CIDLC | 2034 | 7.75 | 0 | 0
CIDLC | 2040 | 7.75 | 0 | 0
CIDLC | 2045 | 7.75 | 0 | 0
CIDLC | 2050 | 7.75 | 0 | 0
CIP_BioD | 2027 | 0 | 0 | 1.3773
CIP_BioD | 2028 | 0 | 0 | 1.3773
CIP_BioD | 2029 | 0 | 0 | 1.3773
CIP_BioD | 2030 | 0 | 0 | 1.3773
CIP_BioD | 2031 | 0 | 0 | 1.3773
CIP_BioD | 2032 | 0 | 0 | 1.3773
CIP_BioD | 2033 | 0 | 0 | 1.3773
CIP_BioD | 2034 | 0 | 0 | 1.3773
CIP_BioD | 2040 | 0 | 0 | 1.3773
CIP_BioD | 2045 | 129 | 0 | 1.3773
CIP_BioD | 2050 | 129 | 0 | 1.3773
CIP_Diesel | 2027 | 129 | 0 | 1.3773
CIP_Diesel | 2028 | 129 | 0 | 1.3773
CIP_Diesel | 2029 | 129 | 0 | 1.3773
CIP_Diesel | 2030 | 129 | 0 | 1.3773
CIP_Diesel | 2031 | 129 | 0 | 1.3773
CIP_Diesel | 2032 | 129 | 0 | 1.3773
CIP_Diesel | 2033 | 129 | 0 | 1.3773
CIP_Diesel | 2034 | 129 | 0 | 1.3773
CIP_Diesel | 2040 | 129 | 0 | 1.3773
CIP_Diesel | 2045 | 0 | 0 | 1.3773
CIP_Diesel | 2050 | 0 | 0 | 1.3773
FDR | 2027 | 5.53 | 0 | 0
FDR | 2028 | 5.53 | 0 | 0
FDR | 2029 | 5.53 | 0 | 0
FDR | 2030 | 5.53 | 0 | 0
FDR | 2031 | 5.53 | 0 | 0
FDR | 2032 | 5.53 | 0 | 0
FDR | 2033 | 5.53 | 0 | 0
FDR | 2034 | 5.53 | 0 | 0
FDR | 2040 | 5.53 | 0 | 0
FDR | 2045 | 5.53 | 0 | 0
FDR | 2050 | 5.53 | 0 | 0
FFR | 2027 | 0 | 0 | 0
FFR | 2028 | 0 | 0 | 0
FFR | 2029 | 0 | 0 | 0
FFR | 2030 | 0 | 0 | 0
FFR | 2031 | 0 | 0 | 0
FFR | 2032 | 0 | 0 | 0
FFR | 2033 | 0 | 0 | 0
FFR | 2034 | 0 | 0 | 0
FFR | 2040 | 0 | 0 | 0
FFR | 2045 | 0 | 0 | 0
FFR | 2050 | 0 | 0 | 0
FFR_3 | 2027 | 12 | 0 | 0
FFR_3 | 2028 | 12 | 0 | 0
FFR_3 | 2029 | 12 | 0 | 0
FFR_3 | 2030 | 12 | 0 | 0
FFR_3 | 2031 | 12 | 0 | 0
FFR_3 | 2032 | 12 | 0 | 0
FFR_3 | 2033 | 0 | 0 | 0
FFR_3 | 2034 | 0 | 0 | 0
FFR_3 | 2040 | 0 | 0 | 0
FFR_3 | 2045 | 0 | 0 | 0
FFR_3 | 2050 | 0 | 0 | 0
Hoohana_Solar_Battery | 2027 | 52 | 0 | 0
Hoohana_Solar_Battery | 2028 | 52 | 0 | 0
Hoohana_Solar_Battery | 2029 | 52 | 0 | 0
Hoohana_Solar_Battery | 2030 | 52 | 0 | 0
Hoohana_Solar_Battery | 2031 | 52 | 0 | 0
Hoohana_Solar_Battery | 2032 | 52 | 0 | 0
Hoohana_Solar_Battery | 2033 | 52 | 0 | 0
Hoohana_Solar_Battery | 2034 | 52 | 0 | 0
Hoohana_Solar_Battery | 2040 | 52 | 0 | 0
Hoohana_Solar_Battery | 2045 | 52 | 0 | 0
Hoohana_Solar_Battery | 2050 | 52 | 0 | 0
Hoohana_Solar_Supply | 2027 | 52 | 0 | 228.0996
Hoohana_Solar_Supply | 2028 | 52 | 0 | 228.0996
Hoohana_Solar_Supply | 2029 | 52 | 0 | 228.0996
Hoohana_Solar_Supply | 2030 | 52 | 0 | 228.0996
Hoohana_Solar_Supply | 2031 | 52 | 0 | 228.0996
Hoohana_Solar_Supply | 2032 | 52 | 0 | 228.0996
Hoohana_Solar_Supply | 2033 | 52 | 0 | 228.0996
Hoohana_Solar_Supply | 2034 | 52 | 0 | 228.0996
Hoohana_Solar_Supply | 2040 | 52 | 0 | 228.0996
Hoohana_Solar_Supply | 2045 | 52 | 0 | 228.0996
Hoohana_Solar_Supply | 2050 | 52 | 0 | 228.0996
Hpoff | 2027 | 68.5 | 0 | 204.9264
Hpoff | 2028 | 68.5 | 0 | 204.9264
Hpoff | 2029 | 68.5 | 0 | 204.9264
Hpoff | 2030 | 68.5 | 0 | 204.9264
Hpoff | 2031 | 68.5 | 0 | 204.9264
Hpoff | 2032 | 68.5 | 0 | 204.9264
Hpoff | 2033 | 68.5 | 0 | 204.9264
Hpoff | 2034 | 68.5 | 0 | 204.9264
Hpoff | 2040 | 68.5 | 0 | 204.9264
Hpoff | 2045 | 68.5 | 0 | 204.9264
Hpoff | 2050 | 68.5 | 0 | 204.9264
ICE_New | 2027 | 0 | 0 | 0
ICE_New | 2028 | 0 | 0 | 0
ICE_New | 2029 | 0 | 0 | 0
ICE_New | 2030 | 0 | 0 | 0
ICE_New | 2031 | 0 | 0 | 0
ICE_New | 2032 | 0 | 0 | 0
ICE_New | 2033 | 0 | 0 | 0
ICE_New | 2034 | 0 | 0 | 0
ICE_New | 2040 | 0 | 0 | 0
ICE_New | 2045 | 0 | 0 | 0
ICE_New | 2050 | 0 | 0 | 0
K14_W78 | 2027 | 505.549 | 0 | 41.7486
K14_W78 | 2028 | 505.549 | 0 | 40.6332
K14_W78 | 2029 | 340.612 | 0 | 63.9498
K14_W78 | 2030 | 340.612 | 0 | 71.797
K14_W78 | 2031 | 340.612 | 0 | 55.7448
K14_W78 | 2032 | 340.612 | 0 | 54.232
K14_W78 | 2033 | 171.464 | 0 | 53.4872
K14_W78 | 2034 | 171.464 | 0 | 77.8178
K14_W78 | 2040 | 0 | 0 | 62.8178
K14_W78 | 2045 | 0 | 0 | 59.949
K14_W78 | 2050 | 0 | 0 | 49.5852
Kahe_5-6 | 2027 | 269.511 | 0 | 20.8371
Kahe_5-6 | 2028 | 269.511 | 0 | 47.7242
Kahe_5-6 | 2029 | 269.511 | 0 | 34.0973
Kahe_5-6 | 2030 | 269.511 | 0 | 32.927
Kahe_5-6 | 2031 | 269.511 | 0 | 31.8041
Kahe_5-6 | 2032 | 269.511 | 0 | 37.7056
Kahe_5-6 | 2033 | 269.511 | 0 | 30.5944
Kahe_5-6 | 2034 | 269.511 | 0 | 32.6743
Kahe_5-6 | 2040 | 269.511 | 0 | 56.9513
Kahe_5-6 | 2045 | 269.511 | 0 | 53.5965
Kahe_5-6 | 2050 | 0 | 0 | 37.5796
Kala1 | 2027 | 90 | 0 | 104.7304
Kala1 | 2028 | 90 | 0 | 104.7304
Kala1 | 2029 | 90 | 0 | 104.7304
Kala1 | 2030 | 90 | 0 | 104.7304
Kala1 | 2031 | 90 | 0 | 104.7304
Kala1 | 2032 | 90 | 0 | 104.7304
Kala1 | 2033 | 90 | 0 | 104.7304
Kala1 | 2034 | 90 | 0 | 104.7304
Kala1 | 2040 | 90 | 0 | 104.7304
Kala1 | 2045 | 0 | 0 | 0
Kala1 | 2050 | 0 | 0 | 0
Kala1_Biod | 2027 | 0 | 0 | 0
Kala1_Biod | 2028 | 0 | 0 | 0
Kala1_Biod | 2029 | 0 | 0 | 0
Kala1_Biod | 2030 | 0 | 0 | 0
Kala1_Biod | 2031 | 0 | 0 | 0
Kala1_Biod | 2032 | 0 | 0 | 0
Kala1_Biod | 2033 | 0 | 0 | 0
Kala1_Biod | 2034 | 0 | 0 | 0
Kala1_Biod | 2040 | 0 | 0 | 0
Kala1_Biod | 2045 | 90 | 0 | 104.7304
Kala1_Biod | 2050 | 90 | 0 | 104.7304
Kala2 | 2027 | 118 | 0 | 104.7304
Kala2 | 2028 | 118 | 0 | 104.7304
Kala2 | 2029 | 118 | 0 | 104.7304
Kala2 | 2030 | 118 | 0 | 104.7304
Kala2 | 2031 | 118 | 0 | 104.7304
Kala2 | 2032 | 118 | 0 | 104.7304
Kala2 | 2033 | 118 | 0 | 104.7304
Kala2 | 2034 | 118 | 0 | 104.7304
Kala2 | 2040 | 118 | 0 | 104.7304
Kala2 | 2045 | 0 | 0 | 0
Kala2 | 2050 | 0 | 0 | 0
Kala2_Biod | 2027 | 0 | 0 | 0
Kala2_Biod | 2028 | 0 | 0 | 0
Kala2_Biod | 2029 | 0 | 0 | 0
Kala2_Biod | 2030 | 0 | 0 | 0
Kala2_Biod | 2031 | 0 | 0 | 0
Kala2_Biod | 2032 | 0 | 0 | 0
Kala2_Biod | 2033 | 0 | 0 | 0
Kala2_Biod | 2034 | 0 | 0 | 0
Kala2_Biod | 2040 | 0 | 0 | 0
Kala2_Biod | 2045 | 118 | 0 | 104.7304
Kala2_Biod | 2050 | 118 | 0 | 104.7304
Kapolei_Energy_Storage | 2027 | 135 | 0 | 115.6833
Kapolei_Energy_Storage | 2028 | 135 | 0 | 113.0512
Kapolei_Energy_Storage | 2029 | 135 | 0 | 110.479
Kapolei_Energy_Storage | 2030 | 135 | 0 | 107.9654
Kapolei_Energy_Storage | 2031 | 135 | 0 | 105.509
Kapolei_Energy_Storage | 2032 | 135 | 0 | 103.1084
Kapolei_Energy_Storage | 2033 | 135 | 0 | 100.7625
Kapolei_Energy_Storage | 2034 | 135 | 0 | 98.4699
Kapolei_Energy_Storage | 2040 | 135 | 0 | 85.7693
Kapolei_Energy_Storage | 2045 | 135 | 0 | 76.4461
Kapolei_Energy_Storage | 2050 | 135 | 0 | 68.1364
Kapolei_Energy_Storage_Contingency | 2027 | 50 | 0 | 0
Kapolei_Energy_Storage_Contingency | 2028 | 50 | 0 | 0
Kapolei_Energy_Storage_Contingency | 2029 | 50 | 0 | 0
Kapolei_Energy_Storage_Contingency | 2030 | 50 | 0 | 0
Kapolei_Energy_Storage_Contingency | 2031 | 50 | 0 | 0
Kapolei_Energy_Storage_Contingency | 2032 | 50 | 0 | 0
Kapolei_Energy_Storage_Contingency | 2033 | 50 | 0 | 0
Kapolei_Energy_Storage_Contingency | 2034 | 50 | 0 | 0
Kapolei_Energy_Storage_Contingency | 2040 | 50 | 0 | 0
Kapolei_Energy_Storage_Contingency | 2045 | 50 | 0 | 0
Kapolei_Energy_Storage_Contingency | 2050 | 50 | 0 | 0
LM6000_2x1CC_Sync_Cond | 2027 | 0 | 0 | 0
LM6000_2x1CC_Sync_Cond | 2028 | 0 | 0 | 0
LM6000_2x1CC_Sync_Cond | 2029 | 0 | 0 | 0
LM6000_2x1CC_Sync_Cond | 2030 | 0 | 0 | 0
LM6000_2x1CC_Sync_Cond | 2031 | 0 | 0 | 0
LM6000_2x1CC_Sync_Cond | 2032 | 0 | 0 | 0
LM6000_2x1CC_Sync_Cond | 2033 | 0 | 0 | 0
LM6000_2x1CC_Sync_Cond | 2034 | 0 | 0 | 0
LM6000_2x1CC_Sync_Cond | 2040 | 0 | 0 | 0
LM6000_2x1CC_Sync_Cond | 2045 | 0 | 0 | 0
LM6000_2x1CC_Sync_Cond | 2050 | 0 | 0 | 0
Load_Build | 2027 | 0 | 0 | 0
Load_Build | 2028 | 0 | 0 | 0
Load_Build | 2029 | 0 | 0 | 0
Load_Build | 2030 | 0 | 0 | 0
Load_Build | 2031 | 0 | 0 | 0
Load_Build | 2032 | 0 | 0 | 0
Load_Build | 2033 | 0 | 0 | 0
Load_Build | 2034 | 0 | 0 | 0
Load_Build | 2040 | 0 | 0 | 0
Load_Build | 2045 | 0 | 0 | 0
Load_Build | 2050 | 0 | 0 | 0
Load_Build_3 | 2027 | 60 | 0 | 0
Load_Build_3 | 2028 | 60 | 0 | 0
Load_Build_3 | 2029 | 60 | 0 | 0
Load_Build_3 | 2030 | 60 | 0 | 0
Load_Build_3 | 2031 | 60 | 0 | 0
Load_Build_3 | 2032 | 60 | 0 | 0
Load_Build_3 | 2033 | 0 | 0 | 0
Load_Build_3 | 2034 | 0 | 0 | 0
Load_Build_3 | 2040 | 0 | 0 | 0
Load_Build_3 | 2045 | 0 | 0 | 0
Load_Build_3 | 2050 | 0 | 0 | 0
Load_reduce | 2027 | 0 | 0 | 0
Load_reduce | 2028 | 0 | 0 | 0
Load_reduce | 2029 | 0 | 0 | 0
Load_reduce | 2030 | 0 | 0 | 0
Load_reduce | 2031 | 0 | 0 | 0
Load_reduce | 2032 | 0 | 0 | 0
Load_reduce | 2033 | 0 | 0 | 0
Load_reduce | 2034 | 0 | 0 | 0
Load_reduce | 2040 | 0 | 0 | 0
Load_reduce | 2045 | 0 | 0 | 0
Load_reduce | 2050 | 0 | 0 | 0
Load_reduce_3 | 2027 | 60 | 0 | 0
Load_reduce_3 | 2028 | 60 | 0 | 0
Load_reduce_3 | 2029 | 60 | 0 | 0
Load_reduce_3 | 2030 | 60 | 0 | 0
Load_reduce_3 | 2031 | 60 | 0 | 0
Load_reduce_3 | 2032 | 60 | 0 | 0
Load_reduce_3 | 2033 | 0 | 0 | 0
Load_reduce_3 | 2034 | 0 | 0 | 0
Load_reduce_3 | 2040 | 0 | 0 | 0
Load_reduce_3 | 2045 | 0 | 0 | 0
Load_reduce_3 | 2050 | 0 | 0 | 0
Mililani_Solar_1_Battery | 2027 | 39 | 0 | 0
Mililani_Solar_1_Battery | 2028 | 39 | 0 | 0
Mililani_Solar_1_Battery | 2029 | 39 | 0 | 0
Mililani_Solar_1_Battery | 2030 | 39 | 0 | 0
Mililani_Solar_1_Battery | 2031 | 39 | 0 | 0
Mililani_Solar_1_Battery | 2032 | 39 | 0 | 0
Mililani_Solar_1_Battery | 2033 | 39 | 0 | 0
Mililani_Solar_1_Battery | 2034 | 39 | 0 | 0
Mililani_Solar_1_Battery | 2040 | 39 | 0 | 0
Mililani_Solar_1_Battery | 2045 | 39 | 0 | 0
Mililani_Solar_1_Battery | 2050 | 39 | 0 | 0
Mililani_Solar_1_Supply | 2027 | 39 | 0 | 220.6147
Mililani_Solar_1_Supply | 2028 | 39 | 0 | 220.6147
Mililani_Solar_1_Supply | 2029 | 39 | 0 | 220.6147
Mililani_Solar_1_Supply | 2030 | 39 | 0 | 220.6147
Mililani_Solar_1_Supply | 2031 | 39 | 0 | 220.6147
Mililani_Solar_1_Supply | 2032 | 39 | 0 | 220.6147
Mililani_Solar_1_Supply | 2033 | 39 | 0 | 220.6147
Mililani_Solar_1_Supply | 2034 | 39 | 0 | 220.6147
Mililani_Solar_1_Supply | 2040 | 39 | 0 | 220.6147
Mililani_Solar_1_Supply | 2045 | 39 | 0 | 220.6147
Mililani_Solar_1_Supply | 2050 | 39 | 0 | 220.6147
PSH | 2027 | 0 | 0 | 0
PSH | 2028 | 0 | 0 | 0
PSH | 2029 | 0 | 0 | 0
PSH | 2030 | 0 | 0 | 0
PSH | 2031 | 0 | 0 | 0
PSH | 2032 | 0 | 0 | 0
PSH | 2033 | 0 | 0 | 0
PSH | 2034 | 0 | 0 | 0
PSH | 2040 | 0 | 0 | 0
PSH | 2045 | 0 | 0 | 0
PSH | 2050 | 0 | 0 | 0
PV_Aggregated_DER_Battery | 2027 | 0 | 0 | 0
PV_Aggregated_DER_Battery | 2028 | 0 | 0 | 0
PV_Aggregated_DER_Battery | 2029 | 0 | 0 | 0
PV_Aggregated_DER_Battery | 2030 | 0 | 0 | 0
PV_Aggregated_DER_Battery | 2031 | 0 | 0 | 0
PV_Aggregated_DER_Battery | 2032 | 0 | 0 | 0
PV_Aggregated_DER_Battery | 2033 | 0 | 0 | 0
PV_Aggregated_DER_Battery | 2034 | 0 | 0 | 0
PV_Aggregated_DER_Battery | 2040 | 0 | 0 | 0
PV_Aggregated_DER_Battery | 2045 | 0 | 0 | 0
PV_Aggregated_DER_Battery | 2050 | 0 | 0 | 0
PV_Aggregated_DER_Supply | 2027 | 0 | 0 | 14.006
PV_Aggregated_DER_Supply | 2028 | 0 | 0 | 13.5484
PV_Aggregated_DER_Supply | 2029 | 0 | 0 | 13.1163
PV_Aggregated_DER_Supply | 2030 | 0 | 0 | 12.7477
PV_Aggregated_DER_Supply | 2031 | 0 | 0 | 12.43
PV_Aggregated_DER_Supply | 2032 | 0 | 0 | 12.1377
PV_Aggregated_DER_Supply | 2033 | 0 | 0 | 11.8835
PV_Aggregated_DER_Supply | 2034 | 0 | 0 | 11.6547
PV_Aggregated_DER_Supply | 2040 | 0 | 0 | 10.7015
PV_Aggregated_DER_Supply | 2045 | 0 | 0 | 10.2185
PV_Aggregated_DER_Supply | 2050 | 0 | 0 | 9.8754
PV_Barbers_Point_Battery | 2027 | 15 | 0 | 0
PV_Barbers_Point_Battery | 2028 | 15 | 0 | 0
PV_Barbers_Point_Battery | 2029 | 15 | 0 | 0
PV_Barbers_Point_Battery | 2030 | 15 | 0 | 0
PV_Barbers_Point_Battery | 2031 | 15 | 0 | 0
PV_Barbers_Point_Battery | 2032 | 15 | 0 | 0
PV_Barbers_Point_Battery | 2033 | 15 | 0 | 0
PV_Barbers_Point_Battery | 2034 | 15 | 0 | 0
PV_Barbers_Point_Battery | 2040 | 15 | 0 | 0
PV_Barbers_Point_Battery | 2045 | 15 | 0 | 0
PV_Barbers_Point_Battery | 2050 | 15 | 0 | 0
PV_Barbers_Point_Supply | 2027 | 19 | 0 | 194.4006
PV_Barbers_Point_Supply | 2028 | 19 | 0 | 189.9776
PV_Barbers_Point_Supply | 2029 | 19 | 0 | 185.6552
PV_Barbers_Point_Supply | 2030 | 19 | 0 | 181.4311
PV_Barbers_Point_Supply | 2031 | 19 | 0 | 177.3032
PV_Barbers_Point_Supply | 2032 | 19 | 0 | 173.2691
PV_Barbers_Point_Supply | 2033 | 19 | 0 | 169.3269
PV_Barbers_Point_Supply | 2034 | 19 | 0 | 165.4743
PV_Barbers_Point_Supply | 2040 | 19 | 0 | 144.1315
PV_Barbers_Point_Supply | 2045 | 19 | 0 | 128.4643
PV_Barbers_Point_Supply | 2050 | 19 | 0 | 114.5002
PV_Kupehau_Battery | 2027 | 60 | 0 | 0
PV_Kupehau_Battery | 2028 | 60 | 0 | 0
PV_Kupehau_Battery | 2029 | 60 | 0 | 0
PV_Kupehau_Battery | 2030 | 60 | 0 | 0
PV_Kupehau_Battery | 2031 | 60 | 0 | 0
PV_Kupehau_Battery | 2032 | 60 | 0 | 0
PV_Kupehau_Battery | 2033 | 60 | 0 | 0
PV_Kupehau_Battery | 2034 | 60 | 0 | 0
PV_Kupehau_Battery | 2040 | 60 | 0 | 0
PV_Kupehau_Battery | 2045 | 60 | 0 | 0
PV_Kupehau_Battery | 2050 | 60 | 0 | 0
PV_Kupehau_Supply | 2027 | 60 | 0 | 212.008
PV_Kupehau_Supply | 2028 | 60 | 0 | 207.1844
PV_Kupehau_Supply | 2029 | 60 | 0 | 202.4705
PV_Kupehau_Supply | 2030 | 60 | 0 | 197.8639
PV_Kupehau_Supply | 2031 | 60 | 0 | 193.362
PV_Kupehau_Supply | 2032 | 60 | 0 | 188.9626
PV_Kupehau_Supply | 2033 | 60 | 0 | 184.6633
PV_Kupehau_Supply | 2034 | 60 | 0 | 180.4618
PV_Kupehau_Supply | 2040 | 60 | 0 | 157.1859
PV_Kupehau_Supply | 2045 | 60 | 0 | 140.0997
PV_Kupehau_Supply | 2050 | 60 | 0 | 124.8708
PV_Kupono_Battery | 2027 | 0 | 0 | 0
PV_Kupono_Battery | 2028 | 0 | 0 | 0
PV_Kupono_Battery | 2029 | 0 | 0 | 0
PV_Kupono_Battery | 2030 | 0 | 0 | 0
PV_Kupono_Battery | 2031 | 0 | 0 | 0
PV_Kupono_Battery | 2032 | 0 | 0 | 0
PV_Kupono_Battery | 2033 | 0 | 0 | 0
PV_Kupono_Battery | 2034 | 0 | 0 | 0
PV_Kupono_Battery | 2040 | 0 | 0 | 0
PV_Kupono_Battery | 2045 | 0 | 0 | 0
PV_Kupono_Battery | 2050 | 0 | 0 | 0
PV_Kupono_Supply | 2027 | 0 | 0 | 245.3247
PV_Kupono_Supply | 2028 | 0 | 0 | 239.743
PV_Kupono_Supply | 2029 | 0 | 0 | 234.2884
PV_Kupono_Supply | 2030 | 0 | 0 | 228.9578
PV_Kupono_Supply | 2031 | 0 | 0 | 223.7485
PV_Kupono_Supply | 2032 | 0 | 0 | 218.6577
PV_Kupono_Supply | 2033 | 0 | 0 | 213.6828
PV_Kupono_Supply | 2034 | 0 | 0 | 208.8211
PV_Kupono_Supply | 2040 | 0 | 0 | 181.8874
PV_Kupono_Supply | 2045 | 0 | 0 | 162.1161
PV_Kupono_Supply | 2050 | 0 | 0 | 144.494
PV_Mahi_Battery | 2027 | 120 | 0 | 0
PV_Mahi_Battery | 2028 | 120 | 0 | 0
PV_Mahi_Battery | 2029 | 120 | 0 | 0
PV_Mahi_Battery | 2030 | 120 | 0 | 0
PV_Mahi_Battery | 2031 | 120 | 0 | 0
PV_Mahi_Battery | 2032 | 120 | 0 | 0
PV_Mahi_Battery | 2033 | 120 | 0 | 0
PV_Mahi_Battery | 2034 | 120 | 0 | 0
PV_Mahi_Battery | 2040 | 120 | 0 | 0
PV_Mahi_Battery | 2045 | 120 | 0 | 0
PV_Mahi_Battery | 2050 | 120 | 0 | 0
PV_Mahi_Supply | 2027 | 120 | 0 | 195.9101
PV_Mahi_Supply | 2028 | 120 | 0 | 191.4527
PV_Mahi_Supply | 2029 | 120 | 0 | 187.0968
PV_Mahi_Supply | 2030 | 120 | 0 | 182.8399
PV_Mahi_Supply | 2031 | 120 | 0 | 178.6799
PV_Mahi_Supply | 2032 | 120 | 0 | 174.6146
PV_Mahi_Supply | 2033 | 120 | 0 | 170.6417
PV_Mahi_Supply | 2034 | 120 | 0 | 166.7592
PV_Mahi_Supply | 2040 | 120 | 0 | 145.2507
PV_Mahi_Supply | 2045 | 120 | 0 | 129.4618
PV_Mahi_Supply | 2050 | 120 | 0 | 115.3892
PV_Mountain_View_Battery | 2027 | 7 | 0 | 0
PV_Mountain_View_Battery | 2028 | 7 | 0 | 0
PV_Mountain_View_Battery | 2029 | 7 | 0 | 0
PV_Mountain_View_Battery | 2030 | 7 | 0 | 0
PV_Mountain_View_Battery | 2031 | 7 | 0 | 0
PV_Mountain_View_Battery | 2032 | 7 | 0 | 0
PV_Mountain_View_Battery | 2033 | 7 | 0 | 0
PV_Mountain_View_Battery | 2034 | 7 | 0 | 0
PV_Mountain_View_Battery | 2040 | 7 | 0 | 0
PV_Mountain_View_Battery | 2045 | 7 | 0 | 0
PV_Mountain_View_Battery | 2050 | 7 | 0 | 0
PV_Mountain_View_Supply | 2027 | 19.5 | 0 | 176.4415
PV_Mountain_View_Supply | 2028 | 19.5 | 0 | 172.4271
PV_Mountain_View_Supply | 2029 | 19.5 | 0 | 168.504
PV_Mountain_View_Supply | 2030 | 19.5 | 0 | 164.6702
PV_Mountain_View_Supply | 2031 | 19.5 | 0 | 160.9236
PV_Mountain_View_Supply | 2032 | 19.5 | 0 | 157.2622
PV_Mountain_View_Supply | 2033 | 19.5 | 0 | 153.6842
PV_Mountain_View_Supply | 2034 | 19.5 | 0 | 150.1875
PV_Mountain_View_Supply | 2040 | 19.5 | 0 | 130.8164
PV_Mountain_View_Supply | 2045 | 19.5 | 0 | 116.5966
PV_Mountain_View_Supply | 2050 | 19.5 | 0 | 103.9224
PV_Paired_Grid_2hr_New_Battery | 2027 | 0 | 0 | 0
PV_Paired_Grid_2hr_New_Battery | 2028 | 0 | 0 | 0
PV_Paired_Grid_2hr_New_Battery | 2029 | 0 | 0 | 0
PV_Paired_Grid_2hr_New_Battery | 2030 | 0 | 0 | 0
PV_Paired_Grid_2hr_New_Battery | 2031 | 0 | 0 | 0
PV_Paired_Grid_2hr_New_Battery | 2032 | 0 | 0 | 0
PV_Paired_Grid_2hr_New_Battery | 2033 | 0 | 0 | 0
PV_Paired_Grid_2hr_New_Battery | 2034 | 0 | 0 | 0
PV_Paired_Grid_2hr_New_Battery | 2040 | 0 | 0 | 0
PV_Paired_Grid_2hr_New_Battery | 2045 | 0 | 0 | 0
PV_Paired_Grid_2hr_New_Battery | 2050 | 0 | 0 | 0
PV_Paired_Grid_2hr_New_Supply | 2027 | 0 | 0 | 0
PV_Paired_Grid_2hr_New_Supply | 2028 | 0 | 0 | 0
PV_Paired_Grid_2hr_New_Supply | 2029 | 0 | 0 | 0
PV_Paired_Grid_2hr_New_Supply | 2030 | 0 | 0 | 0
PV_Paired_Grid_2hr_New_Supply | 2031 | 0 | 0 | 0
PV_Paired_Grid_2hr_New_Supply | 2032 | 0 | 0 | 0
PV_Paired_Grid_2hr_New_Supply | 2033 | 0 | 0 | 0
PV_Paired_Grid_2hr_New_Supply | 2034 | 0 | 0 | 0
PV_Paired_Grid_2hr_New_Supply | 2040 | 0 | 0 | 0
PV_Paired_Grid_2hr_New_Supply | 2045 | 0 | 0 | 0
PV_Paired_Grid_2hr_New_Supply | 2050 | 0 | 0 | 0
PV_Paired_Grid_4hr_New_Battery | 2027 | 0 | 0 | 0
PV_Paired_Grid_4hr_New_Battery | 2028 | 0 | 0 | 0
PV_Paired_Grid_4hr_New_Battery | 2029 | 0 | 0 | 0
PV_Paired_Grid_4hr_New_Battery | 2030 | 0 | 0 | 0
PV_Paired_Grid_4hr_New_Battery | 2031 | 0 | 0 | 0
PV_Paired_Grid_4hr_New_Battery | 2032 | 0 | 0 | 0
PV_Paired_Grid_4hr_New_Battery | 2033 | 0 | 0 | 0
PV_Paired_Grid_4hr_New_Battery | 2034 | 0 | 0 | 0
PV_Paired_Grid_4hr_New_Battery | 2040 | 0 | 0 | 0
PV_Paired_Grid_4hr_New_Battery | 2045 | 0 | 0 | 0
PV_Paired_Grid_4hr_New_Battery | 2050 | 0 | 0 | 0
PV_Paired_Grid_4hr_New_Supply | 2027 | 0 | 0 | 0
PV_Paired_Grid_4hr_New_Supply | 2028 | 0 | 0 | 0
PV_Paired_Grid_4hr_New_Supply | 2029 | 0 | 0 | 0
PV_Paired_Grid_4hr_New_Supply | 2030 | 0 | 0 | 0
PV_Paired_Grid_4hr_New_Supply | 2031 | 0 | 0 | 0
PV_Paired_Grid_4hr_New_Supply | 2032 | 0 | 0 | 0
PV_Paired_Grid_4hr_New_Supply | 2033 | 0 | 0 | 0
PV_Paired_Grid_4hr_New_Supply | 2034 | 0 | 0 | 0
PV_Paired_Grid_4hr_New_Supply | 2040 | 0 | 0 | 0
PV_Paired_Grid_4hr_New_Supply | 2045 | 0 | 0 | 0
PV_Paired_Grid_4hr_New_Supply | 2050 | 0 | 0 | 0
PV_Paired_Grid_6hr_New_Battery | 2027 | 0 | 0 | 0
PV_Paired_Grid_6hr_New_Battery | 2028 | 0 | 0 | 0
PV_Paired_Grid_6hr_New_Battery | 2029 | 0 | 0 | 0
PV_Paired_Grid_6hr_New_Battery | 2030 | 0 | 0 | 0
PV_Paired_Grid_6hr_New_Battery | 2031 | 0 | 0 | 0
PV_Paired_Grid_6hr_New_Battery | 2032 | 0 | 0 | 0
PV_Paired_Grid_6hr_New_Battery | 2033 | 0 | 0 | 0
PV_Paired_Grid_6hr_New_Battery | 2034 | 0 | 0 | 0
PV_Paired_Grid_6hr_New_Battery | 2040 | 0 | 0 | 0
PV_Paired_Grid_6hr_New_Battery | 2045 | 0 | 0 | 0
PV_Paired_Grid_6hr_New_Battery | 2050 | 0 | 0 | 0
PV_Paired_Grid_6hr_New_Supply | 2027 | 0 | 0 | 0
PV_Paired_Grid_6hr_New_Supply | 2028 | 0 | 0 | 0
PV_Paired_Grid_6hr_New_Supply | 2029 | 0 | 0 | 0
PV_Paired_Grid_6hr_New_Supply | 2030 | 0 | 0 | 0
PV_Paired_Grid_6hr_New_Supply | 2031 | 0 | 0 | 0
PV_Paired_Grid_6hr_New_Supply | 2032 | 0 | 0 | 0
PV_Paired_Grid_6hr_New_Supply | 2033 | 0 | 0 | 0
PV_Paired_Grid_6hr_New_Supply | 2034 | 0 | 0 | 0
PV_Paired_Grid_6hr_New_Supply | 2040 | 0 | 0 | 0
PV_Paired_Grid_6hr_New_Supply | 2045 | 0 | 0 | 0
PV_Paired_Grid_6hr_New_Supply | 2050 | 0 | 0 | 0
PV_Paired_Grid_8hr_New_Battery | 2027 | 0 | 0 | 0
PV_Paired_Grid_8hr_New_Battery | 2028 | 0 | 0 | 0
PV_Paired_Grid_8hr_New_Battery | 2029 | 0 | 0 | 0
PV_Paired_Grid_8hr_New_Battery | 2030 | 0 | 0 | 0
PV_Paired_Grid_8hr_New_Battery | 2031 | 0 | 0 | 0
PV_Paired_Grid_8hr_New_Battery | 2032 | 0 | 0 | 0
PV_Paired_Grid_8hr_New_Battery | 2033 | 0 | 0 | 0
PV_Paired_Grid_8hr_New_Battery | 2034 | 0 | 0 | 0
PV_Paired_Grid_8hr_New_Battery | 2040 | 0 | 0 | 0
PV_Paired_Grid_8hr_New_Battery | 2045 | 0 | 0 | 0
PV_Paired_Grid_8hr_New_Battery | 2050 | 0 | 0 | 0
PV_Paired_Grid_8hr_New_Supply | 2027 | 0 | 0 | 0
PV_Paired_Grid_8hr_New_Supply | 2028 | 0 | 0 | 0
PV_Paired_Grid_8hr_New_Supply | 2029 | 0 | 0 | 0
PV_Paired_Grid_8hr_New_Supply | 2030 | 0 | 0 | 0
PV_Paired_Grid_8hr_New_Supply | 2031 | 0 | 0 | 0
PV_Paired_Grid_8hr_New_Supply | 2032 | 0 | 0 | 0
PV_Paired_Grid_8hr_New_Supply | 2033 | 0 | 0 | 0
PV_Paired_Grid_8hr_New_Supply | 2034 | 0 | 0 | 0
PV_Paired_Grid_8hr_New_Supply | 2040 | 0 | 0 | 0
PV_Paired_Grid_8hr_New_Supply | 2045 | 0 | 0 | 0
PV_Paired_Grid_8hr_New_Supply | 2050 | 0 | 0 | 0
PV_Waiawa_Ph2_Battery | 2027 | 30 | 0 | 0
PV_Waiawa_Ph2_Battery | 2028 | 30 | 0 | 0
PV_Waiawa_Ph2_Battery | 2029 | 30 | 0 | 0
PV_Waiawa_Ph2_Battery | 2030 | 30 | 0 | 0
PV_Waiawa_Ph2_Battery | 2031 | 30 | 0 | 0
PV_Waiawa_Ph2_Battery | 2032 | 30 | 0 | 0
PV_Waiawa_Ph2_Battery | 2033 | 30 | 0 | 0
PV_Waiawa_Ph2_Battery | 2034 | 30 | 0 | 0
PV_Waiawa_Ph2_Battery | 2040 | 30 | 0 | 0
PV_Waiawa_Ph2_Battery | 2045 | 30 | 0 | 0
PV_Waiawa_Ph2_Battery | 2050 | 30 | 0 | 0
PV_Waiawa_Ph2_Supply | 2027 | 60 | 0 | 198.702
PV_Waiawa_Ph2_Supply | 2028 | 60 | 0 | 194.1811
PV_Waiawa_Ph2_Supply | 2029 | 60 | 0 | 189.763
PV_Waiawa_Ph2_Supply | 2030 | 60 | 0 | 185.4455
PV_Waiawa_Ph2_Supply | 2031 | 60 | 0 | 181.2262
PV_Waiawa_Ph2_Supply | 2032 | 60 | 0 | 177.1029
PV_Waiawa_Ph2_Supply | 2033 | 60 | 0 | 173.0734
PV_Waiawa_Ph2_Supply | 2034 | 60 | 0 | 169.1356
PV_Waiawa_Ph2_Supply | 2040 | 60 | 0 | 147.3206
PV_Waiawa_Ph2_Supply | 2045 | 60 | 0 | 131.3067
PV_Waiawa_Ph2_Supply | 2050 | 60 | 0 | 117.0336
RDLC | 2027 | 13.15 | 0 | 0
RDLC | 2028 | 13.15 | 0 | 0
RDLC | 2029 | 13.15 | 0 | 0
RDLC | 2030 | 13.15 | 0 | 0
RDLC | 2031 | 13.15 | 0 | 0
RDLC | 2032 | 13.15 | 0 | 0
RDLC | 2033 | 13.15 | 0 | 0
RDLC | 2034 | 13.15 | 0 | 0
RDLC | 2040 | 13.15 | 0 | 0
RDLC | 2045 | 13.15 | 0 | 0
RDLC | 2050 | 13.15 | 0 | 0
SBDLC | 2027 | 1.6 | 0 | 0
SBDLC | 2028 | 1.6 | 0 | 0
SBDLC | 2029 | 1.6 | 0 | 0
SBDLC | 2030 | 1.6 | 0 | 0
SBDLC | 2031 | 1.6 | 0 | 0
SBDLC | 2032 | 1.6 | 0 | 0
SBDLC | 2033 | 1.6 | 0 | 0
SBDLC | 2034 | 1.6 | 0 | 0
SBDLC | 2040 | 1.6 | 0 | 0
SBDLC | 2045 | 1.6 | 0 | 0
SBDLC | 2050 | 1.6 | 0 | 0
SC_6000CC_New | 2027 | 0 | 0 | 0
SC_6000CC_New | 2028 | 0 | 0 | 0
SC_6000CC_New | 2029 | 0 | 0 | 0
SC_6000CC_New | 2030 | 0 | 0 | 0
SC_6000CC_New | 2031 | 0 | 0 | 0
SC_6000CC_New | 2032 | 0 | 0 | 0
SC_6000CC_New | 2033 | 0 | 0 | 0
SC_6000CC_New | 2034 | 0 | 0 | 0
SC_6000CC_New | 2040 | 0 | 0 | 0
SC_6000CC_New | 2045 | 0 | 0 | 0
SC_6000CC_New | 2050 | 0 | 0 | 0
Schofield | 2027 | 48.84 | 0 | 39.0121
Schofield | 2028 | 48.84 | 0 | 39.0121
Schofield | 2029 | 48.84 | 0 | 39.0121
Schofield | 2030 | 48.84 | 0 | 39.0121
Schofield | 2031 | 48.84 | 0 | 39.0121
Schofield | 2032 | 48.84 | 0 | 39.0121
Schofield | 2033 | 48.84 | 0 | 39.0121
Schofield | 2034 | 48.84 | 0 | 39.0121
Schofield | 2040 | 48.84 | 0 | 39.0121
Schofield | 2045 | 0 | 0 | 39.0121
Schofield | 2050 | 0 | 0 | 39.0121
Schofield_Biod | 2027 | 0 | 0 | 39.0121
Schofield_Biod | 2028 | 0 | 0 | 39.0121
Schofield_Biod | 2029 | 0 | 0 | 39.0121
Schofield_Biod | 2030 | 0 | 0 | 39.0121
Schofield_Biod | 2031 | 0 | 0 | 39.0121
Schofield_Biod | 2032 | 0 | 0 | 39.0121
Schofield_Biod | 2033 | 0 | 0 | 39.0121
Schofield_Biod | 2034 | 0 | 0 | 39.0121
Schofield_Biod | 2040 | 0 | 0 | 39.0121
Schofield_Biod | 2045 | 48.84 | 0 | 39.0121
Schofield_Biod | 2050 | 48.84 | 0 | 39.0121
Solar_CBRE | 2027 | 5 | 0 | 296.6378
Solar_CBRE | 2028 | 5 | 0 | 296.6378
Solar_CBRE | 2029 | 5 | 0 | 296.6378
Solar_CBRE | 2030 | 5 | 0 | 296.6378
Solar_CBRE | 2031 | 5 | 0 | 296.6378
Solar_CBRE | 2032 | 5 | 0 | 296.6378
Solar_CBRE | 2033 | 5 | 0 | 296.6378
Solar_CBRE | 2034 | 5 | 0 | 296.6378
Solar_CBRE | 2040 | 5 | 0 | 296.6378
Solar_CBRE | 2045 | 5 | 0 | 296.6378
Solar_CBRE | 2050 | 5 | 0 | 296.6378
Solar_CBRE_Ph2_RFP | 2027 | 150 | 0 | 0
Solar_CBRE_Ph2_RFP | 2028 | 150 | 0 | 0
Solar_CBRE_Ph2_RFP | 2029 | 150 | 0 | 0
Solar_CBRE_Ph2_RFP | 2030 | 150 | 0 | 0
Solar_CBRE_Ph2_RFP | 2031 | 150 | 0 | 0
Solar_CBRE_Ph2_RFP | 2032 | 150 | 0 | 0
Solar_CBRE_Ph2_RFP | 2033 | 150 | 0 | 0
Solar_CBRE_Ph2_RFP | 2034 | 150 | 0 | 0
Solar_CBRE_Ph2_RFP | 2040 | 150 | 0 | 0
Solar_CBRE_Ph2_RFP | 2045 | 150 | 0 | 0
Solar_CBRE_Ph2_RFP | 2050 | 150 | 0 | 0
Solar_CBRE_Ph2_Small | 2027 | 30 | 0 | 0
Solar_CBRE_Ph2_Small | 2028 | 30 | 0 | 0
Solar_CBRE_Ph2_Small | 2029 | 30 | 0 | 0
Solar_CBRE_Ph2_Small | 2030 | 30 | 0 | 0
Solar_CBRE_Ph2_Small | 2031 | 30 | 0 | 0
Solar_CBRE_Ph2_Small | 2032 | 30 | 0 | 0
Solar_CBRE_Ph2_Small | 2033 | 30 | 0 | 0
Solar_CBRE_Ph2_Small | 2034 | 30 | 0 | 0
Solar_CBRE_Ph2_Small | 2040 | 30 | 0 | 0
Solar_CBRE_Ph2_Small | 2045 | 30 | 0 | 0
Solar_CBRE_Ph2_Small | 2050 | 30 | 0 | 0
Solar_Grid-Scale_Single-Tracking_New | 2027 | 0 | 0 | 0
Solar_Grid-Scale_Single-Tracking_New | 2028 | 0 | 0 | 0
Solar_Grid-Scale_Single-Tracking_New | 2029 | 0 | 0 | 0
Solar_Grid-Scale_Single-Tracking_New | 2030 | 0 | 0 | 0
Solar_Grid-Scale_Single-Tracking_New | 2031 | 0 | 0 | 0
Solar_Grid-Scale_Single-Tracking_New | 2032 | 0 | 0 | 0
Solar_Grid-Scale_Single-Tracking_New | 2033 | 0 | 0 | 0
Solar_Grid-Scale_Single-Tracking_New | 2034 | 0 | 0 | 0
Solar_Grid-Scale_Single-Tracking_New | 2040 | 0 | 0 | 0
Solar_Grid-Scale_Single-Tracking_New | 2045 | 0 | 0 | 0
Solar_Grid-Scale_Single-Tracking_New | 2050 | 0 | 0 | 0
Solar_Planned | 2027 | 185.431 | 0 | 926.3075
Solar_Planned | 2028 | 185.431 | 0 | 926.3075
Solar_Planned | 2029 | 185.431 | 0 | 926.3075
Solar_Planned | 2030 | 185.431 | 0 | 926.3075
Solar_Planned | 2031 | 185.431 | 0 | 926.3075
Solar_Planned | 2032 | 184.431 | 0 | 928.4385
Solar_Planned | 2033 | 179.431 | 0 | 940.3734
Solar_Planned | 2034 | 174.431 | 0 | 953.3647
Solar_Planned | 2040 | 174.431 | 0 | 152.8636
Solar_Planned | 2045 | 44.831 | 0 | 582.9089
Solar_Planned | 2050 | 44.831 | 0 | 582.9089
Solar_Waianae | 2027 | 27.6 | 0 | 306.5499
Solar_Waianae | 2028 | 27.6 | 0 | 306.5499
Solar_Waianae | 2029 | 27.6 | 0 | 306.5499
Solar_Waianae | 2030 | 27.6 | 0 | 306.5499
Solar_Waianae | 2031 | 27.6 | 0 | 306.5499
Solar_Waianae | 2032 | 27.6 | 0 | 306.5499
Solar_Waianae | 2033 | 27.6 | 0 | 306.5499
Solar_Waianae | 2034 | 27.6 | 0 | 306.5499
Solar_Waianae | 2040 | 0 | 0 | 306.5499
Solar_Waianae | 2045 | 0 | 0 | 306.5499
Solar_Waianae | 2050 | 0 | 0 | 306.5499
Sync_Cond | 2027 | 0 | 0 | 0
Sync_Cond | 2028 | 0 | 0 | 0
Sync_Cond | 2029 | 0 | 0 | 0
Sync_Cond | 2030 | 0 | 0 | 0
Sync_Cond | 2031 | 0 | 0 | 0
Sync_Cond | 2032 | 0 | 0 | 0
Sync_Cond | 2033 | 0 | 0 | 0
Sync_Cond | 2034 | 0 | 0 | 0
Sync_Cond | 2040 | 0 | 0 | 0
Sync_Cond | 2045 | 0 | 0 | 0
Sync_Cond | 2050 | 0 | 0 | 0
Waiau_3-4 | 2027 | 0 | 0 | 68.9239
Waiau_3-4 | 2028 | 0 | 0 | 39.8809
Waiau_3-4 | 2029 | 0 | 0 | 38.5598
Waiau_3-4 | 2030 | 0 | 0 | 47.0756
Waiau_3-4 | 2031 | 0 | 0 | 48.6896
Waiau_3-4 | 2032 | 0 | 0 | 44.3045
Waiau_3-4 | 2033 | 0 | 0 | 46.0678
Waiau_3-4 | 2034 | 0 | 0 | 48.083
Waiau_3-4 | 2040 | 0 | 0 | 38.0491
Waiau_3-4 | 2045 | 0 | 0 | 32.2497
Waiau_3-4 | 2050 | 0 | 0 | 29.116
Waiau_5-6 | 2027 | 0 | 0 | 44.8271
Waiau_5-6 | 2028 | 0 | 0 | 43.4684
Waiau_5-6 | 2029 | 0 | 0 | 44.9285
Waiau_5-6 | 2030 | 0 | 0 | 63.6516
Waiau_5-6 | 2031 | 0 | 0 | 73.9069
Waiau_5-6 | 2032 | 0 | 0 | 95.4717
Waiau_5-6 | 2033 | 0 | 0 | 74.8867
Waiau_5-6 | 2034 | 0 | 0 | 68.8734
Waiau_5-6 | 2040 | 0 | 0 | 90.8356
Waiau_5-6 | 2045 | 0 | 0 | 53.4446
Waiau_5-6 | 2050 | 0 | 0 | 42.1186
Waiau_9-10 | 2027 | 102.8 | 0 | 2.0483
Waiau_9-10 | 2028 | 102.8 | 0 | 2.0483
Waiau_9-10 | 2029 | 102.8 | 0 | 2.0483
Waiau_9-10 | 2030 | 102.8 | 0 | 2.0483
Waiau_9-10 | 2031 | 102.8 | 0 | 2.0483
Waiau_9-10 | 2032 | 102.8 | 0 | 2.0483
Waiau_9-10 | 2033 | 102.8 | 0 | 2.0483
Waiau_9-10 | 2034 | 102.8 | 0 | 2.0483
Waiau_9-10 | 2040 | 102.8 | 0 | 2.0483
Waiau_9-10 | 2045 | 102.8 | 0 | 2.0483
Waiau_9-10 | 2050 | 102.8 | 0 | 2.0483
Waiawa_Solar_Battery | 2027 | 36 | 0 | 0
Waiawa_Solar_Battery | 2028 | 36 | 0 | 0
Waiawa_Solar_Battery | 2029 | 36 | 0 | 0
Waiawa_Solar_Battery | 2030 | 36 | 0 | 0
Waiawa_Solar_Battery | 2031 | 36 | 0 | 0
Waiawa_Solar_Battery | 2032 | 36 | 0 | 0
Waiawa_Solar_Battery | 2033 | 36 | 0 | 0
Waiawa_Solar_Battery | 2034 | 36 | 0 | 0
Waiawa_Solar_Battery | 2040 | 36 | 0 | 0
Waiawa_Solar_Battery | 2045 | 36 | 0 | 0
Waiawa_Solar_Battery | 2050 | 36 | 0 | 0
Waiawa_Solar_Supply | 2027 | 36 | 0 | 245.5474
Waiawa_Solar_Supply | 2028 | 36 | 0 | 245.5474
Waiawa_Solar_Supply | 2029 | 36 | 0 | 245.5474
Waiawa_Solar_Supply | 2030 | 36 | 0 | 245.5474
Waiawa_Solar_Supply | 2031 | 36 | 0 | 245.5474
Waiawa_Solar_Supply | 2032 | 36 | 0 | 245.5474
Waiawa_Solar_Supply | 2033 | 36 | 0 | 245.5474
Waiawa_Solar_Supply | 2034 | 36 | 0 | 245.5474
Waiawa_Solar_Supply | 2040 | 36 | 0 | 245.5474
Waiawa_Solar_Supply | 2045 | 36 | 0 | 245.5474
Waiawa_Solar_Supply | 2050 | 36 | 0 | 245.5474
West_Oahu_Solar_Battery | 2027 | 12.5 | 0 | 0
West_Oahu_Solar_Battery | 2028 | 12.5 | 0 | 0
West_Oahu_Solar_Battery | 2029 | 12.5 | 0 | 0
West_Oahu_Solar_Battery | 2030 | 12.5 | 0 | 0
West_Oahu_Solar_Battery | 2031 | 12.5 | 0 | 0
West_Oahu_Solar_Battery | 2032 | 12.5 | 0 | 0
West_Oahu_Solar_Battery | 2033 | 12.5 | 0 | 0
West_Oahu_Solar_Battery | 2034 | 12.5 | 0 | 0
West_Oahu_Solar_Battery | 2040 | 12.5 | 0 | 0
West_Oahu_Solar_Battery | 2045 | 12.5 | 0 | 0
West_Oahu_Solar_Battery | 2050 | 12.5 | 0 | 0
West_Oahu_Solar_Supply | 2027 | 12.5 | 0 | 244.1548
West_Oahu_Solar_Supply | 2028 | 12.5 | 0 | 244.1548
West_Oahu_Solar_Supply | 2029 | 12.5 | 0 | 244.1548
West_Oahu_Solar_Supply | 2030 | 12.5 | 0 | 244.1548
West_Oahu_Solar_Supply | 2031 | 12.5 | 0 | 244.1548
West_Oahu_Solar_Supply | 2032 | 12.5 | 0 | 244.1548
West_Oahu_Solar_Supply | 2033 | 12.5 | 0 | 244.1548
West_Oahu_Solar_Supply | 2034 | 12.5 | 0 | 244.1548
West_Oahu_Solar_Supply | 2040 | 12.5 | 0 | 244.1548
West_Oahu_Solar_Supply | 2045 | 12.5 | 0 | 244.1548
West_Oahu_Solar_Supply | 2050 | 12.5 | 0 | 244.1548
Wind_NPM | 2027 | 24 | 0 | 362.2275
Wind_NPM | 2028 | 24 | 0 | 362.2275
Wind_NPM | 2029 | 24 | 0 | 362.2275
Wind_NPM | 2030 | 24 | 0 | 362.2275
Wind_NPM | 2031 | 24 | 0 | 362.2275
Wind_NPM | 2032 | 24 | 0 | 362.2275
Wind_NPM | 2033 | 24 | 0 | 362.2275
Wind_NPM | 2034 | 24 | 0 | 362.2275
Wind_NPM | 2040 | 0 | 0 | 362.2275
Wind_NPM | 2045 | 0 | 0 | 362.2275
Wind_NPM | 2050 | 0 | 0 | 362.2275
Wind_Offshore_New | 2027 | 0 | 0 | 0
Wind_Offshore_New | 2028 | 0 | 0 | 0
Wind_Offshore_New | 2029 | 0 | 0 | 0
Wind_Offshore_New | 2030 | 0 | 0 | 0
Wind_Offshore_New | 2031 | 0 | 0 | 0
Wind_Offshore_New | 2032 | 0 | 0 | 0
Wind_Offshore_New | 2033 | 0 | 0 | 0
Wind_Offshore_New | 2034 | 0 | 0 | 0
Wind_Offshore_New | 2040 | 0 | 0 | 0
Wind_Offshore_New | 2045 | 0 | 0 | 0
Wind_Offshore_New | 2050 | 0 | 0 | 0
Wind_Offshore_Planned | 2027 | 0 | 0 | 0
Wind_Offshore_Planned | 2028 | 0 | 0 | 0
Wind_Offshore_Planned | 2029 | 0 | 0 | 0
Wind_Offshore_Planned | 2030 | 0 | 0 | 0
Wind_Offshore_Planned | 2031 | 0 | 0 | 0
Wind_Offshore_Planned | 2032 | 0 | 0 | 0
Wind_Offshore_Planned | 2033 | 0 | 0 | 0
Wind_Offshore_Planned | 2034 | 0 | 0 | 0
Wind_Offshore_Planned | 2040 | 0 | 0 | 0
Wind_Offshore_Planned | 2045 | 0 | 0 | 0
Wind_Offshore_Planned | 2050 | 0 | 0 | 0
Wind_Onshore_New | 2027 | 0 | 0 | 0
Wind_Onshore_New | 2028 | 0 | 0 | 0
Wind_Onshore_New | 2029 | 0 | 0 | 0
Wind_Onshore_New | 2030 | 0 | 0 | 0
Wind_Onshore_New | 2031 | 0 | 0 | 0
Wind_Onshore_New | 2032 | 0 | 0 | 0
Wind_Onshore_New | 2033 | 0 | 0 | 0
Wind_Onshore_New | 2034 | 0 | 0 | 0
Wind_Onshore_New | 2040 | 0 | 0 | 0
Wind_Onshore_New | 2045 | 0 | 0 | 0
Wind_Onshore_New | 2050 | 0 | 0 | 0
Wind_Onshore_Planned | 2027 | 99 | 0 | 1040.9751
Wind_Onshore_Planned | 2028 | 99 | 0 | 1040.9751
Wind_Onshore_Planned | 2029 | 99 | 0 | 1040.9751
Wind_Onshore_Planned | 2030 | 99 | 0 | 1040.9751
Wind_Onshore_Planned | 2031 | 69 | 0 | 1060.9151
Wind_Onshore_Planned | 2032 | 69 | 0 | 1060.9151
Wind_Onshore_Planned | 2033 | 69 | 0 | 1060.9151
Wind_Onshore_Planned | 2034 | 69 | 0 | 1060.9151
Wind_Onshore_Planned | 2040 | 0 | 0 | 0
Wind_Onshore_Planned | 2045 | 0 | 0 | 0
Wind_Onshore_Planned | 2050 | 0 | 0 | 0

## capacity_limits
Return to Assumptions Summary
New Resource Capacity Limits (MW)
Candidate resources that can be built by RESOLVE are shown in the first column labeled, "resource". In the second column, "period" shows the year modeled. Third column, "capacity_limit_mw" shows the maximum capacity limit in megawatts (MW) that RESOLVE can build up to during the optimization. The model will not install a new resource beyond it's maximum capacity limit. The limits for Wind, PV and DER Aggregator resources are the developable potentials from the 2020-2021 NREL Resource Potential Updates. The values, "999999" are meant to represent an unlimited build limit.
Capacity Limits
resource | period | capacity_limit_mw
Battery_Grid-Scale_New | 2027 | 9999
Battery_Grid-Scale_New | 2028 | 9999
Battery_Grid-Scale_New | 2029 | 9999
Battery_Grid-Scale_New | 2030 | 9999
Battery_Grid-Scale_New | 2031 | 9999
Battery_Grid-Scale_New | 2032 | 9999
Battery_Grid-Scale_New | 2033 | 9999
Battery_Grid-Scale_New | 2034 | 9999
Battery_Grid-Scale_New | 2040 | 9999
Battery_Grid-Scale_New | 2045 | 9999
Battery_Grid-Scale_New | 2050 | 9999
Biomass | 2027 | 0
Biomass | 2028 | 9999
Biomass | 2029 | 9999
Biomass | 2030 | 9999
Biomass | 2031 | 9999
Biomass | 2032 | 9999
Biomass | 2033 | 9999
Biomass | 2034 | 9999
Biomass | 2040 | 9999
Biomass | 2045 | 9999
Biomass | 2050 | 9999
ICE_New | 2027 | 0
ICE_New | 2028 | 9999
ICE_New | 2029 | 9999
ICE_New | 2030 | 9999
ICE_New | 2031 | 9999
ICE_New | 2032 | 9999
ICE_New | 2033 | 9999
ICE_New | 2034 | 9999
ICE_New | 2040 | 9999
ICE_New | 2045 | 9999
ICE_New | 2050 | 9999
LM6000_2x1CC_Sync_Cond | 2027 | 0
LM6000_2x1CC_Sync_Cond | 2028 | 9999
LM6000_2x1CC_Sync_Cond | 2029 | 9999
LM6000_2x1CC_Sync_Cond | 2030 | 9999
LM6000_2x1CC_Sync_Cond | 2031 | 9999
LM6000_2x1CC_Sync_Cond | 2032 | 9999
LM6000_2x1CC_Sync_Cond | 2033 | 9999
LM6000_2x1CC_Sync_Cond | 2034 | 9999
LM6000_2x1CC_Sync_Cond | 2040 | 9999
LM6000_2x1CC_Sync_Cond | 2045 | 9999
LM6000_2x1CC_Sync_Cond | 2050 | 9999
PSH | 2027 | 150
PSH | 2028 | 150
PSH | 2029 | 150
PSH | 2030 | 150
PSH | 2031 | 150
PSH | 2032 | 150
PSH | 2033 | 150
PSH | 2034 | 150
PSH | 2040 | 150
PSH | 2045 | 150
PSH | 2050 | 150
PV_Aggregated_DER_Battery | 2027 | 3238.505
PV_Aggregated_DER_Battery | 2028 | 3217.66
PV_Aggregated_DER_Battery | 2029 | 3196.933
PV_Aggregated_DER_Battery | 2030 | 3176.155
PV_Aggregated_DER_Battery | 2031 | 3155.978
PV_Aggregated_DER_Battery | 2032 | 3136.336
PV_Aggregated_DER_Battery | 2033 | 3117.708
PV_Aggregated_DER_Battery | 2034 | 3099.233
PV_Aggregated_DER_Battery | 2040 | 2997.626
PV_Aggregated_DER_Battery | 2045 | 2922.899
PV_Aggregated_DER_Battery | 2050 | 2860.895
PV_Aggregated_DER_Supply | 2027 | 3238.505
PV_Aggregated_DER_Supply | 2028 | 3217.66
PV_Aggregated_DER_Supply | 2029 | 3196.933
PV_Aggregated_DER_Supply | 2030 | 3176.155
PV_Aggregated_DER_Supply | 2031 | 3155.978
PV_Aggregated_DER_Supply | 2032 | 3136.336
PV_Aggregated_DER_Supply | 2033 | 3117.708
PV_Aggregated_DER_Supply | 2034 | 3099.233
PV_Aggregated_DER_Supply | 2040 | 2997.626
PV_Aggregated_DER_Supply | 2045 | 2922.899
PV_Aggregated_DER_Supply | 2050 | 2860.895
PV_Paired_Grid_2hr_New_Battery | 2027 | 3156.8
PV_Paired_Grid_2hr_New_Battery | 2028 | 3156.8
PV_Paired_Grid_2hr_New_Battery | 2029 | 3156.8
PV_Paired_Grid_2hr_New_Battery | 2030 | 3156.8
PV_Paired_Grid_2hr_New_Battery | 2031 | 3156.8
PV_Paired_Grid_2hr_New_Battery | 2032 | 3157.8
PV_Paired_Grid_2hr_New_Battery | 2033 | 3162.8
PV_Paired_Grid_2hr_New_Battery | 2034 | 3167.8
PV_Paired_Grid_2hr_New_Battery | 2040 | 3195.4
PV_Paired_Grid_2hr_New_Battery | 2045 | 3325
PV_Paired_Grid_2hr_New_Battery | 2050 | 3325
PV_Paired_Grid_2hr_New_Supply | 2027 | 3156.8
PV_Paired_Grid_2hr_New_Supply | 2028 | 3156.8
PV_Paired_Grid_2hr_New_Supply | 2029 | 3156.8
PV_Paired_Grid_2hr_New_Supply | 2030 | 3156.8
PV_Paired_Grid_2hr_New_Supply | 2031 | 3156.8
PV_Paired_Grid_2hr_New_Supply | 2032 | 3157.8
PV_Paired_Grid_2hr_New_Supply | 2033 | 3162.8
PV_Paired_Grid_2hr_New_Supply | 2034 | 3167.8
PV_Paired_Grid_2hr_New_Supply | 2040 | 3195.4
PV_Paired_Grid_2hr_New_Supply | 2045 | 3325
PV_Paired_Grid_2hr_New_Supply | 2050 | 3325
PV_Paired_Grid_4hr_New_Battery | 2027 | 3156.8
PV_Paired_Grid_4hr_New_Battery | 2028 | 3156.8
PV_Paired_Grid_4hr_New_Battery | 2029 | 3156.8
PV_Paired_Grid_4hr_New_Battery | 2030 | 3156.8
PV_Paired_Grid_4hr_New_Battery | 2031 | 3156.8
PV_Paired_Grid_4hr_New_Battery | 2032 | 3157.8
PV_Paired_Grid_4hr_New_Battery | 2033 | 3162.8
PV_Paired_Grid_4hr_New_Battery | 2034 | 3167.8
PV_Paired_Grid_4hr_New_Battery | 2040 | 3195.4
PV_Paired_Grid_4hr_New_Battery | 2045 | 3325
PV_Paired_Grid_4hr_New_Battery | 2050 | 3325
PV_Paired_Grid_4hr_New_Supply | 2027 | 3156.8
PV_Paired_Grid_4hr_New_Supply | 2028 | 3156.8
PV_Paired_Grid_4hr_New_Supply | 2029 | 3156.8
PV_Paired_Grid_4hr_New_Supply | 2030 | 3156.8
PV_Paired_Grid_4hr_New_Supply | 2031 | 3156.8
PV_Paired_Grid_4hr_New_Supply | 2032 | 3157.8
PV_Paired_Grid_4hr_New_Supply | 2033 | 3162.8
PV_Paired_Grid_4hr_New_Supply | 2034 | 3167.8
PV_Paired_Grid_4hr_New_Supply | 2040 | 3195.4
PV_Paired_Grid_4hr_New_Supply | 2045 | 3325
PV_Paired_Grid_4hr_New_Supply | 2050 | 3325
PV_Paired_Grid_6hr_New_Battery | 2027 | 3156.8
PV_Paired_Grid_6hr_New_Battery | 2028 | 3156.8
PV_Paired_Grid_6hr_New_Battery | 2029 | 3156.8
PV_Paired_Grid_6hr_New_Battery | 2030 | 3156.8
PV_Paired_Grid_6hr_New_Battery | 2031 | 3156.8
PV_Paired_Grid_6hr_New_Battery | 2032 | 3157.8
PV_Paired_Grid_6hr_New_Battery | 2033 | 3162.8
PV_Paired_Grid_6hr_New_Battery | 2034 | 3167.8
PV_Paired_Grid_6hr_New_Battery | 2040 | 3195.4
PV_Paired_Grid_6hr_New_Battery | 2045 | 3325
PV_Paired_Grid_6hr_New_Battery | 2050 | 3325
PV_Paired_Grid_6hr_New_Supply | 2027 | 3156.8
PV_Paired_Grid_6hr_New_Supply | 2028 | 3156.8
PV_Paired_Grid_6hr_New_Supply | 2029 | 3156.8
PV_Paired_Grid_6hr_New_Supply | 2030 | 3156.8
PV_Paired_Grid_6hr_New_Supply | 2031 | 3156.8
PV_Paired_Grid_6hr_New_Supply | 2032 | 3157.8
PV_Paired_Grid_6hr_New_Supply | 2033 | 3162.8
PV_Paired_Grid_6hr_New_Supply | 2034 | 3167.8
PV_Paired_Grid_6hr_New_Supply | 2040 | 3195.4
PV_Paired_Grid_6hr_New_Supply | 2045 | 3325
PV_Paired_Grid_6hr_New_Supply | 2050 | 3325
PV_Paired_Grid_8hr_New_Battery | 2027 | 3156.8
PV_Paired_Grid_8hr_New_Battery | 2028 | 3156.8
PV_Paired_Grid_8hr_New_Battery | 2029 | 3156.8
PV_Paired_Grid_8hr_New_Battery | 2030 | 3156.8
PV_Paired_Grid_8hr_New_Battery | 2031 | 3156.8
PV_Paired_Grid_8hr_New_Battery | 2032 | 3157.8
PV_Paired_Grid_8hr_New_Battery | 2033 | 3162.8
PV_Paired_Grid_8hr_New_Battery | 2034 | 3167.8
PV_Paired_Grid_8hr_New_Battery | 2040 | 3195.4
PV_Paired_Grid_8hr_New_Battery | 2045 | 3325
PV_Paired_Grid_8hr_New_Battery | 2050 | 3325
PV_Paired_Grid_8hr_New_Supply | 2027 | 3156.8
PV_Paired_Grid_8hr_New_Supply | 2028 | 3156.8
PV_Paired_Grid_8hr_New_Supply | 2029 | 3156.8
PV_Paired_Grid_8hr_New_Supply | 2030 | 3156.8
PV_Paired_Grid_8hr_New_Supply | 2031 | 3156.8
PV_Paired_Grid_8hr_New_Supply | 2032 | 3157.8
PV_Paired_Grid_8hr_New_Supply | 2033 | 3162.8
PV_Paired_Grid_8hr_New_Supply | 2034 | 3167.8
PV_Paired_Grid_8hr_New_Supply | 2040 | 3195.4
PV_Paired_Grid_8hr_New_Supply | 2045 | 3325
PV_Paired_Grid_8hr_New_Supply | 2050 | 3325
SC_6000CC_New | 2027 | 0
SC_6000CC_New | 2028 | 9999
SC_6000CC_New | 2029 | 9999
SC_6000CC_New | 2030 | 9999
SC_6000CC_New | 2031 | 9999
SC_6000CC_New | 2032 | 9999
SC_6000CC_New | 2033 | 9999
SC_6000CC_New | 2034 | 9999
SC_6000CC_New | 2040 | 9999
SC_6000CC_New | 2045 | 9999
SC_6000CC_New | 2050 | 9999
Solar_Grid-Scale_Single-Tracking_New | 2027 | 3156.8
Solar_Grid-Scale_Single-Tracking_New | 2028 | 3156.8
Solar_Grid-Scale_Single-Tracking_New | 2029 | 3156.8
Solar_Grid-Scale_Single-Tracking_New | 2030 | 3156.8
Solar_Grid-Scale_Single-Tracking_New | 2031 | 3156.8
Solar_Grid-Scale_Single-Tracking_New | 2032 | 3157.8
Solar_Grid-Scale_Single-Tracking_New | 2033 | 3162.8
Solar_Grid-Scale_Single-Tracking_New | 2034 | 3167.8
Solar_Grid-Scale_Single-Tracking_New | 2040 | 3195.4
Solar_Grid-Scale_Single-Tracking_New | 2045 | 3325
Solar_Grid-Scale_Single-Tracking_New | 2050 | 3325
Sync_Cond | 2027 | 9999
Sync_Cond | 2028 | 9999
Sync_Cond | 2029 | 9999
Sync_Cond | 2030 | 9999
Sync_Cond | 2031 | 9999
Sync_Cond | 2032 | 9999
Sync_Cond | 2033 | 9999
Sync_Cond | 2034 | 9999
Sync_Cond | 2040 | 9999
Sync_Cond | 2045 | 9999
Sync_Cond | 2050 | 9999
Wind_Offshore_New | 2027 | 0
Wind_Offshore_New | 2028 | 0
Wind_Offshore_New | 2029 | 0
Wind_Offshore_New | 2030 | 9999
Wind_Offshore_New | 2031 | 9999
Wind_Offshore_New | 2032 | 9999
Wind_Offshore_New | 2033 | 9999
Wind_Offshore_New | 2034 | 9999
Wind_Offshore_New | 2040 | 9999
Wind_Offshore_New | 2045 | 9999
Wind_Offshore_New | 2050 | 9999
Wind_Onshore_New | 2027 | 133
Wind_Onshore_New | 2028 | 133
Wind_Onshore_New | 2029 | 133
Wind_Onshore_New | 2030 | 133
Wind_Onshore_New | 2031 | 163
Wind_Onshore_New | 2032 | 163
Wind_Onshore_New | 2033 | 163
Wind_Onshore_New | 2034 | 163
Wind_Onshore_New | 2040 | 232
Wind_Onshore_New | 2045 | 256
Wind_Onshore_New | 2050 | 256

## planned_storage_energy_capacity
Return to Assumptions Summary
Planned Resources - Energy Storage Capacity
The table below shows the planned energy capacity and O&M (operations and maintenance) costs of unpaired and paired battery energy storage system (BESS) resources in RESOLVE. The first column, "storage_resource" shows the user-defined battery name. The second column, "period" shows the modeled year. The third column, "planned_storage_energy_capacity_mwh" is the planned battery energy capacity in (MWH). Taking the third column and dividing by the battery's capacity will give the battery's duration. -- For example, a 40 MW BESS with a 4-hour duration will have a planned energy of 40 MW * 4 h = 160 MWh. The fourth column, "planned_storage_energy_capacity_fixed_o_and_m_dollars per_kWh_yr" represents the O&M costs for the battery. Battery fixed costs are captured within "planned_installed_capacities" worksheet.
Planned Storage Energy Capacity
storage_resource | period | planned_storage_energy_capacity_mwh | planned_storage_energy_capacity_fixed_o_and_m_dollars_per_kwh_yr
Battery_Grid-Scale_New | 2027 | 0 | 0
Battery_Grid-Scale_New | 2028 | 0 | 0
Battery_Grid-Scale_New | 2029 | 0 | 0
Battery_Grid-Scale_New | 2030 | 0 | 0
Battery_Grid-Scale_New | 2031 | 0 | 0
Battery_Grid-Scale_New | 2032 | 0 | 0
Battery_Grid-Scale_New | 2033 | 0 | 0
Battery_Grid-Scale_New | 2034 | 0 | 0
Battery_Grid-Scale_New | 2040 | 0 | 0
Battery_Grid-Scale_New | 2045 | 0 | 0
Battery_Grid-Scale_New | 2050 | 0 | 0
Battery_Grid-Scale_Planned | 2027 | 0 | 0
Battery_Grid-Scale_Planned | 2028 | 0 | 0
Battery_Grid-Scale_Planned | 2029 | 0 | 0
Battery_Grid-Scale_Planned | 2030 | 0 | 0
Battery_Grid-Scale_Planned | 2031 | 0 | 0
Battery_Grid-Scale_Planned | 2032 | 0 | 0
Battery_Grid-Scale_Planned | 2033 | 0 | 0
Battery_Grid-Scale_Planned | 2034 | 0 | 0
Battery_Grid-Scale_Planned | 2040 | 0 | 0
Battery_Grid-Scale_Planned | 2045 | 0 | 0
Battery_Grid-Scale_Planned | 2050 | 0 | 0
Hoohana_Solar_Battery | 2027 | 208 | 0
Hoohana_Solar_Battery | 2028 | 208 | 0
Hoohana_Solar_Battery | 2029 | 208 | 0
Hoohana_Solar_Battery | 2030 | 208 | 0
Hoohana_Solar_Battery | 2031 | 208 | 0
Hoohana_Solar_Battery | 2032 | 208 | 0
Hoohana_Solar_Battery | 2033 | 208 | 0
Hoohana_Solar_Battery | 2034 | 208 | 0
Hoohana_Solar_Battery | 2040 | 208 | 0
Hoohana_Solar_Battery | 2045 | 208 | 0
Hoohana_Solar_Battery | 2050 | 208 | 0
Kapolei_Energy_Storage | 2027 | 540 | 0
Kapolei_Energy_Storage | 2028 | 540 | 0
Kapolei_Energy_Storage | 2029 | 540 | 0
Kapolei_Energy_Storage | 2030 | 540 | 0
Kapolei_Energy_Storage | 2031 | 540 | 0
Kapolei_Energy_Storage | 2032 | 540 | 0
Kapolei_Energy_Storage | 2033 | 540 | 0
Kapolei_Energy_Storage | 2034 | 540 | 0
Kapolei_Energy_Storage | 2040 | 540 | 0
Kapolei_Energy_Storage | 2045 | 540 | 0
Kapolei_Energy_Storage | 2050 | 540 | 0
Kapolei_Energy_Storage_Contingency | 2027 | 25 | 0
Kapolei_Energy_Storage_Contingency | 2028 | 25 | 0
Kapolei_Energy_Storage_Contingency | 2029 | 25 | 0
Kapolei_Energy_Storage_Contingency | 2030 | 25 | 0
Kapolei_Energy_Storage_Contingency | 2031 | 25 | 0
Kapolei_Energy_Storage_Contingency | 2032 | 25 | 0
Kapolei_Energy_Storage_Contingency | 2033 | 25 | 0
Kapolei_Energy_Storage_Contingency | 2034 | 25 | 0
Kapolei_Energy_Storage_Contingency | 2040 | 25 | 0
Kapolei_Energy_Storage_Contingency | 2045 | 25 | 0
Kapolei_Energy_Storage_Contingency | 2050 | 25 | 0
Load_Build | 2027 | 57.8 | 0
Load_Build | 2028 | 0 | 0
Load_Build | 2029 | 0 | 0
Load_Build | 2030 | 0 | 0
Load_Build | 2031 | 0 | 0
Load_Build | 2032 | 0 | 0
Load_Build | 2033 | 0 | 0
Load_Build | 2034 | 0 | 0
Load_Build | 2040 | 0 | 0
Load_Build | 2045 | 0 | 0
Load_Build | 2050 | 0 | 0
Load_Build_3 | 2027 | 57.8 | 0
Load_Build_3 | 2028 | 0 | 0
Load_Build_3 | 2029 | 0 | 0
Load_Build_3 | 2030 | 0 | 0
Load_Build_3 | 2031 | 0 | 0
Load_Build_3 | 2032 | 0 | 0
Load_Build_3 | 2033 | 0 | 0
Load_Build_3 | 2034 | 0 | 0
Load_Build_3 | 2040 | 0 | 0
Load_Build_3 | 2045 | 0 | 0
Load_Build_3 | 2050 | 0 | 0
Mililani_Solar_1_Battery | 2027 | 156 | 0
Mililani_Solar_1_Battery | 2028 | 156 | 0
Mililani_Solar_1_Battery | 2029 | 156 | 0
Mililani_Solar_1_Battery | 2030 | 156 | 0
Mililani_Solar_1_Battery | 2031 | 156 | 0
Mililani_Solar_1_Battery | 2032 | 156 | 0
Mililani_Solar_1_Battery | 2033 | 156 | 0
Mililani_Solar_1_Battery | 2034 | 156 | 0
Mililani_Solar_1_Battery | 2040 | 156 | 0
Mililani_Solar_1_Battery | 2045 | 156 | 0
Mililani_Solar_1_Battery | 2050 | 156 | 0
PSH | 2027 | 0 | 0
PSH | 2028 | 0 | 0
PSH | 2029 | 0 | 0
PSH | 2030 | 0 | 0
PSH | 2031 | 0 | 0
PSH | 2032 | 0 | 0
PSH | 2033 | 0 | 0
PSH | 2034 | 0 | 0
PSH | 2040 | 0 | 0
PSH | 2045 | 0 | 0
PSH | 2050 | 0 | 0
PV_Aggregated_DER_Battery | 2027 | 0 | 0
PV_Aggregated_DER_Battery | 2028 | 0 | 0
PV_Aggregated_DER_Battery | 2029 | 0 | 0
PV_Aggregated_DER_Battery | 2030 | 0 | 0
PV_Aggregated_DER_Battery | 2031 | 0 | 0
PV_Aggregated_DER_Battery | 2032 | 0 | 0
PV_Aggregated_DER_Battery | 2033 | 0 | 0
PV_Aggregated_DER_Battery | 2034 | 0 | 0
PV_Aggregated_DER_Battery | 2040 | 0 | 0
PV_Aggregated_DER_Battery | 2045 | 0 | 0
PV_Aggregated_DER_Battery | 2050 | 0 | 0
PV_Barbers_Point_Battery | 2027 | 60 | 0
PV_Barbers_Point_Battery | 2028 | 60 | 0
PV_Barbers_Point_Battery | 2029 | 60 | 0
PV_Barbers_Point_Battery | 2030 | 60 | 0
PV_Barbers_Point_Battery | 2031 | 60 | 0
PV_Barbers_Point_Battery | 2032 | 60 | 0
PV_Barbers_Point_Battery | 2033 | 60 | 0
PV_Barbers_Point_Battery | 2034 | 60 | 0
PV_Barbers_Point_Battery | 2040 | 60 | 0
PV_Barbers_Point_Battery | 2045 | 60 | 0
PV_Barbers_Point_Battery | 2050 | 60 | 0
PV_Kupehau_Battery | 2027 | 240 | 0
PV_Kupehau_Battery | 2028 | 240 | 0
PV_Kupehau_Battery | 2029 | 240 | 0
PV_Kupehau_Battery | 2030 | 240 | 0
PV_Kupehau_Battery | 2031 | 240 | 0
PV_Kupehau_Battery | 2032 | 240 | 0
PV_Kupehau_Battery | 2033 | 240 | 0
PV_Kupehau_Battery | 2034 | 240 | 0
PV_Kupehau_Battery | 2040 | 240 | 0
PV_Kupehau_Battery | 2045 | 240 | 0
PV_Kupehau_Battery | 2050 | 240 | 0
PV_Kupono_Battery | 2027 | 0 | 0
PV_Kupono_Battery | 2028 | 0 | 0
PV_Kupono_Battery | 2029 | 0 | 0
PV_Kupono_Battery | 2030 | 0 | 0
PV_Kupono_Battery | 2031 | 0 | 0
PV_Kupono_Battery | 2032 | 0 | 0
PV_Kupono_Battery | 2033 | 0 | 0
PV_Kupono_Battery | 2034 | 0 | 0
PV_Kupono_Battery | 2040 | 0 | 0
PV_Kupono_Battery | 2045 | 0 | 0
PV_Kupono_Battery | 2050 | 0 | 0
PV_Mahi_Battery | 2027 | 480 | 0
PV_Mahi_Battery | 2028 | 480 | 0
PV_Mahi_Battery | 2029 | 480 | 0
PV_Mahi_Battery | 2030 | 480 | 0
PV_Mahi_Battery | 2031 | 480 | 0
PV_Mahi_Battery | 2032 | 480 | 0
PV_Mahi_Battery | 2033 | 480 | 0
PV_Mahi_Battery | 2034 | 480 | 0
PV_Mahi_Battery | 2040 | 480 | 0
PV_Mahi_Battery | 2045 | 480 | 0
PV_Mahi_Battery | 2050 | 480 | 0
PV_Mountain_View_Battery | 2027 | 35 | 0
PV_Mountain_View_Battery | 2028 | 35 | 0
PV_Mountain_View_Battery | 2029 | 35 | 0
PV_Mountain_View_Battery | 2030 | 35 | 0
PV_Mountain_View_Battery | 2031 | 35 | 0
PV_Mountain_View_Battery | 2032 | 35 | 0
PV_Mountain_View_Battery | 2033 | 35 | 0
PV_Mountain_View_Battery | 2034 | 35 | 0
PV_Mountain_View_Battery | 2040 | 35 | 0
PV_Mountain_View_Battery | 2045 | 35 | 0
PV_Mountain_View_Battery | 2050 | 35 | 0
PV_Paired_Grid_2hr_New_Battery | 2027 | 0 | 0
PV_Paired_Grid_2hr_New_Battery | 2028 | 0 | 0
PV_Paired_Grid_2hr_New_Battery | 2029 | 0 | 0
PV_Paired_Grid_2hr_New_Battery | 2030 | 0 | 0
PV_Paired_Grid_2hr_New_Battery | 2031 | 0 | 0
PV_Paired_Grid_2hr_New_Battery | 2032 | 0 | 0
PV_Paired_Grid_2hr_New_Battery | 2033 | 0 | 0
PV_Paired_Grid_2hr_New_Battery | 2034 | 0 | 0
PV_Paired_Grid_2hr_New_Battery | 2040 | 0 | 0
PV_Paired_Grid_2hr_New_Battery | 2045 | 0 | 0
PV_Paired_Grid_2hr_New_Battery | 2050 | 0 | 0
PV_Paired_Grid_4hr_New_Battery | 2027 | 0 | 0
PV_Paired_Grid_4hr_New_Battery | 2028 | 0 | 0
PV_Paired_Grid_4hr_New_Battery | 2029 | 0 | 0
PV_Paired_Grid_4hr_New_Battery | 2030 | 0 | 0
PV_Paired_Grid_4hr_New_Battery | 2031 | 0 | 0
PV_Paired_Grid_4hr_New_Battery | 2032 | 0 | 0
PV_Paired_Grid_4hr_New_Battery | 2033 | 0 | 0
PV_Paired_Grid_4hr_New_Battery | 2034 | 0 | 0
PV_Paired_Grid_4hr_New_Battery | 2040 | 0 | 0
PV_Paired_Grid_4hr_New_Battery | 2045 | 0 | 0
PV_Paired_Grid_4hr_New_Battery | 2050 | 0 | 0
PV_Paired_Grid_6hr_New_Battery | 2027 | 0 | 0
PV_Paired_Grid_6hr_New_Battery | 2028 | 0 | 0
PV_Paired_Grid_6hr_New_Battery | 2029 | 0 | 0
PV_Paired_Grid_6hr_New_Battery | 2030 | 0 | 0
PV_Paired_Grid_6hr_New_Battery | 2031 | 0 | 0
PV_Paired_Grid_6hr_New_Battery | 2032 | 0 | 0
PV_Paired_Grid_6hr_New_Battery | 2033 | 0 | 0
PV_Paired_Grid_6hr_New_Battery | 2034 | 0 | 0
PV_Paired_Grid_6hr_New_Battery | 2040 | 0 | 0
PV_Paired_Grid_6hr_New_Battery | 2045 | 0 | 0
PV_Paired_Grid_6hr_New_Battery | 2050 | 0 | 0
PV_Paired_Grid_8hr_New_Battery | 2027 | 0 | 0
PV_Paired_Grid_8hr_New_Battery | 2028 | 0 | 0
PV_Paired_Grid_8hr_New_Battery | 2029 | 0 | 0
PV_Paired_Grid_8hr_New_Battery | 2030 | 0 | 0
PV_Paired_Grid_8hr_New_Battery | 2031 | 0 | 0
PV_Paired_Grid_8hr_New_Battery | 2032 | 0 | 0
PV_Paired_Grid_8hr_New_Battery | 2033 | 0 | 0
PV_Paired_Grid_8hr_New_Battery | 2034 | 0 | 0
PV_Paired_Grid_8hr_New_Battery | 2040 | 0 | 0
PV_Paired_Grid_8hr_New_Battery | 2045 | 0 | 0
PV_Paired_Grid_8hr_New_Battery | 2050 | 0 | 0
PV_Waiawa_Ph2_Battery | 2027 | 240 | 0
PV_Waiawa_Ph2_Battery | 2028 | 240 | 0
PV_Waiawa_Ph2_Battery | 2029 | 240 | 0
PV_Waiawa_Ph2_Battery | 2030 | 240 | 0
PV_Waiawa_Ph2_Battery | 2031 | 240 | 0
PV_Waiawa_Ph2_Battery | 2032 | 240 | 0
PV_Waiawa_Ph2_Battery | 2033 | 240 | 0
PV_Waiawa_Ph2_Battery | 2034 | 240 | 0
PV_Waiawa_Ph2_Battery | 2040 | 240 | 0
PV_Waiawa_Ph2_Battery | 2045 | 240 | 0
PV_Waiawa_Ph2_Battery | 2050 | 240 | 0
Waiawa_Solar_Battery | 2027 | 144 | 0
Waiawa_Solar_Battery | 2028 | 144 | 0
Waiawa_Solar_Battery | 2029 | 144 | 0
Waiawa_Solar_Battery | 2030 | 144 | 0
Waiawa_Solar_Battery | 2031 | 144 | 0
Waiawa_Solar_Battery | 2032 | 144 | 0
Waiawa_Solar_Battery | 2033 | 144 | 0
Waiawa_Solar_Battery | 2034 | 144 | 0
Waiawa_Solar_Battery | 2040 | 144 | 0
Waiawa_Solar_Battery | 2045 | 144 | 0
Waiawa_Solar_Battery | 2050 | 144 | 0
West_Oahu_Solar_Battery | 2027 | 50 | 0
West_Oahu_Solar_Battery | 2028 | 50 | 0
West_Oahu_Solar_Battery | 2029 | 50 | 0
West_Oahu_Solar_Battery | 2030 | 50 | 0
West_Oahu_Solar_Battery | 2031 | 50 | 0
West_Oahu_Solar_Battery | 2032 | 50 | 0
West_Oahu_Solar_Battery | 2033 | 50 | 0
West_Oahu_Solar_Battery | 2034 | 50 | 0
West_Oahu_Solar_Battery | 2040 | 50 | 0
West_Oahu_Solar_Battery | 2045 | 50 | 0
West_Oahu_Solar_Battery | 2050 | 50 | 0

## resource_storage_paired
Return to Assumptions Summary
Paired Resources
The table below shows parameters for paired resources in RESOLVE. In general, a paired resource is modeled as two separate components, a supply resource (generator) and a storage resource (battery). The first column shows the name of the "paired_storage_resource" and its corresponding "paired_supply_resource" in the second column. The third column, "enforce_pairing_ratio" allows for pairing between supply and storage resource capacities. In the fourth column, "pairing_ratio" sets the ratio as 1, meaning a 1:1 pairing ratio (one-to-one pairing). This becomes important when RESOLVE builds new paired resources, so that the supply capacity (MW) built has an equal paired storage capacity (MW).
Resource Storage Paired
paired_storage_resource | paired_supply_resource | enforce_pairing_ratio | pairing_ratio
Hoohana_Solar_Battery | Hoohana_Solar_Supply | FALSE | 0
West_Oahu_Solar_Battery | West_Oahu_Solar_Supply | FALSE | 0
Mililani_Solar_1_Battery | Mililani_Solar_1_Supply | FALSE | 0
Waiawa_Solar_Battery | Waiawa_Solar_Supply | FALSE | 0
PV_Paired_Grid_4hr_New_Battery | PV_Paired_Grid_4hr_New_Supply | TRUE | 1
PV_Paired_Grid_6hr_New_Battery | PV_Paired_Grid_6hr_New_Supply | TRUE | 1
PV_Kupehau_Battery | PV_Kupehau_Supply | TRUE | 1
PV_Waiawa_Ph2_Battery | PV_Waiawa_Ph2_Supply | FALSE | 0
PV_Mountain_View_Battery | PV_Mountain_View_Supply | FALSE | 0
PV_Kupono_Battery | PV_Kupono_Supply | FALSE | 0
PV_Barbers_Point_Battery | PV_Barbers_Point_Supply | FALSE | 0
PV_Mahi_Battery | PV_Mahi_Supply | FALSE | 0
PV_Paired_Grid_2hr_New_Battery | PV_Paired_Grid_2hr_New_Supply | FALSE | 0
PV_Paired_Grid_8hr_New_Battery | PV_Paired_Grid_8hr_New_Supply | FALSE | 0
PV_Aggregated_DER_Battery | PV_Aggregated_DER_Supply | FALSE | 0

## resource_variable_renewable
Return to Assumptions Summary
Curtailable Resources
The table below describes whether a resource is curtailable. The first column, "resource", lists the name of the resource. The second column, "curtailable", asks the question of, "is this resource curtailable?" The input is a decision variable of TRUE or FALSE.
Resource Variable Renewable
resource | curtailable
Solar_CBRE | FALSE
Solar_Planned | FALSE
Solar_Grid-Scale_Single-Tracking_New | TRUE
Wind_NPM | FALSE
Wind_Onshore_Planned | FALSE
Wind_Offshore_Planned | TRUE
Wind_Onshore_New | TRUE
Wind_Offshore_New | TRUE
Solar_Waianae | TRUE
Solar_CBRE_Ph2_Small | FALSE
Solar_CBRE_Ph2_RFP | TRUE
Hoohana_Solar_Supply | TRUE
West_Oahu_Solar_Supply | TRUE
Mililani_Solar_1_Supply | TRUE
Waiawa_Solar_Supply | TRUE
PV_Paired_Grid_4hr_New_Supply | TRUE
PV_Paired_Grid_6hr_New_Supply | TRUE
PV_Kupehau_Supply | TRUE
PV_Waiawa_Ph2_Supply | TRUE
PV_Mountain_View_Supply | TRUE
PV_Kupono_Supply | TRUE
PV_Barbers_Point_Supply | TRUE
PV_Mahi_Supply | TRUE
PV_Paired_Grid_2hr_New_Supply | TRUE
PV_Paired_Grid_8hr_New_Supply | TRUE
PV_Aggregated_DER_Supply | TRUE

## reserve_resources
Return to Assumptions Summary
Reserves, Fast Frequency Response, and Inertia
Grid service capabilities of resources are parametrized in the table below and include load following/ regulating reserves (LF Reserves), fast frequency response (FFR), and inertia. In the first column, "resource" is the name of the user-defined resource. In the second column, "can_provide_lf_reserves" specifies whether a resource can provide load following reserves. The input is a binary value (1 or 0) meaning YES = 1 and NO = 0. The third and fourth columns are for FFR services, "contributes_to_freq_resp_total" means the unit can provide FFR service if needed, the value is binary, YES = 1 and NO = 0. In the fourth column, "thermal_freq_response_fraction_of_commitment" has a different meaning, it is the percent of the resource that can provide FFR service 0%-100% (value between 0 and 1). In this case, we are assuming that if a resource can provide FFR services, then 100% of the unit is available for frequency response. The fifth and sixth columns relate to inertia services, "can_provide_inertia" specifies if a resource is capable of providing inertia. The "inertia_response_multiplier_of_commitment" is a conversion factor in MJ/MW that is applied to the generating resource's capacity (MW) to determine its inertia provision (MJ). Typically, units that can provide inertia are thermal generators and synchronous condensers. -- Example: A 30MW Resource has an inertia multiplier of 3.00 MJ/MW, its inertia provision becomes 30 MW * 3.00 MJ/MW = 90 MJ.
Reserve Resources
resource | can_provide_lf_reserves | contributes_to_freq_resp_total | thermal_freq_response_fraction_of_commitment | can_provide_inertia | inertia_response_multiplier_of_commitment
FFR | 0 | 1 | 1 | FALSE | 0
Airport_DSG | 1 | 0 | 0 | FALSE | 0
Biomass | 1 | 0 | 0 | TRUE | 3.4443
CIP_BioD | 1 | 0 | 0 | TRUE | 6.818
Hpoff | 0 | 0 | 0 | TRUE | 3.4025
Kala1_Biod | 1 | 0 | 0 | TRUE | 5.6849
Kala2_Biod | 1 | 0 | 0 | TRUE | 5.6849
Schofield | 1 | 0 | 0 | TRUE | 1.3229
Schofield_Biod | 1 | 0 | 0 | TRUE | 1.3229
AES | 1 | 0 | 0 | TRUE | 3.4124
CIP_Diesel | 1 | 0 | 0 | TRUE | 5.9274
ICE_New | 1 | 0 | 0 | TRUE | 1.3229
Kahe_5-6 | 1 | 0 | 0 | TRUE | 5.1144
Kala1 | 1 | 0 | 0 | TRUE | 5.6849
Kala2 | 1 | 0 | 0 | TRUE | 5.6849
LM6000_2x1CC_Sync_Cond | 1 | 0 | 0 | TRUE | 9.4058
Sync_Cond | 0 | 0 | 0 | TRUE | 3
Waiau_3-4 | 1 | 0 | 0 | TRUE | 5.5421
Waiau_5-6 | 1 | 0 | 0 | TRUE | 4.7836
Waiau_9-10 | 1 | 0 | 0 | TRUE | 8.6942
SC_6000CC_New | 1 | 0 | 0 | TRUE | 8.4476
K14_W78 | 1 | 0 | 0 | TRUE | 4.7845
FFR_3 | 0 | 1 | 1 | FALSE | 0
Battery_Grid-Scale_Planned | 1 | 1 | 1 | FALSE | 0
Battery_Grid-Scale_New | 1 | 1 | 1 | FALSE | 0
Kapolei_Energy_Storage | 1 | 1 | 1 | FALSE | 0
Kapolei_Energy_Storage_Contingency | 1 | 1 | 1 | FALSE | 0
PSH | 1 | 1 | 1 | FALSE | 0
PV_Paired_Grid_4hr_New_Battery | 0 | 1 | 1 | FALSE | 0
PV_Paired_Grid_6hr_New_Battery | 0 | 1 | 1 | FALSE | 0
PV_Kupehau_Battery | 0 | 1 | 1 | FALSE | 0
PV_Waiawa_Ph2_Battery | 0 | 1 | 1 | FALSE | 0
PV_Mountain_View_Battery | 0 | 1 | 1 | FALSE | 0
PV_Kupono_Battery | 0 | 1 | 1 | FALSE | 0
PV_Barbers_Point_Battery | 0 | 1 | 1 | FALSE | 0
PV_Mahi_Battery | 0 | 1 | 1 | FALSE | 0
PV_Paired_Grid_2hr_New_Battery | 0 | 1 | 1 | FALSE | 0
PV_Paired_Grid_8hr_New_Battery | 0 | 1 | 1 | FALSE | 0
PV_Aggregated_DER_Battery | 0 | 1 | 1 | FALSE | 0

## conventional_dr_period_limits
Return to Assumptions Summary
Demand Response (DR) Parameters
The Conventional Demand Response (DR) Period Limits represents the parameters used to model demand response resources in RESOLVE. -- The first column, "resource" shows the name of the DR resource. -- The second column, "period" shows the modeled years. -- The third column, "conventional_dr_availability_hours_per_year" represents the maximum number of hours per year that the DR resource can be called upon for a DR event. As an example, the Load_Reduce resource has a maximum number of calls of 144 per year. On a daily basis, it has a maximum delivery window of 4 hours. Therefore, the maximum total number of hours Load_Reduce is available is (144 times/year) * (4 hours) = 576 hours/year. Fast DR (40 events/year) * (1 hour) = 40 hours/year. -- In the fourth column, "daily_capacity_factor", represents the maximum duration of the DR event provided as a fraction of the day. Since Load_Reduce has a maximum daily duration of 4 hours, its "daily_capacity_factor" becomes (4 hours/day) / (24 hours/day) = 0.16666667.
Conventional DR Period Limits
resource | period | conventional_dr_availability_hours_per_year | daily_capacity_factor
CIDLC | 2027 | 30 | 1
CIDLC | 2028 | 30 | 1
CIDLC | 2029 | 30 | 1
CIDLC | 2030 | 30 | 1
CIDLC | 2031 | 30 | 1
CIDLC | 2032 | 30 | 1
CIDLC | 2033 | 30 | 1
CIDLC | 2034 | 30 | 1
CIDLC | 2040 | 30 | 1
CIDLC | 2045 | 30 | 1
CIDLC | 2050 | 30 | 1
FDR | 2027 | 80 | 0.041667
FDR | 2028 | 80 | 0.041667
FDR | 2029 | 80 | 0.041667
FDR | 2030 | 80 | 0.041667
FDR | 2031 | 80 | 0.041667
FDR | 2032 | 80 | 0.041667
FDR | 2033 | 80 | 0.041667
FDR | 2034 | 80 | 0.041667
FDR | 2040 | 80 | 0.041667
FDR | 2045 | 80 | 0.041667
FDR | 2050 | 80 | 0.041667
Load_reduce | 2027 | 416 | 0.16667
Load_reduce | 2028 | 416 | 0.16667
Load_reduce | 2029 | 416 | 0.16667
Load_reduce | 2030 | 416 | 0.16667
Load_reduce | 2031 | 416 | 0.16667
Load_reduce | 2032 | 416 | 0.16667
Load_reduce | 2033 | 416 | 0.16667
Load_reduce | 2034 | 416 | 0.16667
Load_reduce | 2040 | 416 | 0.16667
Load_reduce | 2045 | 416 | 0.16667
Load_reduce | 2050 | 416 | 0.16667
Load_reduce_3 | 2027 | 416 | 0.16667
Load_reduce_3 | 2028 | 416 | 0.16667
Load_reduce_3 | 2029 | 416 | 0.16667
Load_reduce_3 | 2030 | 416 | 0.16667
Load_reduce_3 | 2031 | 416 | 0.16667
Load_reduce_3 | 2032 | 416 | 0.16667
Load_reduce_3 | 2033 | 416 | 0.16667
Load_reduce_3 | 2034 | 416 | 0.16667
Load_reduce_3 | 2040 | 416 | 0.16667
Load_reduce_3 | 2045 | 416 | 0.16667
Load_reduce_3 | 2050 | 416 | 0.16667
RDLC | 2027 | 43 | 1
RDLC | 2028 | 43 | 1
RDLC | 2029 | 43 | 1
RDLC | 2030 | 43 | 1
RDLC | 2031 | 43 | 1
RDLC | 2032 | 43 | 1
RDLC | 2033 | 43 | 1
RDLC | 2034 | 43 | 1
RDLC | 2040 | 43 | 1
RDLC | 2045 | 43 | 1
RDLC | 2050 | 43 | 1
SBDLC | 2027 | 4 | 1
SBDLC | 2028 | 4 | 1
SBDLC | 2029 | 4 | 1
SBDLC | 2030 | 4 | 1
SBDLC | 2031 | 4 | 1
SBDLC | 2032 | 4 | 1
SBDLC | 2033 | 4 | 1
SBDLC | 2034 | 4 | 1
SBDLC | 2040 | 4 | 1
SBDLC | 2045 | 4 | 1
SBDLC | 2050 | 4 | 1

## energy_sharing_max_to_move_with
Return to Assumptions Summary
Maximum Energy Sharing Within Groups
The input, "energy_sharing_max_to_move_within_group" is being used to enforce an operational constraint on maximum capacity factor for units Waiau 3 and 4 on Oahu. The resource name is listed under "hydro_resource" (it doesn't need to be hydro type, it can be any resource). The "energy_sharing_group_id" is used to assign the resource to the representative days and months when it will be used. The "max_energy_to_move_around_hours" represents the number of hours within the month that the resource is used at its Pmax (maximum power output).
Energy Sharing Max to Move Within Group
hydro_resource | energy_sharing_group_id | max_energy_to_move_around_hours
Waiau_3-4 | 1 | 700.8

## technologies
Return to Assumptions Summary
Technologies
The following table lists all of the resource technology types defined in the RESOLVE model. Similar types of resources may be grouped under the same "technology" if they have the same parameters. The values shown in columns 2-7 and 9-15 are binary (0 or 1) with YES/TRUE = 1 and NO/FALSE = 0. -- As an example, the technology type, "Kahe_5-6" is a "thermal" resourece type (value = 1) and is both "dispatchable" and "firm_capacity" (value = 1). However, it does not have a "must_run" operational constraint (value = 0), and cannot be classified as any other resource type (other values = 0). -- column 1, "technology" is the name of the technology -- column 2, "thermal" represents any fuel burning resource that has a heat rate and fuel source -- column 3, "dispatchable" represents a technology that can be dispatched at varying capacity -- column 4, "must-run" means that the technology is run at 100% capacity when committed -- column 5, "variable" represents a variable renewable technology -- column 6, "storage" refers to both unpaired and paired battery energy storage systems (BESS) or pumped-storage hydro -- column 7, "hydro" represents a hydroelectric technology -- column 8, "variable_cost_dollars_per_mwh" represents the variable costs for certain technologies ($/MWh) -- column 9, "firm_capacity" refers to fixed, thermal generators e.g., (steam turbine, combustion turbine, etc.) -- column 10, "conventional_dr" refers to demand response (DR) technologies -- column 11, "electric_vehicle" refers to electric, light duty vehicles (LDV) -- column 12, "energy_efficiency" indicates the technology contributes to energy efficiency -- column 13, "synchronous_condenser" refers to technologies that can operate as a synchronous condenser
Technologies
technology | thermal | dispatchable | must_run | variable | storage | hydro | variable_cost_dollars_per_mwh | firm_capacity | conventional_dr | electric_vehicle | energy_efficiency | synchronous_condenser
Load_Reduction | 0 | 0 | 0 | 0 | 0 | 0 | 0 | 1 | 1 | 0 | 0 | 0
Shed_DR | 0 | 0 | 0 | 0 | 0 | 0 | 0 | 1 | 1 | 0 | 0 | 0
FFR | 0 | 0 | 0 | 0 | 0 | 0 | 0 | 1 | 0 | 0 | 0 | 0
Battery_Grid-Scale | 0 | 0 | 0 | 0 | 1 | 0 | 0 | 0 | 0 | 0 | 0 | 0
Load_Build | 0 | 0 | 0 | 0 | 1 | 0 | 0 | 0 | 0 | 0 | 0 | 0
Standalone | 0 | 0 | 0 | 0 | 1 | 0 | 0 | 0 | 0 | 0 | 0 | 0
Standalone_0.5hr | 0 | 0 | 0 | 0 | 1 | 0 | 0 | 0 | 0 | 0 | 0 | 0
Standalone_4hr | 0 | 0 | 0 | 0 | 1 | 0 | 0 | 0 | 0 | 0 | 0 | 0
Sync_Cond | 1 | 1 | 0 | 0 | 0 | 0 | 0 | 1 | 0 | 0 | 0 | 1
AES | 1 | 1 | 0 | 0 | 0 | 0 | 0 | 1 | 0 | 0 | 0 | 0
Airport_DSG | 1 | 1 | 0 | 0 | 0 | 0 | 0 | 1 | 0 | 0 | 0 | 0
Biomass | 1 | 1 | 0 | 0 | 0 | 0 | 60.8672 | 1 | 0 | 0 | 0 | 0
CIP_BioD | 1 | 1 | 0 | 0 | 0 | 0 | 37.9155 | 1 | 0 | 0 | 0 | 0
CIP_Diesel | 1 | 1 | 0 | 0 | 0 | 0 | 37.9155 | 1 | 0 | 0 | 0 | 0
Hpoff | 1 | 1 | 0 | 0 | 0 | 0 | 0.16361 | 1 | 0 | 0 | 0 | 0
ICE_New | 1 | 1 | 0 | 0 | 0 | 0 | 26.7353 | 1 | 0 | 0 | 0 | 0
Kahe_5-6 | 1 | 1 | 0 | 0 | 0 | 0 | 0.34526 | 1 | 0 | 0 | 0 | 0
Kala1 | 1 | 1 | 0 | 0 | 0 | 0 | 0 | 1 | 0 | 0 | 0 | 0
Kala1_Biod | 1 | 1 | 0 | 0 | 0 | 0 | 0 | 1 | 0 | 0 | 0 | 0
Kala2 | 1 | 1 | 0 | 0 | 0 | 0 | 0 | 1 | 0 | 0 | 0 | 0
Kala2_Biod | 1 | 1 | 0 | 0 | 0 | 0 | 0 | 1 | 0 | 0 | 0 | 0
LM6000_2x1CC_Sync_Cond | 1 | 1 | 0 | 0 | 0 | 0 | 2.2115 | 1 | 0 | 0 | 0 | 0
Schofield | 1 | 1 | 0 | 0 | 0 | 0 | 29.3422 | 1 | 0 | 0 | 0 | 0
Schofield_Biod | 1 | 1 | 0 | 0 | 0 | 0 | 29.3422 | 1 | 0 | 0 | 0 | 0
Waiau_3-4 | 1 | 1 | 0 | 0 | 0 | 0 | 0.34526 | 1 | 0 | 0 | 0 | 0
Waiau_5-6 | 1 | 1 | 0 | 0 | 0 | 0 | 0.34526 | 1 | 0 | 0 | 0 | 0
Waiau_9-10 | 1 | 1 | 0 | 0 | 0 | 0 | 0 | 1 | 0 | 0 | 0 | 0
Solar_CBRE | 0 | 0 | 0 | 1 | 0 | 0 | 0 | 0 | 0 | 0 | 0 | 0
Solar_DGPV | 0 | 0 | 0 | 1 | 0 | 0 | 0 | 0 | 0 | 0 | 0 | 0
Solar_Existing | 0 | 0 | 0 | 1 | 0 | 0 | 0 | 0 | 0 | 0 | 0 | 0
Solar_Grid-Scale_Fixed | 0 | 0 | 0 | 1 | 0 | 0 | 0 | 0 | 0 | 0 | 0 | 0
Solar_Grid-Scale_Single-Tracking | 0 | 0 | 0 | 1 | 0 | 0 | 0 | 0 | 0 | 0 | 0 | 0
Wind_Existing | 0 | 0 | 0 | 1 | 0 | 0 | 0 | 0 | 0 | 0 | 0 | 0
Wind_Offshore | 0 | 0 | 0 | 1 | 0 | 0 | 0 | 0 | 0 | 0 | 0 | 0
Wind_Onshore | 0 | 0 | 0 | 1 | 0 | 0 | 0 | 0 | 0 | 0 | 0 | 0
SC_6000CC | 1 | 1 | 0 | 0 | 0 | 0 | 6.2785 | 1 | 0 | 0 | 0 | 0
K14_W78 | 1 | 1 | 0 | 0 | 0 | 0 | 0.34526 | 1 | 0 | 0 | 0 | 0
Battery_Grid-Scale_10hr | 0 | 0 | 0 | 0 | 1 | 0 | 0 | 0 | 0 | 0 | 0 | 0
PV_Paired_Grid_Supply | 0 | 0 | 0 | 1 | 0 | 0 | 0 | 0 | 0 | 0 | 0 | 0
PV_Paired_Grid_2hr_Supply | 0 | 0 | 0 | 1 | 0 | 0 | 0 | 0 | 0 | 0 | 0 | 0
PV_Paired_Grid_4hr_Supply | 0 | 0 | 0 | 1 | 0 | 0 | 0 | 0 | 0 | 0 | 0 | 0
PV_Paired_Grid_5hr_Supply | 0 | 0 | 0 | 1 | 0 | 0 | 0 | 0 | 0 | 0 | 0 | 0
PV_Paired_Grid_6hr_Supply | 0 | 0 | 0 | 1 | 0 | 0 | 0 | 0 | 0 | 0 | 0 | 0
PV_Paired_Grid_8hr_Supply | 0 | 0 | 0 | 1 | 0 | 0 | 0 | 0 | 0 | 0 | 0 | 0
Solar_CBRE_4Hr_Supply | 0 | 0 | 0 | 1 | 0 | 0 | 143.25 | 0 | 0 | 0 | 0 | 0
PV_Paired_Grid_Battery | 0 | 0 | 0 | 0 | 1 | 0 | 0 | 0 | 0 | 0 | 0 | 0
PV_Paired_Grid_2hr_Battery | 0 | 0 | 0 | 0 | 1 | 0 | 0 | 0 | 0 | 0 | 0 | 0
PV_Paired_Grid_4hr_Battery | 0 | 0 | 0 | 0 | 1 | 0 | 0 | 0 | 0 | 0 | 0 | 0
PV_Paired_Grid_5hr_Battery | 0 | 0 | 0 | 0 | 1 | 0 | 0 | 0 | 0 | 0 | 0 | 0
PV_Paired_Grid_6hr_Battery | 0 | 0 | 0 | 0 | 1 | 0 | 0 | 0 | 0 | 0 | 0 | 0
PV_Paired_Grid_8hr_Battery | 0 | 0 | 0 | 0 | 1 | 0 | 0 | 0 | 0 | 0 | 0 | 0
Solar_CBRE_4Hr_Battery | 0 | 0 | 0 | 0 | 1 | 0 | 143.25 | 0 | 0 | 0 | 0 | 0

## tech_storage_params
Return to Assumptions Summary
Battery Energy Storage System (BESS) Parameters
In the table below are properties for both unpaired and paired battery energy storage system (BESS) technologies. The first column, "storage_technology" is the name of the storage resource. The second and third columns are the "charging_efficiency" and "discharging_efficiency" of the battery. Both of these properties are equivalent because it represents the average charging and discharging percentages for the resource. For example, a battery has a charging efficiency of 89% and a discharging efficiency of 100%. Its RESOLVE charging and discharging efficiency becomes (89% + 100%)/2 = 94.5% each. In column four, "duration_hours" is the hourly duration of the battery. In the fifth column, "duration_type" describes how the battery's duration in column four is used in RESOLVE. A minimum-duration means that the battery will discharge its energy for a minimum number of hours or longer if needed. A fixed-duration means that the battery has a set duration for discharging. For example, a battery with a one-hour minimum duration will discharge for an hour, but if needed, it will cycle again if there is available energy to charge it and can be discharged for a longer duration. Essentially, the battery can have an unlimited duration above the minimum if needed. A battery with a four-hour fixed duration can only discharge for 4 hours at a time.
Technology Storage Parameters
storage_technology | charging_efficiency | discharging_efficiency | duration_h | duration_type
Battery_Grid-Scale | 0.94 | 0.94 | 1 | minimum-duration
Load_Build | 1e-06 | 1e-06 | 4 | fixed-duration
Standalone | 0.94 | 0.94 | 1 | minimum-duration
Standalone_0.5hr | 0.94 | 0.94 | 0.5 | fixed-duration
Standalone_4hr | 0.94 | 0.94 | 4 | fixed-duration
Battery_Grid-Scale_10hr | 0.9 | 0.9 | 10 | fixed-duration
PV_Paired_Grid_Battery | 0.94 | 0.94 | 1 | minimum-duration
PV_Paired_Grid_2hr_Battery | 0.94 | 0.94 | 2 | fixed-duration
PV_Paired_Grid_4hr_Battery | 0.94 | 0.94 | 4 | fixed-duration
PV_Paired_Grid_5hr_Battery | 0.94 | 0.94 | 5 | fixed-duration
PV_Paired_Grid_6hr_Battery | 0.94 | 0.94 | 6 | fixed-duration
PV_Paired_Grid_8hr_Battery | 0.94 | 0.94 | 8 | fixed-duration
Solar_CBRE_4Hr_Battery | 0.94 | 0.94 | 4 | fixed-duration

## erm_params
Return to Assumptions Summary
Energy Reserve Margin (ERM) Parameters
The Energy Reserve Margin (ERM) is a guideline to minimize the risk of insufficient generation capability from a diverse mix of generating resources available to the system. It is the percentage of system load in which the system capacity must exceed in every hour. In the first column, "period" represents the modeled year. In the second column, "erm_percentage" represents the ERM requirement. In this case for Oahu, 0.3 percent or 30% is the ERM requirement. This means that in every hour, the system available capacity must be higher than 100% + 30% = 130% of the system load.
ERM Params
period | erm_percentage
2027 | 0.3
2028 | 0.3
2029 | 0.3
2030 | 0.3
2031 | 0.3
2032 | 0.3
2033 | 0.3
2034 | 0.3
2040 | 0.3
2045 | 0.3
2050 | 0.3

## erm_resource_group_map
Return to Assumptions Summary
Energy Reserve Margin (ERM) Group Mapping
The resources in RESOLVE are grouped by type of hourly dependable capacity (HDC) that they provide. The grouping is called "erm_group" in the table below, and the resource name is under "resource". The ERM groups include firm capacity generators "firm", synchronous condensers and small grid service resources under "other", wind, solar, paired resources, standalone battery energy storage systems, load-shifting demand response "lsdr" and hydro resources. For islands without hydro projects, it is not included.
ERM Resource Group Map
resource | erm_group
AES | firm
Airport_DSG | firm
Biomass | firm
CIP_BioD | firm
CIP_Diesel | firm
Hpoff | firm
ICE_New | firm
Kahe_5-6 | firm
Kala1 | firm
Kala1_Biod | firm
Kala2 | firm
Kala2_Biod | firm
LM6000_2x1CC_Sync_Cond | firm
Schofield | firm
Schofield_Biod | firm
Waiau_3-4 | firm
Waiau_5-6 | firm
Waiau_9-10 | firm
SC_6000CC_New | firm
K14_W78 | firm
Load_reduce | lsdr
Load_reduce_3 | lsdr
Hoohana_Solar_Supply | paired_solar
Mililani_Solar_1_Supply | paired_solar
PV_Barbers_Point_Supply | paired_solar
PV_Kupehau_Supply | paired_solar
PV_Kupono_Supply | paired_solar
PV_Mahi_Supply | paired_solar
PV_Mountain_View_Supply | paired_solar
PV_Paired_Grid_4hr_New_Supply | paired_solar
PV_Paired_Grid_6hr_New_Supply | paired_solar
PV_Paired_Grid_2hr_New_Supply | paired_solar
PV_Paired_Grid_8hr_New_Supply | paired_solar
PV_Waiawa_Ph2_Supply | paired_solar
Waiawa_Solar_Supply | paired_solar
West_Oahu_Solar_Supply | paired_solar
Hoohana_Solar_Battery | paired_storage
Mililani_Solar_1_Battery | paired_storage
PV_Barbers_Point_Battery | paired_storage
PV_Kupehau_Battery | paired_storage
PV_Kupono_Battery | paired_storage
PV_Mahi_Battery | paired_storage
PV_Mountain_View_Battery | paired_storage
PV_Paired_Grid_4hr_New_Battery | paired_storage
PV_Paired_Grid_6hr_New_Battery | paired_storage
PV_Paired_Grid_2hr_New_Battery | paired_storage
PV_Paired_Grid_8hr_New_Battery | paired_storage
PV_Waiawa_Ph2_Battery | paired_storage
Waiawa_Solar_Battery | paired_storage
West_Oahu_Solar_Battery | paired_storage
Solar_CBRE | solar
Solar_Grid-Scale_Single-Tracking_New | solar
Solar_Planned | solar
Solar_Waianae | solar
Battery_Grid-Scale_New | generic_storage
Battery_Grid-Scale_Planned | stand_alone_storage
Kapolei_Energy_Storage | stand_alone_storage
PSH | generic_storage
Wind_NPM | wind
Wind_Offshore_New | wind
Wind_Offshore_Planned | wind
Wind_Onshore_New | wind
Wind_Onshore_Planned | wind
PV_Aggregated_DER_Supply | paired_solar
PV_Aggregated_DER_Battery | paired_storage
Solar_CBRE_Ph2_Small | solar
Solar_CBRE_Ph2_RFP | solar
FDR | lsdr
RDLC | lsdr
CIDLC | lsdr
SBDLC | lsdr

## erm_shapes
Return to Assumptions Summary
Energy Reserve Margin (ERM) Hourly Dependable Capacity Shapes
The ERM shapes below represent the percent Hourly Dependable Capacity (HDC) for each ERM resource group, by every hour of the year "erm_hour" which is equal to 8760 hours/year. The Hourly Dependable Capacity is the minimum expected capacity primarily from variable generation resources based on empirical data. It is calculated for each hour as the average output minus a number of standard deviations.
ERM Shapes
erm_hour | solar | wind | firm | DGPV | lsdr | stand_alone_storage | generic_storage | paired_solar | paired_wind | paired_storage
1 | 0 | 0.0087473 | 0.96512 | 0 | 0 | 1 | 1 | 0 | 0.0087473 | 1
2 | 0 | 0 | 0.96512 | 0 | 0 | 1 | 1 | 0 | 0 | 1
3 | 0 | 0 | 0.96512 | 0 | 0 | 1 | 1 | 0 | 0 | 1
4 | 0 | 0 | 0.96512 | 0 | 0 | 1 | 1 | 0 | 0 | 1
5 | 0 | 0 | 0.96512 | 0 | 0 | 1 | 1 | 0 | 0 | 1
6 | 0 | 0 | 0.96512 | 0 | 0 | 1 | 1 | 0 | 0 | 1
7 | 0 | 0 | 0.96512 | 0 | 0 | 1 | 1 | 0 | 0 | 1
8 | 0 | 0 | 0.96512 | 0 | 0 | 1 | 1 | 0 | 0 | 1
9 | 0.022261 | 0 | 0.96512 | 0 | 0 | 1 | 1 | 0.022261 | 0 | 1
10 | 0.21082 | 0 | 0.96512 | 0 | 0 | 1 | 1 | 0.21082 | 0 | 1
11 | 0.36056 | 0 | 0.96512 | 0 | 0 | 1 | 1 | 0.36056 | 0 | 1
12 | 0.43102 | 0.0056599 | 0.96512 | 0 | 0 | 1 | 1 | 0.43102 | 0.0056599 | 1
13 | 0.37884 | 0.0030331 | 0.96512 | 0 | 0 | 1 | 1 | 0.37884 | 0.0030331 | 1
14 | 0.38017 | 0.0096523 | 0.96512 | 0 | 0 | 1 | 1 | 0.38017 | 0.0096523 | 1
15 | 0.29555 | 0.023086 | 0.96512 | 0 | 0 | 1 | 1 | 0.29555 | 0.023086 | 1
16 | 0.13645 | 0.04272 | 0.96512 | 0 | 0 | 1 | 1 | 0.13645 | 0.04272 | 1
17 | 0 | 0.045475 | 0.96512 | 0 | 0 | 1 | 1 | 0 | 0.045475 | 1
18 | 0 | 0.030141 | 0.96512 | 0 | 1 | 1 | 1 | 0 | 0.030141 | 1
19 | 0 | 0.027691 | 0.96512 | 0 | 1 | 1 | 1 | 0 | 0.027691 | 1
20 | 0 | 0.02308 | 0.96512 | 0 | 1 | 1 | 1 | 0 | 0.02308 | 1
21 | 0 | 0 | 0.96512 | 0 | 1 | 1 | 1 | 0 | 0 | 1
22 | 0 | 0 | 0.96512 | 0 | 0 | 1 | 1 | 0 | 0 | 1
23 | 0 | 0 | 0.96512 | 0 | 0 | 1 | 1 | 0 | 0 | 1
24 | 0 | 0 | 0.96512 | 0 | 0 | 1 | 1 | 0 | 0 | 1
25 | 0 | 0.0087473 | 0.96512 | 0 | 0 | 1 | 1 | 0 | 0.0087473 | 1
26 | 0 | 0 | 0.96512 | 0 | 0 | 1 | 1 | 0 | 0 | 1
27 | 0 | 0 | 0.96512 | 0 | 0 | 1 | 1 | 0 | 0 | 1
28 | 0 | 0 | 0.96512 | 0 | 0 | 1 | 1 | 0 | 0 | 1
29 | 0 | 0 | 0.96512 | 0 | 0 | 1 | 1 | 0 | 0 | 1
30 | 0 | 0 | 0.96512 | 0 | 0 | 1 | 1 | 0 | 0 | 1
31 | 0 | 0 | 0.96512 | 0 | 0 | 1 | 1 | 0 | 0 | 1
32 | 0 | 0 | 0.96512 | 0 | 0 | 1 | 1 | 0 | 0 | 1
33 | 0 | 0 | 0.96512 | 0 | 0 | 1 | 1 | 0 | 0 | 1
34 | 0.13698 | 0 | 0.96512 | 0 | 0 | 1 | 1 | 0.13698 | 0 | 1
35 | 0.21227 | 0 | 0.96512 | 0 | 0 | 1 | 1 | 0.21227 | 0 | 1
36 | 0.2752 | 0 | 0.96512 | 0 | 0 | 1 | 1 | 0.2752 | 0 | 1
37 | 0.22454 | 0.0078128 | 0.96512 | 0 | 0 | 1 | 1 | 0.22454 | 0.0078128 | 1
38 | 0.23383 | 0.01544 | 0.96512 | 0 | 0 | 1 | 1 | 0.23383 | 0.01544 | 1
39 | 0.17662 | 0.036512 | 0.96512 | 0 | 0 | 1 | 1 | 0.17662 | 0.036512 | 1
40 | 0.057582 | 0.045294 | 0.96512 | 0 | 0 | 1 | 1 | 0.057582 | 0.045294 | 1
41 | 0 | 0.037795 | 0.96512 | 0 | 0 | 1 | 1 | 0 | 0.037795 | 1
42 | 0 | 0.014836 | 0.96512 | 0 | 1 | 1 | 1 | 0 | 0.014836 | 1
43 | 0 | 0.010016 | 0.96512 | 0 | 1 | 1 | 1 | 0 | 0.010016 | 1
44 | 0 | 0.023646 | 0.96512 | 0 | 1 | 1 | 1 | 0 | 0.023646 | 1
45 | 0 | 0.007512 | 0.96512 | 0 | 1 | 1 | 1 | 0 | 0.007512 | 1
46 | 0 | 0 | 0.96512 | 0 | 0 | 1 | 1 | 0 | 0 | 1
47 | 0 | 0.00098148 | 0.96512 | 0 | 0 | 1 | 1 | 0 | 0.00098148 | 1
48 | 0 | 0.02112 | 0.96512 | 0 | 0 | 1 | 1 | 0 | 0.02112 | 1
49 | 0 | 0 | 0.96512 | 0 | 0 | 1 | 1 | 0 | 0 | 1
50 | 0 | 0 | 0.96512 | 0 | 0 | 1 | 1 | 0 | 0 | 1
51 | 0 | 0 | 0.96512 | 0 | 0 | 1 | 1 | 0 | 0 | 1
52 | 0 | 0 | 0.96512 | 0 | 0 | 1 | 1 | 0 | 0 | 1
53 | 0 | 0 | 0.96512 | 0 | 0 | 1 | 1 | 0 | 0 | 1
54 | 0 | 0 | 0.96512 | 0 | 0 | 1 | 1 | 0 | 0 | 1
55 | 0 | 0 | 0.96512 | 0 | 0 | 1 | 1 | 0 | 0 | 1
56 | 0 | 0 | 0.96512 | 0 | 0 | 1 | 1 | 0 | 0 | 1
57 | 0 | 0 | 0.96512 | 0 | 0 | 1 | 1 | 0 | 0 | 1
58 | 0.10666 | 0 | 0.96512 | 0 | 0 | 1 | 1 | 0.10666 | 0 | 1
59 | 0.18543 | 0.013097 | 0.96512 | 0 | 0 | 1 | 1 | 0.18543 | 0.013097 | 1
60 | 0.25837 | 0.027799 | 0.96512 | 0 | 0 | 1 | 1 | 0.25837 | 0.027799 | 1
61 | 0.25173 | 0.035397 | 0.96512 | 0 | 0 | 1 | 1 | 0.25173 | 0.035397 | 1
62 | 0.23523 | 0.037785 | 0.96512 | 0 | 0 | 1 | 1 | 0.23523 | 0.037785 | 1
63 | 0.11465 | 0.050523 | 0.96512 | 0 | 0 | 1 | 1 | 0.11465 | 0.050523 | 1
64 | 0.039666 | 0.039271 | 0.96512 | 0 | 0 | 1 | 1 | 0.039666 | 0.039271 | 1
65 | 0 | 0.033327 | 0.96512 | 0 | 0 | 1 | 1 | 0 | 0.033327 | 1
66 | 0 | 0.022241 | 0.96512 | 0 | 1 | 1 | 1 | 0 | 0.022241 | 1
67 | 0 | 0.017815 | 0.96512 | 0 | 1 | 1 | 1 | 0 | 0.017815 | 1
68 | 0 | 0.024893 | 0.96512 | 0 | 1 | 1 | 1 | 0 | 0.024893 | 1
69 | 0 | 0 | 0.96512 | 0 | 1 | 1 | 1 | 0 | 0 | 1
70 | 0 | 0 | 0.96512 | 0 | 0 | 1 | 1 | 0 | 0 | 1
71 | 0 | 0 | 0.96512 | 0 | 0 | 1 | 1 | 0 | 0 | 1
72 | 0 | 0 | 0.96512 | 0 | 0 | 1 | 1 | 0 | 0 | 1
73 | 0 | 0.0073326 | 0.96512 | 0 | 0 | 1 | 1 | 0 | 0.0073326 | 1
74 | 0 | 0 | 0.96512 | 0 | 0 | 1 | 1 | 0 | 0 | 1
75 | 0 | 0 | 0.96512 | 0 | 0 | 1 | 1 | 0 | 0 | 1
76 | 0 | 0 | 0.96512 | 0 | 0 | 1 | 1 | 0 | 0 | 1
77 | 0 | 0 | 0.96512 | 0 | 0 | 1 | 1 | 0 | 0 | 1
78 | 0 | 0 | 0.96512 | 0 | 0 | 1 | 1 | 0 | 0 | 1
79 | 0 | 0 | 0.96512 | 0 | 0 | 1 | 1 | 0 | 0 | 1
80 | 0 | 0 | 0.96512 | 0 | 0 | 1 | 1 | 0 | 0 | 1
81 | 0 | 0 | 0.96512 | 0 | 0 | 1 | 1 | 0 | 0 | 1
82 | 0.12229 | 0 | 0.96512 | 0 | 0 | 1 | 1 | 0.12229 | 0 | 1
83 | 0.16938 | 0 | 0.96512 | 0 | 0 | 1 | 1 | 0.16938 | 0 | 1
84 | 0.20672 | 0 | 0.96512 | 0 | 0 | 1 | 1 | 0.20672 | 0 | 1
85 | 0.17022 | 0 | 0.96512 | 0 | 0 | 1 | 1 | 0.17022 | 0 | 1
86 | 0.16304 | 0.00050477 | 0.96512 | 0 | 0 | 1 | 1 | 0.16304 | 0.00050477 | 1
87 | 0.055689 | 0.016223 | 0.96512 | 0 | 0 | 1 | 1 | 0.055689 | 0.016223 | 1
88 | 0.05345 | 0.0016525 | 0.96512 | 0 | 0 | 1 | 1 | 0.05345 | 0.0016525 | 1
89 | 0 | 0 | 0.96512 | 0 | 0 | 1 | 1 | 0 | 0 | 1
90 | 0 | 0 | 0.96512 | 0 | 1 | 1 | 1 | 0 | 0 | 1
91 | 0 | 0 | 0.96512 | 0 | 1 | 1 | 1 | 0 | 0 | 1
92 | 0 | 0 | 0.96512 | 0 | 1 | 1 | 1 | 0 | 0 | 1
93 | 0 | 0 | 0.96512 | 0 | 1 | 1 | 1 | 0 | 0 | 1
94 | 0 | 0.001368 | 0.96512 | 0 | 0 | 1 | 1 | 0 | 0.001368 | 1
95 | 0 | 0 | 0.96512 | 0 | 0 | 1 | 1 | 0 | 0 | 1
96 | 0 | 0 | 0.96512 | 0 | 0 | 1 | 1 | 0 | 0 | 1
97 | 0 | 0 | 0.96512 | 0 | 0 | 1 | 1 | 0 | 0 | 1
98 | 0 | 0 | 0.96512 | 0 | 0 | 1 | 1 | 0 | 0 | 1
99 | 0 | 0.010785 | 0.96512 | 0 | 0 | 1 | 1 | 0 | 0.010785 | 1
100 | 0 | 0.014851 | 0.96512 | 0 | 0 | 1 | 1 | 0 | 0.014851 | 1
101 | 0 | 0 | 0.96512 | 0 | 0 | 1 | 1 | 0 | 0 | 1
102 | 0 | 0.0040402 | 0.96512 | 0 | 0 | 1 | 1 | 0 | 0.0040402 | 1
103 | 0 | 0.0053584 | 0.96512 | 0 | 0 | 1 | 1 | 0 | 0.0053584 | 1
104 | 0 | 0 | 0.96512 | 0 | 0 | 1 | 1 | 0 | 0 | 1
105 | 0 | 0 | 0.96512 | 0 | 0 | 1 | 1 | 0 | 0 | 1
106 | 0.14518 | 0 | 0.96512 | 0 | 0 | 1 | 1 | 0.14518 | 0 | 1
107 | 0.20762 | 0.001959 | 0.96512 | 0 | 0 | 1 | 1 | 0.20762 | 0.001959 | 1
108 | 0.24743 | 0.013014 | 0.96512 | 0 | 0 | 1 | 1 | 0.24743 | 0.013014 | 1
109 | 0.21423 | 0.011234 | 0.96512 | 0 | 0 | 1 | 1 | 0.21423 | 0.011234 | 1
110 | 0.18872 | 0.0058278 | 0.96512 | 0 | 0 | 1 | 1 | 0.18872 | 0.0058278 | 1
111 | 0.080801 | 0.031355 | 0.96512 | 0 | 0 | 1 | 1 | 0.080801 | 0.031355 | 1
112 | 0.086242 | 0.025815 | 0.96512 | 0 | 0 | 1 | 1 | 0.086242 | 0.025815 | 1
113 | 0 | 0.0094339 | 0.96512 | 0 | 0 | 1 | 1 | 0 | 0.0094339 | 1
114 | 0 | 0 | 0.96512 | 0 | 1 | 1 | 1 | 0 | 0 | 1
115 | 0 | 0 | 0.96512 | 0 | 1 | 1 | 1 | 0 | 0 | 1
116 | 0 | 0 | 0.96512 | 0 | 1 | 1 | 1 | 0 | 0 | 1
117 | 0 | 0 | 0.96512 | 0 | 1 | 1 | 1 | 0 | 0 | 1
118 | 0 | 0.00082547 | 0.96512 | 0 | 0 | 1 | 1 | 0 | 0.00082547 | 1
119 | 0 | 0 | 0.96512 | 0 | 0 | 1 | 1 | 0 | 0 | 1
120 | 0 | 0 | 0.96512 | 0 | 0 | 1 | 1 | 0 | 0 | 1
121 | 0 | 0 | 0.96512 | 0 | 0 | 1 | 1 | 0 | 0 | 1
122 | 0 | 0 | 0.96512 | 0 | 0 | 1 | 1 | 0 | 0 | 1
123 | 0 | 0 | 0.96512 | 0 | 0 | 1 | 1 | 0 | 0 | 1
124 | 0 | 0 | 0.96512 | 0 | 0 | 1 | 1 | 0 | 0 | 1
125 | 0 | 0 | 0.96512 | 0 | 0 | 1 | 1 | 0 | 0 | 1
126 | 0 | 0 | 0.96512 | 0 | 0 | 1 | 1 | 0 | 0 | 1
127 | 0 | 0 | 0.96512 | 0 | 0 | 1 | 1 | 0 | 0 | 1
128 | 0 | 0 | 0.96512 | 0 | 0 | 1 | 1 | 0 | 0 | 1
129 | 0 | 0 | 0.96512 | 0 | 0 | 1 | 1 | 0 | 0 | 1
130 | 0.18114 | 0 | 0.96512 | 0 | 0 | 1 | 1 | 0.18114 | 0 | 1
131 | 0.24363 | 0 | 0.96512 | 0 | 0 | 1 | 1 | 0.24363 | 0 | 1
132 | 0.21919 | 0 | 0.96512 | 0 | 0 | 1 | 1 | 0.21919 | 0 | 1
133 | 0.18523 | 0 | 0.96512 | 0 | 0 | 1 | 1 | 0.18523 | 0 | 1
134 | 0.18039 | 0 | 0.96512 | 0 | 0 | 1 | 1 | 0.18039 | 0 | 1
135 | 0.13627 | 0.021104 | 0.96512 | 0 | 0 | 1 | 1 | 0.13627 | 0.021104 | 1
136 | 0.12483 | 0.011751 | 0.96512 | 0 | 0 | 1 | 1 | 0.12483 | 0.011751 | 1
137 | 0 | 0 | 0.96512 | 0 | 0 | 1 | 1 | 0 | 0 | 1
138 | 0 | 0 | 0.96512 | 0 | 1 | 1 | 1 | 0 | 0 | 1
139 | 0 | 0 | 0.96512 | 0 | 1 | 1 | 1 | 0 | 0 | 1
140 | 0 | 0 | 0.96512 | 0 | 1 | 1 | 1 | 0 | 0 | 1
141 | 0 | 0.011984 | 0.96512 | 0 | 1 | 1 | 1 | 0 | 0.011984 | 1
142 | 0 | 0.011117 | 0.96512 | 0 | 0 | 1 | 1 | 0 | 0.011117 | 1
143 | 0 | 0 | 0.96512 | 0 | 0 | 1 | 1 | 0 | 0 | 1
144 | 0 | 0 | 0.96512 | 0 | 0 | 1 | 1 | 0 | 0 | 1
145 | 0 | 0 | 0.96512 | 0 | 0 | 1 | 1 | 0 | 0 | 1
146 | 0 | 0 | 0.96512 | 0 | 0 | 1 | 1 | 0 | 0 | 1
147 | 0 | 0 | 0.96512 | 0 | 0 | 1 | 1 | 0 | 0 | 1
148 | 0 | 0 | 0.96512 | 0 | 0 | 1 | 1 | 0 | 0 | 1
149 | 0 | 0 | 0.96512 | 0 | 0 | 1 | 1 | 0 | 0 | 1
150 | 0 | 0 | 0.96512 | 0 | 0 | 1 | 1 | 0 | 0 | 1
151 | 0 | 0 | 0.96512 | 0 | 0 | 1 | 1 | 0 | 0 | 1
152 | 0 | 0 | 0.96512 | 0 | 0 | 1 | 1 | 0 | 0 | 1
153 | 0 | 0 | 0.96512 | 0 | 0 | 1 | 1 | 0 | 0 | 1
154 | 0.17919 | 0 | 0.96512 | 0 | 0 | 1 | 1 | 0.17919 | 0 | 1
155 | 0.24823 | 0 | 0.96512 | 0 | 0 | 1 | 1 | 0.24823 | 0 | 1
156 | 0.23585 | 0 | 0.96512 | 0 | 0 | 1 | 1 | 0.23585 | 0 | 1
157 | 0.29714 | 0 | 0.96512 | 0 | 0 | 1 | 1 | 0.29714 | 0 | 1
158 | 0.28031 | 0 | 0.96512 | 0 | 0 | 1 | 1 | 0.28031 | 0 | 1
159 | 0.20923 | 0.030446 | 0.96512 | 0 | 0 | 1 | 1 | 0.20923 | 0.030446 | 1
160 | 0.1269 | 0.030762 | 0.96512 | 0 | 0 | 1 | 1 | 0.1269 | 0.030762 | 1
161 | 0 | 0.00086921 | 0.96512 | 0 | 0 | 1 | 1 | 0 | 0.00086921 | 1
162 | 0 | 0 | 0.96512 | 0 | 1 | 1 | 1 | 0 | 0 | 1
163 | 0 | 0 | 0.96512 | 0 | 1 | 1 | 1 | 0 | 0 | 1
164 | 0 | 0 | 0.96512 | 0 | 1 | 1 | 1 | 0 | 0 | 1
165 | 0 | 0 | 0.96512 | 0 | 1 | 1 | 1 | 0 | 0 | 1
166 | 0 | 0 | 0.96512 | 0 | 0 | 1 | 1 | 0 | 0 | 1
167 | 0 | 0 | 0.96512 | 0 | 0 | 1 | 1 | 0 | 0 | 1
168 | 0 | 0 | 0.96512 | 0 | 0 | 1 | 1 | 0 | 0 | 1
169 | 0 | 0 | 0.96512 | 0 | 0 | 1 | 1 | 0 | 0 | 1
170 | 0 | 0 | 0.96512 | 0 | 0 | 1 | 1 | 0 | 0 | 1
171 | 0 | 0 | 0.96512 | 0 | 0 | 1 | 1 | 0 | 0 | 1
172 | 0 | 0 | 0.96512 | 0 | 0 | 1 | 1 | 0 | 0 | 1
173 | 0 | 0 | 0.96512 | 0 | 0 | 1 | 1 | 0 | 0 | 1
174 | 0 | 0 | 0.96512 | 0 | 0 | 1 | 1 | 0 | 0 | 1
175 | 0 | 0 | 0.96512 | 0 | 0 | 1 | 1 | 0 | 0 | 1
176 | 0 | 0 | 0.96512 | 0 | 0 | 1 | 1 | 0 | 0 | 1
177 | 0.009691 | 0 | 0.96512 | 0 | 0 | 1 | 1 | 0.009691 | 0 | 1
178 | 0.19588 | 0 | 0.96512 | 0 | 0 | 1 | 1 | 0.19588 | 0 | 1
179 | 0.29557 | 0 | 0.96512 | 0 | 0 | 1 | 1 | 0.29557 | 0 | 1
180 | 0.32777 | 0 | 0.96512 | 0 | 0 | 1 | 1 | 0.32777 | 0 | 1
181 | 0.44302 | 0 | 0.96512 | 0 | 0 | 1 | 1 | 0.44302 | 0 | 1
182 | 0.38648 | 0 | 0.96512 | 0 | 0 | 1 | 1 | 0.38648 | 0 | 1
183 | 0.27736 | 0.0082193 | 0.96512 | 0 | 0 | 1 | 1 | 0.27736 | 0.0082193 | 1
184 | 0.12801 | 0.0013076 | 0.96512 | 0 | 0 | 1 | 1 | 0.12801 | 0.0013076 | 1
185 | 0 | 0 | 0.96512 | 0 | 0 | 1 | 1 | 0 | 0 | 1
186 | 0 | 0 | 0.96512 | 0 | 1 | 1 | 1 | 0 | 0 | 1
187 | 0 | 0 | 0.96512 | 0 | 1 | 1 | 1 | 0 | 0 | 1
188 | 0 | 0 | 0.96512 | 0 | 1 | 1 | 1 | 0 | 0 | 1
189 | 0 | 0 | 0.96512 | 0 | 1 | 1 | 1 | 0 | 0 | 1
190 | 0 | 0 | 0.96512 | 0 | 0 | 1 | 1 | 0 | 0 | 1
191 | 0 | 0 | 0.96512 | 0 | 0 | 1 | 1 | 0 | 0 | 1
192 | 0 | 0 | 0.96512 | 0 | 0 | 1 | 1 | 0 | 0 | 1
193 | 0 | 0 | 0.96512 | 0 | 0 | 1 | 1 | 0 | 0 | 1
194 | 0 | 0 | 0.96512 | 0 | 0 | 1 | 1 | 0 | 0 | 1
195 | 0 | 0 | 0.96512 | 0 | 0 | 1 | 1 | 0 | 0 | 1
196 | 0 | 0 | 0.96512 | 0 | 0 | 1 | 1 | 0 | 0 | 1
197 | 0 | 0 | 0.96512 | 0 | 0 | 1 | 1 | 0 | 0 | 1
198 | 0 | 0 | 0.96512 | 0 | 0 | 1 | 1 | 0 | 0 | 1
199 | 0 | 0 | 0.96512 | 0 | 0 | 1 | 1 | 0 | 0 | 1
200 | 0 | 0 | 0.96512 | 0 | 0 | 1 | 1 | 0 | 0 | 1
201 | 0.028017 | 0 | 0.96512 | 0 | 0 | 1 | 1 | 0.028017 | 0 | 1
202 | 0.19489 | 0 | 0.96512 | 0 | 0 | 1 | 1 | 0.19489 | 0 | 1
203 | 0.27916 | 0 | 0.96512 | 0 | 0 | 1 | 1 | 0.27916 | 0 | 1
204 | 0.33778 | 0 | 0.96512 | 0 | 0 | 1 | 1 | 0.33778 | 0 | 1
205 | 0.43736 | 0 | 0.96512 | 0 | 0 | 1 | 1 | 0.43736 | 0 | 1
206 | 0.39887 | 0 | 0.96512 | 0 | 0 | 1 | 1 | 0.39887 | 0 | 1
207 | 0.28342 | 0.0048239 | 0.96512 | 0 | 0 | 1 | 1 | 0.28342 | 0.0048239 | 1
208 | 0.13017 | 0.015147 | 0.96512 | 0 | 0 | 1 | 1 | 0.13017 | 0.015147 | 1
209 | 0.00091317 | 0 | 0.96512 | 0 | 0 | 1 | 1 | 0.00091317 | 0 | 1
210 | 0 | 0 | 0.96512 | 0 | 1 | 1 | 1 | 0 | 0 | 1
211 | 0 | 0 | 0.96512 | 0 | 1 | 1 | 1 | 0 | 0 | 1
212 | 0 | 0 | 0.96512 | 0 | 1 | 1 | 1 | 0 | 0 | 1
213 | 0 | 0 | 0.96512 | 0 | 1 | 1 | 1 | 0 | 0 | 1
214 | 0 | 0 | 0.96512 | 0 | 0 | 1 | 1 | 0 | 0 | 1
215 | 0 | 0 | 0.96512 | 0 | 0 | 1 | 1 | 0 | 0 | 1
216 | 0 | 0 | 0.96512 | 0 | 0 | 1 | 1 | 0 | 0 | 1
217 | 0 | 0 | 0.96512 | 0 | 0 | 1 | 1 | 0 | 0 | 1
218 | 0 | 0 | 0.96512 | 0 | 0 | 1 | 1 | 0 | 0 | 1
219 | 0 | 0 | 0.96512 | 0 | 0 | 1 | 1 | 0 | 0 | 1
220 | 0 | 0 | 0.96512 | 0 | 0 | 1 | 1 | 0 | 0 | 1
221 | 0 | 0 | 0.96512 | 0 | 0 | 1 | 1 | 0 | 0 | 1
222 | 0 | 0 | 0.96512 | 0 | 0 | 1 | 1 | 0 | 0 | 1
223 | 0 | 0 | 0.96512 | 0 | 0 | 1 | 1 | 0 | 0 | 1
224 | 0 | 0 | 0.96512 | 0 | 0 | 1 | 1 | 0 | 0 | 1
225 | 0.013693 | 0 | 0.96512 | 0 | 0 | 1 | 1 | 0.013693 | 0 | 1
226 | 0.14954 | 0 | 0.96512 | 0 | 0 | 1 | 1 | 0.14954 | 0 | 1
227 | 0.22334 | 0 | 0.96512 | 0 | 0 | 1 | 1 | 0.22334 | 0 | 1
228 | 0.22759 | 0 | 0.96512 | 0 | 0 | 1 | 1 | 0.22759 | 0 | 1
229 | 0.23294 | 0 | 0.96512 | 0 | 0 | 1 | 1 | 0.23294 | 0 | 1
230 | 0.21801 | 0 | 0.96512 | 0 | 0 | 1 | 1 | 0.21801 | 0 | 1
231 | 0.2543 | 0.001199 | 0.96512 | 0 | 0 | 1 | 1 | 0.2543 | 0.001199 | 1
232 | 0.087321 | 0 | 0.96512 | 0 | 0 | 1 | 1 | 0.087321 | 0 | 1
233 | 0 | 0 | 0.96512 | 0 | 0 | 1 | 1 | 0 | 0 | 1
234 | 0 | 0 | 0.96512 | 0 | 1 | 1 | 1 | 0 | 0 | 1
235 | 0 | 0 | 0.96512 | 0 | 1 | 1 | 1 | 0 | 0 | 1
236 | 0 | 0 | 0.96512 | 0 | 1 | 1 | 1 | 0 | 0 | 1
237 | 0 | 0 | 0.96512 | 0 | 1 | 1 | 1 | 0 | 0 | 1
238 | 0 | 0 | 0.96512 | 0 | 0 | 1 | 1 | 0 | 0 | 1
239 | 0 | 0 | 0.96512 | 0 | 0 | 1 | 1 | 0 | 0 | 1
240 | 0 | 0 | 0.96512 | 0 | 0 | 1 | 1 | 0 | 0 | 1
241 | 0 | 0 | 0.96512 | 0 | 0 | 1 | 1 | 0 | 0 | 1
242 | 0 | 0 | 0.96512 | 0 | 0 | 1 | 1 | 0 | 0 | 1
243 | 0 | 0 | 0.96512 | 0 | 0 | 1 | 1 | 0 | 0 | 1
244 | 0 | 0 | 0.96512 | 0 | 0 | 1 | 1 | 0 | 0 | 1
245 | 0 | 0 | 0.96512 | 0 | 0 | 1 | 1 | 0 | 0 | 1
246 | 0 | 0 | 0.96512 | 0 | 0 | 1 | 1 | 0 | 0 | 1
247 | 0 | 0 | 0.96512 | 0 | 0 | 1 | 1 | 0 | 0 | 1
248 | 0 | 0 | 0.96512 | 0 | 0 | 1 | 1 | 0 | 0 | 1
249 | 0 | 0 | 0.96512 | 0 | 0 | 1 | 1 | 0 | 0 | 1
250 | 0.10981 | 0 | 0.96512 | 0 | 0 | 1 | 1 | 0.10981 | 0 | 1
251 | 0.16565 | 0 | 0.96512 | 0 | 0 | 1 | 1 | 0.16565 | 0 | 1
252 | 0.12853 | 0 | 0.96512 | 0 | 0 | 1 | 1 | 0.12853 | 0 | 1
253 | 0.12448 | 0 | 0.96512 | 0 | 0 | 1 | 1 | 0.12448 | 0 | 1
254 | 0.12496 | 0 | 0.96512 | 0 | 0 | 1 | 1 | 0.12496 | 0 | 1
255 | 0.16377 | 0 | 0.96512 | 0 | 0 | 1 | 1 | 0.16377 | 0 | 1
256 | 0.068225 | 0 | 0.96512 | 0 | 0 | 1 | 1 | 0.068225 | 0 | 1
257 | 0 | 0 | 0.96512 | 0 | 0 | 1 | 1 | 0 | 0 | 1
258 | 0 | 0 | 0.96512 | 0 | 1 | 1 | 1 | 0 | 0 | 1
259 | 0 | 0 | 0.96512 | 0 | 1 | 1 | 1 | 0 | 0 | 1
260 | 0 | 0 | 0.96512 | 0 | 1 | 1 | 1 | 0 | 0 | 1
261 | 0 | 0 | 0.96512 | 0 | 1 | 1 | 1 | 0 | 0 | 1
262 | 0 | 0 | 0.96512 | 0 | 0 | 1 | 1 | 0 | 0 | 1
263 | 0 | 0 | 0.96512 | 0 | 0 | 1 | 1 | 0 | 0 | 1
264 | 0 | 0 | 0.96512 | 0 | 0 | 1 | 1 | 0 | 0 | 1
265 | 0 | 0 | 0.96512 | 0 | 0 | 1 | 1 | 0 | 0 | 1
266 | 0 | 0 | 0.96512 | 0 | 0 | 1 | 1 | 0 | 0 | 1
267 | 0 | 0 | 0.96512 | 0 | 0 | 1 | 1 | 0 | 0 | 1
268 | 0 | 0 | 0.96512 | 0 | 0 | 1 | 1 | 0 | 0 | 1
269 | 0 | 0 | 0.96512 | 0 | 0 | 1 | 1 | 0 | 0 | 1
270 | 0 | 0 | 0.96512 | 0 | 0 | 1 | 1 | 0 | 0 | 1
271 | 0 | 0 | 0.96512 | 0 | 0 | 1 | 1 | 0 | 0 | 1
272 | 0 | 0 | 0.96512 | 0 | 0 | 1 | 1 | 0 | 0 | 1
273 | 0 | 0 | 0.96512 | 0 | 0 | 1 | 1 | 0 | 0 | 1
274 | 0.1273 | 0 | 0.96512 | 0 | 0 | 1 | 1 | 0.1273 | 0 | 1
275 | 0.19056 | 0 | 0.96512 | 0 | 0 | 1 | 1 | 0.19056 | 0 | 1
276 | 0.16954 | 0 | 0.96512 | 0 | 0 | 1 | 1 | 0.16954 | 0 | 1
277 | 0.17685 | 0 | 0.96512 | 0 | 0 | 1 | 1 | 0.17685 | 0 | 1
278 | 0.14149 | 0 | 0.96512 | 0 | 0 | 1 | 1 | 0.14149 | 0 | 1
279 | 0.18833 | 0 | 0.96512 | 0 | 0 | 1 | 1 | 0.18833 | 0 | 1
280 | 0.0601 | 0 | 0.96512 | 0 | 0 | 1 | 1 | 0.0601 | 0 | 1
281 | 0 | 0 | 0.96512 | 0 | 0 | 1 | 1 | 0 | 0 | 1
282 | 0 | 0 | 0.96512 | 0 | 1 | 1 | 1 | 0 | 0 | 1
283 | 0 | 0 | 0.96512 | 0 | 1 | 1 | 1 | 0 | 0 | 1
284 | 0 | 0 | 0.96512 | 0 | 1 | 1 | 1 | 0 | 0 | 1
285 | 0 | 0 | 0.96512 | 0 | 1 | 1 | 1 | 0 | 0 | 1
286 | 0 | 0 | 0.96512 | 0 | 0 | 1 | 1 | 0 | 0 | 1
287 | 0 | 0 | 0.96512 | 0 | 0 | 1 | 1 | 0 | 0 | 1
288 | 0 | 0 | 0.96512 | 0 | 0 | 1 | 1 | 0 | 0 | 1
289 | 0 | 0 | 0.96512 | 0 | 0 | 1 | 1 | 0 | 0 | 1
290 | 0 | 0 | 0.96512 | 0 | 0 | 1 | 1 | 0 | 0 | 1
291 | 0 | 0 | 0.96512 | 0 | 0 | 1 | 1 | 0 | 0 | 1
292 | 0 | 0 | 0.96512 | 0 | 0 | 1 | 1 | 0 | 0 | 1
293 | 0 | 0 | 0.96512 | 0 | 0 | 1 | 1 | 0 | 0 | 1
294 | 0 | 0 | 0.96512 | 0 | 0 | 1 | 1 | 0 | 0 | 1
295 | 0 | 0 | 0.96512 | 0 | 0 | 1 | 1 | 0 | 0 | 1
296 | 0 | 0 | 0.96512 | 0 | 0 | 1 | 1 | 0 | 0 | 1
297 | 0 | 0 | 0.96512 | 0 | 0 | 1 | 1 | 0 | 0 | 1
298 | 0.11363 | 0 | 0.96512 | 0 | 0 | 1 | 1 | 0.11363 | 0 | 1
299 | 0.20238 | 0 | 0.96512 | 0 | 0 | 1 | 1 | 0.20238 | 0 | 1
300 | 0.26212 | 0 | 0.96512 | 0 | 0 | 1 | 1 | 0.26212 | 0 | 1
301 | 0.25579 | 0 | 0.96512 | 0 | 0 | 1 | 1 | 0.25579 | 0 | 1
302 | 0.21024 | 0 | 0.96512 | 0 | 0 | 1 | 1 | 0.21024 | 0 | 1
303 | 0.21661 | 0 | 0.96512 | 0 | 0 | 1 | 1 | 0.21661 | 0 | 1
304 | 0.10857 | 0 | 0.96512 | 0 | 0 | 1 | 1 | 0.10857 | 0 | 1
305 | 0.00040769 | 0 | 0.96512 | 0 | 0 | 1 | 1 | 0.00040769 | 0 | 1
306 | 0 | 0 | 0.96512 | 0 | 1 | 1 | 1 | 0 | 0 | 1
307 | 0 | 0 | 0.96512 | 0 | 1 | 1 | 1 | 0 | 0 | 1
308 | 0 | 0 | 0.96512 | 0 | 1 | 1 | 1 | 0 | 0 | 1
309 | 0 | 0 | 0.96512 | 0 | 1 | 1 | 1 | 0 | 0 | 1
310 | 0 | 0 | 0.96512 | 0 | 0 | 1 | 1 | 0 | 0 | 1
311 | 0 | 0 | 0.96512 | 0 | 0 | 1 | 1 | 0 | 0 | 1
312 | 0 | 0 | 0.96512 | 0 | 0 | 1 | 1 | 0 | 0 | 1
313 | 0 | 0 | 0.96512 | 0 | 0 | 1 | 1 | 0 | 0 | 1
314 | 0 | 0 | 0.96512 | 0 | 0 | 1 | 1 | 0 | 0 | 1
315 | 0 | 0 | 0.96512 | 0 | 0 | 1 | 1 | 0 | 0 | 1
316 | 0 | 0 | 0.96512 | 0 | 0 | 1 | 1 | 0 | 0 | 1
317 | 0 | 0 | 0.96512 | 0 | 0 | 1 | 1 | 0 | 0 | 1
318 | 0 | 0 | 0.96512 | 0 | 0 | 1 | 1 | 0 | 0 | 1
319 | 0 | 0 | 0.96512 | 0 | 0 | 1 | 1 | 0 | 0 | 1
320 | 0 | 0 | 0.96512 | 0 | 0 | 1 | 1 | 0 | 0 | 1
321 | 0 | 0 | 0.96512 | 0 | 0 | 1 | 1 | 0 | 0 | 1
322 | 0.12677 | 0 | 0.96512 | 0 | 0 | 1 | 1 | 0.12677 | 0 | 1
323 | 0.23891 | 0 | 0.96512 | 0 | 0 | 1 | 1 | 0.23891 | 0 | 1
324 | 0.32664 | 0 | 0.96512 | 0 | 0 | 1 | 1 | 0.32664 | 0 | 1
325 | 0.34776 | 0 | 0.96512 | 0 | 0 | 1 | 1 | 0.34776 | 0 | 1
326 | 0.2635 | 0 | 0.96512 | 0 | 0 | 1 | 1 | 0.2635 | 0 | 1
327 | 0.26535 | 0 | 0.96512 | 0 | 0 | 1 | 1 | 0.26535 | 0 | 1
328 | 0.1353 | 0 | 0.96512 | 0 | 0 | 1 | 1 | 0.1353 | 0 | 1
329 | 0.042222 | 0 | 0.96512 | 0 | 0 | 1 | 1 | 0.042222 | 0 | 1
330 | 0 | 0 | 0.96512 | 0 | 1 | 1 | 1 | 0 | 0 | 1
331 | 0 | 0 | 0.96512 | 0 | 1 | 1 | 1 | 0 | 0 | 1
332 | 0 | 0 | 0.96512 | 0 | 1 | 1 | 1 | 0 | 0 | 1
333 | 0 | 0 | 0.96512 | 0 | 1 | 1 | 1 | 0 | 0 | 1
334 | 0 | 0 | 0.96512 | 0 | 0 | 1 | 1 | 0 | 0 | 1
335 | 0 | 0 | 0.96512 | 0 | 0 | 1 | 1 | 0 | 0 | 1
336 | 0 | 0 | 0.96512 | 0 | 0 | 1 | 1 | 0 | 0 | 1
337 | 0 | 0 | 0.88973 | 0 | 0 | 1 | 1 | 0 | 0 | 1
338 | 0 | 0 | 0.88973 | 0 | 0 | 1 | 1 | 0 | 0 | 1
339 | 0 | 0 | 0.88973 | 0 | 0 | 1 | 1 | 0 | 0 | 1
340 | 0 | 0 | 0.88973 | 0 | 0 | 1 | 1 | 0 | 0 | 1
341 | 0 | 0 | 0.88973 | 0 | 0 | 1 | 1 | 0 | 0 | 1
342 | 0 | 0 | 0.88973 | 0 | 0 | 1 | 1 | 0 | 0 | 1
343 | 0 | 0 | 0.88973 | 0 | 0 | 1 | 1 | 0 | 0 | 1
344 | 0 | 0 | 0.88973 | 0 | 0 | 1 | 1 | 0 | 0 | 1
345 | 0 | 0 | 0.88973 | 0 | 0 | 1 | 1 | 0 | 0 | 1
346 | 0.071753 | 0 | 0.88973 | 0 | 0 | 1 | 1 | 0.071753 | 0 | 1
347 | 0.19562 | 0 | 0.88973 | 0 | 0 | 1 | 1 | 0.19562 | 0 | 1
348 | 0.27561 | 0 | 0.88973 | 0 | 0 | 1 | 1 | 0.27561 | 0 | 1
349 | 0.31747 | 0 | 0.88973 | 0 | 0 | 1 | 1 | 0.31747 | 0 | 1
350 | 0.27073 | 0 | 0.88973 | 0 | 0 | 1 | 1 | 0.27073 | 0 | 1
351 | 0.24299 | 0 | 0.88973 | 0 | 0 | 1 | 1 | 0.24299 | 0 | 1
352 | 0.10906 | 0 | 0.88973 | 0 | 0 | 1 | 1 | 0.10906 | 0 | 1
353 | 0.022578 | 0 | 0.88973 | 0 | 0 | 1 | 1 | 0.022578 | 0 | 1
354 | 0 | 0 | 0.88973 | 0 | 1 | 1 | 1 | 0 | 0 | 1
355 | 0 | 0 | 0.88973 | 0 | 1 | 1 | 1 | 0 | 0 | 1
356 | 0 | 0 | 0.88973 | 0 | 1 | 1 | 1 | 0 | 0 | 1
357 | 0 | 0 | 0.88973 | 0 | 1 | 1 | 1 | 0 | 0 | 1
358 | 0 | 0 | 0.88973 | 0 | 0 | 1 | 1 | 0 | 0 | 1
359 | 0 | 0 | 0.88973 | 0 | 0 | 1 | 1 | 0 | 0 | 1
360 | 0 | 0 | 0.88973 | 0 | 0 | 1 | 1 | 0 | 0 | 1
361 | 0 | 0 | 0.88973 | 0 | 0 | 1 | 1 | 0 | 0 | 1
362 | 0 | 0 | 0.88973 | 0 | 0 | 1 | 1 | 0 | 0 | 1
363 | 0 | 0 | 0.88973 | 0 | 0 | 1 | 1 | 0 | 0 | 1
364 | 0 | 0 | 0.88973 | 0 | 0 | 1 | 1 | 0 | 0 | 1
365 | 0 | 0 | 0.88973 | 0 | 0 | 1 | 1 | 0 | 0 | 1
366 | 0 | 0 | 0.88973 | 0 | 0 | 1 | 1 | 0 | 0 | 1
367 | 0 | 0 | 0.88973 | 0 | 0 | 1 | 1 | 0 | 0 | 1
368 | 0 | 0 | 0.88973 | 0 | 0 | 1 | 1 | 0 | 0 | 1
369 | 0 | 0 | 0.88973 | 0 | 0 | 1 | 1 | 0 | 0 | 1
370 | 0.080358 | 0 | 0.88973 | 0 | 0 | 1 | 1 | 0.080358 | 0 | 1
371 | 0.20764 | 0 | 0.88973 | 0 | 0 | 1 | 1 | 0.20764 | 0 | 1
372 | 0.26831 | 0 | 0.88973 | 0 | 0 | 1 | 1 | 0.26831 | 0 | 1
373 | 0.3207 | 0 | 0.88973 | 0 | 0 | 1 | 1 | 0.3207 | 0 | 1
374 | 0.26056 | 0 | 0.88973 | 0 | 0 | 1 | 1 | 0.26056 | 0 | 1
375 | 0.24937 | 0 | 0.88973 | 0 | 0 | 1 | 1 | 0.24937 | 0 | 1
376 | 0.13507 | 0 | 0.88973 | 0 | 0 | 1 | 1 | 0.13507 | 0 | 1
377 | 0.025541 | 0 | 0.88973 | 0 | 0 | 1 | 1 | 0.025541 | 0 | 1
378 | 0 | 0 | 0.88973 | 0 | 1 | 1 | 1 | 0 | 0 | 1
379 | 0 | 0 | 0.88973 | 0 | 1 | 1 | 1 | 0 | 0 | 1
380 | 0 | 0 | 0.88973 | 0 | 1 | 1 | 1 | 0 | 0 | 1
381 | 0 | 0 | 0.88973 | 0 | 1 | 1 | 1 | 0 | 0 | 1
382 | 0 | 0 | 0.88973 | 0 | 0 | 1 | 1 | 0 | 0 | 1
383 | 0 | 0 | 0.88973 | 0 | 0 | 1 | 1 | 0 | 0 | 1
384 | 0 | 0 | 0.88973 | 0 | 0 | 1 | 1 | 0 | 0 | 1
385 | 0 | 0 | 0.88973 | 0 | 0 | 1 | 1 | 0 | 0 | 1
386 | 0 | 0 | 0.88973 | 0 | 0 | 1 | 1 | 0 | 0 | 1
387 | 0 | 0 | 0.88973 | 0 | 0 | 1 | 1 | 0 | 0 | 1
388 | 0 | 0 | 0.88973 | 0 | 0 | 1 | 1 | 0 | 0 | 1
389 | 0 | 0 | 0.88973 | 0 | 0 | 1 | 1 | 0 | 0 | 1
390 | 0 | 0 | 0.88973 | 0 | 0 | 1 | 1 | 0 | 0 | 1
391 | 0 | 0 | 0.88973 | 0 | 0 | 1 | 1 | 0 | 0 | 1
392 | 0 | 0 | 0.88973 | 0 | 0 | 1 | 1 | 0 | 0 | 1
393 | 0 | 0 | 0.88973 | 0 | 0 | 1 | 1 | 0 | 0 | 1
394 | 0.10739 | 0 | 0.88973 | 0 | 0 | 1 | 1 | 0.10739 | 0 | 1
395 | 0.23824 | 0 | 0.88973 | 0 | 0 | 1 | 1 | 0.23824 | 0 | 1
396 | 0.28211 | 0 | 0.88973 | 0 | 0 | 1 | 1 | 0.28211 | 0 | 1
397 | 0.29786 | 0 | 0.88973 | 0 | 0 | 1 | 1 | 0.29786 | 0 | 1
398 | 0.28282 | 0 | 0.88973 | 0 | 0 | 1 | 1 | 0.28282 | 0 | 1
399 | 0.259 | 0 | 0.88973 | 0 | 0 | 1 | 1 | 0.259 | 0 | 1
400 | 0.15726 | 0 | 0.88973 | 0 | 0 | 1 | 1 | 0.15726 | 0 | 1
401 | 0.011217 | 0 | 0.88973 | 0 | 0 | 1 | 1 | 0.011217 | 0 | 1
402 | 0 | 0 | 0.88973 | 0 | 1 | 1 | 1 | 0 | 0 | 1
403 | 0 | 0 | 0.88973 | 0 | 1 | 1 | 1 | 0 | 0 | 1
404 | 0 | 0 | 0.88973 | 0 | 1 | 1 | 1 | 0 | 0 | 1
405 | 0 | 0 | 0.88973 | 0 | 1 | 1 | 1 | 0 | 0 | 1
406 | 0 | 0 | 0.88973 | 0 | 0 | 1 | 1 | 0 | 0 | 1
407 | 0 | 0 | 0.88973 | 0 | 0 | 1 | 1 | 0 | 0 | 1
408 | 0 | 0 | 0.88973 | 0 | 0 | 1 | 1 | 0 | 0 | 1
409 | 0 | 0 | 0.88973 | 0 | 0 | 1 | 1 | 0 | 0 | 1
410 | 0 | 0 | 0.88973 | 0 | 0 | 1 | 1 | 0 | 0 | 1
411 | 0 | 0 | 0.88973 | 0 | 0 | 1 | 1 | 0 | 0 | 1
412 | 0 | 0 | 0.88973 | 0 | 0 | 1 | 1 | 0 | 0 | 1
413 | 0 | 0 | 0.88973 | 0 | 0 | 1 | 1 | 0 | 0 | 1
414 | 0 | 0 | 0.88973 | 0 | 0 | 1 | 1 | 0 | 0 | 1
415 | 0 | 0 | 0.88973 | 0 | 0 | 1 | 1 | 0 | 0 | 1
416 | 0 | 0 | 0.88973 | 0 | 0 | 1 | 1 | 0 | 0 | 1
417 | 0 | 0 | 0.88973 | 0 | 0 | 1 | 1 | 0 | 0 | 1
418 | 0.1315 | 0 | 0.88973 | 0 | 0 | 1 | 1 | 0.1315 | 0 | 1
419 | 0.21494 | 0 | 0.88973 | 0 | 0 | 1 | 1 | 0.21494 | 0 | 1
420 | 0.22489 | 0 | 0.88973 | 0 | 0 | 1 | 1 | 0.22489 | 0 | 1
421 | 0.25148 | 0 | 0.88973 | 0 | 0 | 1 | 1 | 0.25148 | 0 | 1
422 | 0.23241 | 0 | 0.88973 | 0 | 0 | 1 | 1 | 0.23241 | 0 | 1
423 | 0.20344 | 0 | 0.88973 | 0 | 0 | 1 | 1 | 0.20344 | 0 | 1
424 | 0.14058 | 0 | 0.88973 | 0 | 0 | 1 | 1 | 0.14058 | 0 | 1
425 | 0.013209 | 0 | 0.88973 | 0 | 0 | 1 | 1 | 0.013209 | 0 | 1
426 | 0 | 0 | 0.88973 | 0 | 1 | 1 | 1 | 0 | 0 | 1
427 | 0 | 0 | 0.88973 | 0 | 1 | 1 | 1 | 0 | 0 | 1
428 | 0 | 0 | 0.88973 | 0 | 1 | 1 | 1 | 0 | 0 | 1
429 | 0 | 0 | 0.88973 | 0 | 1 | 1 | 1 | 0 | 0 | 1
430 | 0 | 0 | 0.88973 | 0 | 0 | 1 | 1 | 0 | 0 | 1
431 | 0 | 0 | 0.88973 | 0 | 0 | 1 | 1 | 0 | 0 | 1
432 | 0 | 0 | 0.88973 | 0 | 0 | 1 | 1 | 0 | 0 | 1
433 | 0 | 0 | 0.88973 | 0 | 0 | 1 | 1 | 0 | 0 | 1
434 | 0 | 0 | 0.88973 | 0 | 0 | 1 | 1 | 0 | 0 | 1
435 | 0 | 0 | 0.88973 | 0 | 0 | 1 | 1 | 0 | 0 | 1
436 | 0 | 0 | 0.88973 | 0 | 0 | 1 | 1 | 0 | 0 | 1
437 | 0 | 0 | 0.88973 | 0 | 0 | 1 | 1 | 0 | 0 | 1
438 | 0 | 0 | 0.88973 | 0 | 0 | 1 | 1 | 0 | 0 | 1
439 | 0 | 0 | 0.88973 | 0 | 0 | 1 | 1 | 0 | 0 | 1
440 | 0 | 0 | 0.88973 | 0 | 0 | 1 | 1 | 0 | 0 | 1
441 | 0 | 0 | 0.88973 | 0 | 0 | 1 | 1 | 0 | 0 | 1
442 | 0.095471 | 0 | 0.88973 | 0 | 0 | 1 | 1 | 0.095471 | 0 | 1
443 | 0.17526 | 0 | 0.88973 | 0 | 0 | 1 | 1 | 0.17526 | 0 | 1
444 | 0.19644 | 0 | 0.88973 | 0 | 0 | 1 | 1 | 0.19644 | 0 | 1
445 | 0.17847 | 0 | 0.88973 | 0 | 0 | 1 | 1 | 0.17847 | 0 | 1
446 | 0.13496 | 0 | 0.88973 | 0 | 0 | 1 | 1 | 0.13496 | 0 | 1
447 | 0.053963 | 0 | 0.88973 | 0 | 0 | 1 | 1 | 0.053963 | 0 | 1
448 | 0 | 0 | 0.88973 | 0 | 0 | 1 | 1 | 0 | 0 | 1
449 | 0 | 0 | 0.88973 | 0 | 0 | 1 | 1 | 0 | 0 | 1
450 | 0 | 0 | 0.88973 | 0 | 1 | 1 | 1 | 0 | 0 | 1
451 | 0 | 0 | 0.88973 | 0 | 1 | 1 | 1 | 0 | 0 | 1
452 | 0 | 0 | 0.88973 | 0 | 1 | 1 | 1 | 0 | 0 | 1
453 | 0 | 0 | 0.88973 | 0 | 1 | 1 | 1 | 0 | 0 | 1
454 | 0 | 0 | 0.88973 | 0 | 0 | 1 | 1 | 0 | 0 | 1
455 | 0 | 0 | 0.88973 | 0 | 0 | 1 | 1 | 0 | 0 | 1
456 | 0 | 0 | 0.88973 | 0 | 0 | 1 | 1 | 0 | 0 | 1
457 | 0 | 0 | 0.88973 | 0 | 0 | 1 | 1 | 0 | 0 | 1
458 | 0 | 0 | 0.88973 | 0 | 0 | 1 | 1 | 0 | 0 | 1
459 | 0 | 0 | 0.88973 | 0 | 0 | 1 | 1 | 0 | 0 | 1
460 | 0 | 0 | 0.88973 | 0 | 0 | 1 | 1 | 0 | 0 | 1
461 | 0 | 0 | 0.88973 | 0 | 0 | 1 | 1 | 0 | 0 | 1
462 | 0 | 0 | 0.88973 | 0 | 0 | 1 | 1 | 0 | 0 | 1
463 | 0 | 0 | 0.88973 | 0 | 0 | 1 | 1 | 0 | 0 | 1
464 | 0 | 0 | 0.88973 | 0 | 0 | 1 | 1 | 0 | 0 | 1
465 | 0 | 0 | 0.88973 | 0 | 0 | 1 | 1 | 0 | 0 | 1
466 | 0.063806 | 0 | 0.88973 | 0 | 0 | 1 | 1 | 0.063806 | 0 | 1
467 | 0.12452 | 0 | 0.88973 | 0 | 0 | 1 | 1 | 0.12452 | 0 | 1
468 | 0.15433 | 0 | 0.88973 | 0 | 0 | 1 | 1 | 0.15433 | 0 | 1
469 | 0.13373 | 0 | 0.88973 | 0 | 0 | 1 | 1 | 0.13373 | 0 | 1
470 | 0.083402 | 0 | 0.88973 | 0 | 0 | 1 | 1 | 0.083402 | 0 | 1
471 | 0.032305 | 0 | 0.88973 | 0 | 0 | 1 | 1 | 0.032305 | 0 | 1
472 | 0 | 0 | 0.88973 | 0 | 0 | 1 | 1 | 0 | 0 | 1
473 | 0 | 0 | 0.88973 | 0 | 0 | 1 | 1 | 0 | 0 | 1
474 | 0 | 0 | 0.88973 | 0 | 1 | 1 | 1 | 0 | 0 | 1
475 | 0 | 0 | 0.88973 | 0 | 1 | 1 | 1 | 0 | 0 | 1
476 | 0 | 0 | 0.88973 | 0 | 1 | 1 | 1 | 0 | 0 | 1
477 | 0 | 0 | 0.88973 | 0 | 1 | 1 | 1 | 0 | 0 | 1
478 | 0 | 0 | 0.88973 | 0 | 0 | 1 | 1 | 0 | 0 | 1
479 | 0 | 0 | 0.88973 | 0 | 0 | 1 | 1 | 0 | 0 | 1
480 | 0 | 0 | 0.88973 | 0 | 0 | 1 | 1 | 0 | 0 | 1
481 | 0 | 0 | 0.88973 | 0 | 0 | 1 | 1 | 0 | 0 | 1
482 | 0 | 0 | 0.88973 | 0 | 0 | 1 | 1 | 0 | 0 | 1
483 | 0 | 0 | 0.88973 | 0 | 0 | 1 | 1 | 0 | 0 | 1
484 | 0 | 0 | 0.88973 | 0 | 0 | 1 | 1 | 0 | 0 | 1
485 | 0 | 0 | 0.88973 | 0 | 0 | 1 | 1 | 0 | 0 | 1
486 | 0 | 0 | 0.88973 | 0 | 0 | 1 | 1 | 0 | 0 | 1
487 | 0 | 0 | 0.88973 | 0 | 0 | 1 | 1 | 0 | 0 | 1
488 | 0 | 0 | 0.88973 | 0 | 0 | 1 | 1 | 0 | 0 | 1
489 | 0 | 0 | 0.88973 | 0 | 0 | 1 | 1 | 0 | 0 | 1
490 | 0.044384 | 0 | 0.88973 | 0 | 0 | 1 | 1 | 0.044384 | 0 | 1
491 | 0.12147 | 0 | 0.88973 | 0 | 0 | 1 | 1 | 0.12147 | 0 | 1
492 | 0.17511 | 0 | 0.88973 | 0 | 0 | 1 | 1 | 0.17511 | 0 | 1
493 | 0.10569 | 0 | 0.88973 | 0 | 0 | 1 | 1 | 0.10569 | 0 | 1
494 | 0.035507 | 0 | 0.88973 | 0 | 0 | 1 | 1 | 0.035507 | 0 | 1
495 | 0 | 0 | 0.88973 | 0 | 0 | 1 | 1 | 0 | 0 | 1
496 | 0 | 0.0069206 | 0.88973 | 0 | 0 | 1 | 1 | 0 | 0.0069206 | 1
497 | 0 | 0.019866 | 0.88973 | 0 | 0 | 1 | 1 | 0 | 0.019866 | 1
498 | 0 | 0 | 0.88973 | 0 | 1 | 1 | 1 | 0 | 0 | 1
499 | 0 | 0 | 0.88973 | 0 | 1 | 1 | 1 | 0 | 0 | 1
500 | 0 | 0 | 0.88973 | 0 | 1 | 1 | 1 | 0 | 0 | 1
501 | 0 | 0.0044661 | 0.88973 | 0 | 1 | 1 | 1 | 0 | 0.0044661 | 1
502 | 0 | 0 | 0.88973 | 0 | 0 | 1 | 1 | 0 | 0 | 1
503 | 0 | 0 | 0.88973 | 0 | 0 | 1 | 1 | 0 | 0 | 1
504 | 0 | 0 | 0.88973 | 0 | 0 | 1 | 1 | 0 | 0 | 1
505 | 0 | 0 | 0.88973 | 0 | 0 | 1 | 1 | 0 | 0 | 1
506 | 0 | 0 | 0.88973 | 0 | 0 | 1 | 1 | 0 | 0 | 1
507 | 0 | 0 | 0.88973 | 0 | 0 | 1 | 1 | 0 | 0 | 1
508 | 0 | 0 | 0.88973 | 0 | 0 | 1 | 1 | 0 | 0 | 1
509 | 0 | 0 | 0.88973 | 0 | 0 | 1 | 1 | 0 | 0 | 1
510 | 0 | 0 | 0.88973 | 0 | 0 | 1 | 1 | 0 | 0 | 1
511 | 0 | 0 | 0.88973 | 0 | 0 | 1 | 1 | 0 | 0 | 1
512 | 0 | 0 | 0.88973 | 0 | 0 | 1 | 1 | 0 | 0 | 1
513 | 0 | 0 | 0.88973 | 0 | 0 | 1 | 1 | 0 | 0 | 1
514 | 0.081661 | 0 | 0.88973 | 0 | 0 | 1 | 1 | 0.081661 | 0 | 1
515 | 0.19029 | 0 | 0.88973 | 0 | 0 | 1 | 1 | 0.19029 | 0 | 1
516 | 0.21211 | 0.025821 | 0.88973 | 0 | 0 | 1 | 1 | 0.21211 | 0.025821 | 1
517 | 0.17249 | 0.034938 | 0.88973 | 0 | 0 | 1 | 1 | 0.17249 | 0.034938 | 1
518 | 0.1255 | 0.032434 | 0.88973 | 0 | 0 | 1 | 1 | 0.1255 | 0.032434 | 1
519 | 0.11476 | 0.027009 | 0.88973 | 0 | 0 | 1 | 1 | 0.11476 | 0.027009 | 1
520 | 0.062004 | 0.031839 | 0.88973 | 0 | 0 | 1 | 1 | 0.062004 | 0.031839 | 1
521 | 0 | 0.055309 | 0.88973 | 0 | 0 | 1 | 1 | 0 | 0.055309 | 1
522 | 0 | 0.022323 | 0.88973 | 0 | 1 | 1 | 1 | 0 | 0.022323 | 1
523 | 0 | 0.00027693 | 0.88973 | 0 | 1 | 1 | 1 | 0 | 0.00027693 | 1
524 | 0 | 0.0073817 | 0.88973 | 0 | 1 | 1 | 1 | 0 | 0.0073817 | 1
525 | 0 | 0 | 0.88973 | 0 | 1 | 1 | 1 | 0 | 0 | 1
526 | 0 | 0 | 0.88973 | 0 | 0 | 1 | 1 | 0 | 0 | 1
527 | 0 | 0 | 0.88973 | 0 | 0 | 1 | 1 | 0 | 0 | 1
528 | 0 | 0 | 0.88973 | 0 | 0 | 1 | 1 | 0 | 0 | 1
529 | 0 | 0 | 0.88973 | 0 | 0 | 1 | 1 | 0 | 0 | 1
530 | 0 | 0 | 0.88973 | 0 | 0 | 1 | 1 | 0 | 0 | 1
531 | 0 | 0 | 0.88973 | 0 | 0 | 1 | 1 | 0 | 0 | 1
532 | 0 | 0 | 0.88973 | 0 | 0 | 1 | 1 | 0 | 0 | 1
533 | 0 | 0 | 0.88973 | 0 | 0 | 1 | 1 | 0 | 0 | 1
534 | 0 | 0 | 0.88973 | 0 | 0 | 1 | 1 | 0 | 0 | 1
535 | 0 | 0 | 0.88973 | 0 | 0 | 1 | 1 | 0 | 0 | 1
536 | 0 | 0 | 0.88973 | 0 | 0 | 1 | 1 | 0 | 0 | 1
537 | 0 | 0 | 0.88973 | 0 | 0 | 1 | 1 | 0 | 0 | 1
538 | 0.064634 | 0 | 0.88973 | 0 | 0 | 1 | 1 | 0.064634 | 0 | 1
539 | 0.12742 | 0 | 0.88973 | 0 | 0 | 1 | 1 | 0.12742 | 0 | 1
540 | 0.13846 | 0.015797 | 0.88973 | 0 | 0 | 1 | 1 | 0.13846 | 0.015797 | 1
541 | 0.14007 | 0.032341 | 0.88973 | 0 | 0 | 1 | 1 | 0.14007 | 0.032341 | 1
542 | 0.13587 | 0.0263 | 0.88973 | 0 | 0 | 1 | 1 | 0.13587 | 0.0263 | 1
543 | 0.10755 | 0.029157 | 0.88973 | 0 | 0 | 1 | 1 | 0.10755 | 0.029157 | 1
544 | 0.085207 | 0.016034 | 0.88973 | 0 | 0 | 1 | 1 | 0.085207 | 0.016034 | 1
545 | 0 | 0.032836 | 0.88973 | 0 | 0 | 1 | 1 | 0 | 0.032836 | 1
546 | 0 | 0.0046598 | 0.88973 | 0 | 1 | 1 | 1 | 0 | 0.0046598 | 1
547 | 0 | 0.002287 | 0.88973 | 0 | 1 | 1 | 1 | 0 | 0.002287 | 1
548 | 0 | 0.00763 | 0.88973 | 0 | 1 | 1 | 1 | 0 | 0.00763 | 1
549 | 0 | 0 | 0.88973 | 0 | 1 | 1 | 1 | 0 | 0 | 1
550 | 0 | 0 | 0.88973 | 0 | 0 | 1 | 1 | 0 | 0 | 1
551 | 0 | 0 | 0.88973 | 0 | 0 | 1 | 1 | 0 | 0 | 1
552 | 0 | 0 | 0.88973 | 0 | 0 | 1 | 1 | 0 | 0 | 1
553 | 0 | 0 | 0.88973 | 0 | 0 | 1 | 1 | 0 | 0 | 1
554 | 0 | 0 | 0.88973 | 0 | 0 | 1 | 1 | 0 | 0 | 1
555 | 0 | 0 | 0.88973 | 0 | 0 | 1 | 1 | 0 | 0 | 1
556 | 0 | 0 | 0.88973 | 0 | 0 | 1 | 1 | 0 | 0 | 1
557 | 0 | 0 | 0.88973 | 0 | 0 | 1 | 1 | 0 | 0 | 1
558 | 0 | 0 | 0.88973 | 0 | 0 | 1 | 1 | 0 | 0 | 1
559 | 0 | 0 | 0.88973 | 0 | 0 | 1 | 1 | 0 | 0 | 1
560 | 0 | 0 | 0.88973 | 0 | 0 | 1 | 1 | 0 | 0 | 1
561 | 0 | 0 | 0.88973 | 0 | 0 | 1 | 1 | 0 | 0 | 1
562 | 0.05915 | 0 | 0.88973 | 0 | 0 | 1 | 1 | 0.05915 | 0 | 1
563 | 0.13684 | 0 | 0.88973 | 0 | 0 | 1 | 1 | 0.13684 | 0 | 1
564 | 0.14326 | 0.0012029 | 0.88973 | 0 | 0 | 1 | 1 | 0.14326 | 0.0012029 | 1
565 | 0.17073 | 0.012804 | 0.88973 | 0 | 0 | 1 | 1 | 0.17073 | 0.012804 | 1
566 | 0.19847 | 0 | 0.88973 | 0 | 0 | 1 | 1 | 0.19847 | 0 | 1
567 | 0.18154 | 0 | 0.88973 | 0 | 0 | 1 | 1 | 0.18154 | 0 | 1
568 | 0.12704 | 0 | 0.88973 | 0 | 0 | 1 | 1 | 0.12704 | 0 | 1
569 | 0.00048291 | 0 | 0.88973 | 0 | 0 | 1 | 1 | 0.00048291 | 0 | 1
570 | 0 | 0 | 0.88973 | 0 | 1 | 1 | 1 | 0 | 0 | 1
571 | 0 | 0 | 0.88973 | 0 | 1 | 1 | 1 | 0 | 0 | 1
572 | 0 | 0 | 0.88973 | 0 | 1 | 1 | 1 | 0 | 0 | 1
573 | 0 | 0 | 0.88973 | 0 | 1 | 1 | 1 | 0 | 0 | 1
574 | 0 | 0 | 0.88973 | 0 | 0 | 1 | 1 | 0 | 0 | 1
575 | 0 | 0 | 0.88973 | 0 | 0 | 1 | 1 | 0 | 0 | 1
576 | 0 | 0 | 0.88973 | 0 | 0 | 1 | 1 | 0 | 0 | 1
577 | 0 | 0 | 0.88973 | 0 | 0 | 1 | 1 | 0 | 0 | 1
578 | 0 | 0 | 0.88973 | 0 | 0 | 1 | 1 | 0 | 0 | 1
579 | 0 | 0 | 0.88973 | 0 | 0 | 1 | 1 | 0 | 0 | 1
580 | 0 | 0 | 0.88973 | 0 | 0 | 1 | 1 | 0 | 0 | 1
581 | 0 | 0 | 0.88973 | 0 | 0 | 1 | 1 | 0 | 0 | 1
582 | 0 | 0 | 0.88973 | 0 | 0 | 1 | 1 | 0 | 0 | 1
583 | 0 | 0 | 0.88973 | 0 | 0 | 1 | 1 | 0 | 0 | 1
584 | 0 | 0 | 0.88973 | 0 | 0 | 1 | 1 | 0 | 0 | 1
585 | 0 | 0 | 0.88973 | 0 | 0 | 1 | 1 | 0 | 0 | 1
586 | 0.078446 | 0 | 0.88973 | 0 | 0 | 1 | 1 | 0.078446 | 0 | 1
587 | 0.14087 | 0 | 0.88973 | 0 | 0 | 1 | 1 | 0.14087 | 0 | 1
588 | 0.15788 | 0 | 0.88973 | 0 | 0 | 1 | 1 | 0.15788 | 0 | 1
589 | 0.16804 | 0.0044192 | 0.88973 | 0 | 0 | 1 | 1 | 0.16804 | 0.0044192 | 1
590 | 0.19876 | 0 | 0.88973 | 0 | 0 | 1 | 1 | 0.19876 | 0 | 1
591 | 0.19043 | 0 | 0.88973 | 0 | 0 | 1 | 1 | 0.19043 | 0 | 1
592 | 0.14375 | 0 | 0.88973 | 0 | 0 | 1 | 1 | 0.14375 | 0 | 1
593 | 0 | 0 | 0.88973 | 0 | 0 | 1 | 1 | 0 | 0 | 1
594 | 0 | 0 | 0.88973 | 0 | 1 | 1 | 1 | 0 | 0 | 1
595 | 0 | 0 | 0.88973 | 0 | 1 | 1 | 1 | 0 | 0 | 1
596 | 0 | 0 | 0.88973 | 0 | 1 | 1 | 1 | 0 | 0 | 1
597 | 0 | 0 | 0.88973 | 0 | 1 | 1 | 1 | 0 | 0 | 1
598 | 0 | 0 | 0.88973 | 0 | 0 | 1 | 1 | 0 | 0 | 1
599 | 0 | 0 | 0.88973 | 0 | 0 | 1 | 1 | 0 | 0 | 1
600 | 0 | 0 | 0.88973 | 0 | 0 | 1 | 1 | 0 | 0 | 1
601 | 0 | 0 | 0.88973 | 0 | 0 | 1 | 1 | 0 | 0 | 1
602 | 0 | 0 | 0.88973 | 0 | 0 | 1 | 1 | 0 | 0 | 1
603 | 0 | 0 | 0.88973 | 0 | 0 | 1 | 1 | 0 | 0 | 1
604 | 0 | 0 | 0.88973 | 0 | 0 | 1 | 1 | 0 | 0 | 1
605 | 0 | 0 | 0.88973 | 0 | 0 | 1 | 1 | 0 | 0 | 1
606 | 0 | 0 | 0.88973 | 0 | 0 | 1 | 1 | 0 | 0 | 1
607 | 0 | 0 | 0.88973 | 0 | 0 | 1 | 1 | 0 | 0 | 1
608 | 0 | 0 | 0.88973 | 0 | 0 | 1 | 1 | 0 | 0 | 1
609 | 0.012196 | 0 | 0.88973 | 0 | 0 | 1 | 1 | 0.012196 | 0 | 1
610 | 0.13788 | 0 | 0.88973 | 0 | 0 | 1 | 1 | 0.13788 | 0 | 1
611 | 0.27884 | 0 | 0.88973 | 0 | 0 | 1 | 1 | 0.27884 | 0 | 1
612 | 0.26607 | 0 | 0.88973 | 0 | 0 | 1 | 1 | 0.26607 | 0 | 1
613 | 0.22299 | 0 | 0.88973 | 0 | 0 | 1 | 1 | 0.22299 | 0 | 1
614 | 0.2113 | 0 | 0.88973 | 0 | 0 | 1 | 1 | 0.2113 | 0 | 1
615 | 0.13887 | 0 | 0.88973 | 0 | 0 | 1 | 1 | 0.13887 | 0 | 1
616 | 0.038572 | 0 | 0.88973 | 0 | 0 | 1 | 1 | 0.038572 | 0 | 1
617 | 0 | 0 | 0.88973 | 0 | 0 | 1 | 1 | 0 | 0 | 1
618 | 0 | 0 | 0.88973 | 0 | 1 | 1 | 1 | 0 | 0 | 1
619 | 0 | 0 | 0.88973 | 0 | 1 | 1 | 1 | 0 | 0 | 1
620 | 0 | 0 | 0.88973 | 0 | 1 | 1 | 1 | 0 | 0 | 1
621 | 0 | 0 | 0.88973 | 0 | 1 | 1 | 1 | 0 | 0 | 1
622 | 0 | 0 | 0.88973 | 0 | 0 | 1 | 1 | 0 | 0 | 1
623 | 0 | 0 | 0.88973 | 0 | 0 | 1 | 1 | 0 | 0 | 1
624 | 0 | 0 | 0.88973 | 0 | 0 | 1 | 1 | 0 | 0 | 1
625 | 0 | 0 | 0.88973 | 0 | 0 | 1 | 1 | 0 | 0 | 1
626 | 0 | 0 | 0.88973 | 0 | 0 | 1 | 1 | 0 | 0 | 1
627 | 0 | 0 | 0.88973 | 0 | 0 | 1 | 1 | 0 | 0 | 1
628 | 0 | 0 | 0.88973 | 0 | 0 | 1 | 1 | 0 | 0 | 1
629 | 0 | 0 | 0.88973 | 0 | 0 | 1 | 1 | 0 | 0 | 1
630 | 0 | 0 | 0.88973 | 0 | 0 | 1 | 1 | 0 | 0 | 1
631 | 0 | 0 | 0.88973 | 0 | 0 | 1 | 1 | 0 | 0 | 1
632 | 0 | 0 | 0.88973 | 0 | 0 | 1 | 1 | 0 | 0 | 1
633 | 0.012141 | 0 | 0.88973 | 0 | 0 | 1 | 1 | 0.012141 | 0 | 1
634 | 0.15 | 0 | 0.88973 | 0 | 0 | 1 | 1 | 0.15 | 0 | 1
635 | 0.29229 | 0 | 0.88973 | 0 | 0 | 1 | 1 | 0.29229 | 0 | 1
636 | 0.23295 | 0 | 0.88973 | 0 | 0 | 1 | 1 | 0.23295 | 0 | 1
637 | 0.20487 | 0 | 0.88973 | 0 | 0 | 1 | 1 | 0.20487 | 0 | 1
638 | 0.21353 | 0 | 0.88973 | 0 | 0 | 1 | 1 | 0.21353 | 0 | 1
639 | 0.14058 | 0 | 0.88973 | 0 | 0 | 1 | 1 | 0.14058 | 0 | 1
640 | 0.045723 | 0 | 0.88973 | 0 | 0 | 1 | 1 | 0.045723 | 0 | 1
641 | 0 | 0 | 0.88973 | 0 | 0 | 1 | 1 | 0 | 0 | 1
642 | 0 | 0 | 0.88973 | 0 | 1 | 1 | 1 | 0 | 0 | 1
643 | 0 | 0 | 0.88973 | 0 | 1 | 1 | 1 | 0 | 0 | 1
644 | 0 | 0 | 0.88973 | 0 | 1 | 1 | 1 | 0 | 0 | 1
645 | 0 | 0 | 0.88973 | 0 | 1 | 1 | 1 | 0 | 0 | 1
646 | 0 | 0 | 0.88973 | 0 | 0 | 1 | 1 | 0 | 0 | 1
647 | 0 | 0 | 0.88973 | 0 | 0 | 1 | 1 | 0 | 0 | 1
648 | 0 | 0 | 0.88973 | 0 | 0 | 1 | 1 | 0 | 0 | 1
649 | 0 | 0 | 0.868 | 0 | 0 | 1 | 1 | 0 | 0 | 1
650 | 0 | 0 | 0.868 | 0 | 0 | 1 | 1 | 0 | 0 | 1
651 | 0 | 0 | 0.868 | 0 | 0 | 1 | 1 | 0 | 0 | 1
652 | 0 | 0 | 0.868 | 0 | 0 | 1 | 1 | 0 | 0 | 1
653 | 0 | 0 | 0.868 | 0 | 0 | 1 | 1 | 0 | 0 | 1
654 | 0 | 0 | 0.868 | 0 | 0 | 1 | 1 | 0 | 0 | 1
655 | 0 | 0 | 0.868 | 0 | 0 | 1 | 1 | 0 | 0 | 1
656 | 0 | 0 | 0.868 | 0 | 0 | 1 | 1 | 0 | 0 | 1
657 | 0.0017274 | 0 | 0.868 | 0 | 0 | 1 | 1 | 0.0017274 | 0 | 1
658 | 0.11223 | 0 | 0.868 | 0 | 0 | 1 | 1 | 0.11223 | 0 | 1
659 | 0.26411 | 0 | 0.868 | 0 | 0 | 1 | 1 | 0.26411 | 0 | 1
660 | 0.25948 | 0 | 0.868 | 0 | 0 | 1 | 1 | 0.25948 | 0 | 1
661 | 0.21068 | 0 | 0.868 | 0 | 0 | 1 | 1 | 0.21068 | 0 | 1
662 | 0.26143 | 0 | 0.868 | 0 | 0 | 1 | 1 | 0.26143 | 0 | 1
663 | 0.14688 | 0 | 0.868 | 0 | 0 | 1 | 1 | 0.14688 | 0 | 1
664 | 0.065661 | 0 | 0.868 | 0 | 0 | 1 | 1 | 0.065661 | 0 | 1
665 | 0 | 0 | 0.868 | 0 | 0 | 1 | 1 | 0 | 0 | 1
666 | 0 | 0 | 0.868 | 0 | 1 | 1 | 1 | 0 | 0 | 1
667 | 0 | 0 | 0.868 | 0 | 1 | 1 | 1 | 0 | 0 | 1
668 | 0 | 0 | 0.868 | 0 | 1 | 1 | 1 | 0 | 0 | 1
669 | 0 | 0 | 0.868 | 0 | 1 | 1 | 1 | 0 | 0 | 1
670 | 0 | 0 | 0.868 | 0 | 0 | 1 | 1 | 0 | 0 | 1
671 | 0 | 0 | 0.868 | 0 | 0 | 1 | 1 | 0 | 0 | 1
672 | 0 | 0 | 0.868 | 0 | 0 | 1 | 1 | 0 | 0 | 1
673 | 0 | 0 | 0.8105 | 0 | 0 | 1 | 1 | 0 | 0 | 1
674 | 0 | 0 | 0.8105 | 0 | 0 | 1 | 1 | 0 | 0 | 1
675 | 0 | 0 | 0.8105 | 0 | 0 | 1 | 1 | 0 | 0 | 1
676 | 0 | 0 | 0.8105 | 0 | 0 | 1 | 1 | 0 | 0 | 1
677 | 0 | 0 | 0.8105 | 0 | 0 | 1 | 1 | 0 | 0 | 1
678 | 0 | 0 | 0.8105 | 0 | 0 | 1 | 1 | 0 | 0 | 1
679 | 0 | 0 | 0.8105 | 0 | 0 | 1 | 1 | 0 | 0 | 1
680 | 0 | 0 | 0.8105 | 0 | 0 | 1 | 1 | 0 | 0 | 1
681 | 0 | 0 | 0.8105 | 0 | 0 | 1 | 1 | 0 | 0 | 1
682 | 0.13221 | 0 | 0.8105 | 0 | 0 | 1 | 1 | 0.13221 | 0 | 1
683 | 0.26528 | 0 | 0.8105 | 0 | 0 | 1 | 1 | 0.26528 | 0 | 1
684 | 0.27604 | 0 | 0.8105 | 0 | 0 | 1 | 1 | 0.27604 | 0 | 1
685 | 0.25366 | 0 | 0.8105 | 0 | 0 | 1 | 1 | 0.25366 | 0 | 1
686 | 0.33727 | 0 | 0.8105 | 0 | 0 | 1 | 1 | 0.33727 | 0 | 1
687 | 0.31186 | 0 | 0.8105 | 0 | 0 | 1 | 1 | 0.31186 | 0 | 1
688 | 0.20493 | 0 | 0.8105 | 0 | 0 | 1 | 1 | 0.20493 | 0 | 1
689 | 0.02576 | 0 | 0.8105 | 0 | 0 | 1 | 1 | 0.02576 | 0 | 1
690 | 0 | 0 | 0.8105 | 0 | 1 | 1 | 1 | 0 | 0 | 1
691 | 0 | 0 | 0.8105 | 0 | 1 | 1 | 1 | 0 | 0 | 1
692 | 0 | 0 | 0.8105 | 0 | 1 | 1 | 1 | 0 | 0 | 1
693 | 0 | 0 | 0.8105 | 0 | 1 | 1 | 1 | 0 | 0 | 1
694 | 0 | 0 | 0.8105 | 0 | 0 | 1 | 1 | 0 | 0 | 1
695 | 0 | 0 | 0.8105 | 0 | 0 | 1 | 1 | 0 | 0 | 1
696 | 0 | 0 | 0.8105 | 0 | 0 | 1 | 1 | 0 | 0 | 1
697 | 0 | 0 | 0.8105 | 0 | 0 | 1 | 1 | 0 | 0 | 1
698 | 0 | 0 | 0.8105 | 0 | 0 | 1 | 1 | 0 | 0 | 1
699 | 0 | 0 | 0.8105 | 0 | 0 | 1 | 1 | 0 | 0 | 1
700 | 0 | 0 | 0.8105 | 0 | 0 | 1 | 1 | 0 | 0 | 1
701 | 0 | 0 | 0.8105 | 0 | 0 | 1 | 1 | 0 | 0 | 1
702 | 0 | 0 | 0.8105 | 0 | 0 | 1 | 1 | 0 | 0 | 1
703 | 0 | 0 | 0.8105 | 0 | 0 | 1 | 1 | 0 | 0 | 1
704 | 0 | 0 | 0.8105 | 0 | 0 | 1 | 1 | 0 | 0 | 1
705 | 0 | 0 | 0.8105 | 0 | 0 | 1 | 1 | 0 | 0 | 1
706 | 0.062412 | 0 | 0.8105 | 0 | 0 | 1 | 1 | 0.062412 | 0 | 1
707 | 0.1558 | 0 | 0.8105 | 0 | 0 | 1 | 1 | 0.1558 | 0 | 1
708 | 0.20828 | 0 | 0.8105 | 0 | 0 | 1 | 1 | 0.20828 | 0 | 1
709 | 0.20617 | 0 | 0.8105 | 0 | 0 | 1 | 1 | 0.20617 | 0 | 1
710 | 0.26604 | 0 | 0.8105 | 0 | 0 | 1 | 1 | 0.26604 | 0 | 1
711 | 0.21365 | 0 | 0.8105 | 0 | 0 | 1 | 1 | 0.21365 | 0 | 1
712 | 0.13442 | 0 | 0.8105 | 0 | 0 | 1 | 1 | 0.13442 | 0 | 1
713 | 0 | 0 | 0.8105 | 0 | 0 | 1 | 1 | 0 | 0 | 1
714 | 0 | 0 | 0.8105 | 0 | 1 | 1 | 1 | 0 | 0 | 1
715 | 0 | 0 | 0.8105 | 0 | 1 | 1 | 1 | 0 | 0 | 1
716 | 0 | 0 | 0.8105 | 0 | 1 | 1 | 1 | 0 | 0 | 1
717 | 0 | 0 | 0.8105 | 0 | 1 | 1 | 1 | 0 | 0 | 1
718 | 0 | 0 | 0.8105 | 0 | 0 | 1 | 1 | 0 | 0 | 1
719 | 0 | 0 | 0.8105 | 0 | 0 | 1 | 1 | 0 | 0 | 1
720 | 0 | 0 | 0.8105 | 0 | 0 | 1 | 1 | 0 | 0 | 1
721 | 0 | 0 | 0.8105 | 0 | 0 | 1 | 1 | 0 | 0 | 1
722 | 0 | 0 | 0.8105 | 0 | 0 | 1 | 1 | 0 | 0 | 1
723 | 0 | 0 | 0.8105 | 0 | 0 | 1 | 1 | 0 | 0 | 1
724 | 0 | 0 | 0.8105 | 0 | 0 | 1 | 1 | 0 | 0 | 1
725 | 0 | 0 | 0.8105 | 0 | 0 | 1 | 1 | 0 | 0 | 1
726 | 0 | 0 | 0.8105 | 0 | 0 | 1 | 1 | 0 | 0 | 1
727 | 0 | 0 | 0.8105 | 0 | 0 | 1 | 1 | 0 | 0 | 1
728 | 0 | 0 | 0.8105 | 0 | 0 | 1 | 1 | 0 | 0 | 1
729 | 0 | 0 | 0.8105 | 0 | 0 | 1 | 1 | 0 | 0 | 1
730 | 0.017501 | 0 | 0.8105 | 0 | 0 | 1 | 1 | 0.017501 | 0 | 1
731 | 0.074813 | 0 | 0.8105 | 0 | 0 | 1 | 1 | 0.074813 | 0 | 1
732 | 0.085193 | 0 | 0.8105 | 0 | 0 | 1 | 1 | 0.085193 | 0 | 1
733 | 0.14537 | 0 | 0.8105 | 0 | 0 | 1 | 1 | 0.14537 | 0 | 1
734 | 0.15489 | 0 | 0.8105 | 0 | 0 | 1 | 1 | 0.15489 | 0 | 1
735 | 0.17068 | 0 | 0.8105 | 0 | 0 | 1 | 1 | 0.17068 | 0 | 1
736 | 0.091608 | 0 | 0.8105 | 0 | 0 | 1 | 1 | 0.091608 | 0 | 1
737 | 0 | 0 | 0.8105 | 0 | 0 | 1 | 1 | 0 | 0 | 1
738 | 0 | 0 | 0.8105 | 0 | 1 | 1 | 1 | 0 | 0 | 1
739 | 0 | 0 | 0.8105 | 0 | 1 | 1 | 1 | 0 | 0 | 1
740 | 0 | 0 | 0.8105 | 0 | 1 | 1 | 1 | 0 | 0 | 1
741 | 0 | 0 | 0.8105 | 0 | 1 | 1 | 1 | 0 | 0 | 1
742 | 0 | 0 | 0.8105 | 0 | 0 | 1 | 1 | 0 | 0 | 1
743 | 0 | 0 | 0.8105 | 0 | 0 | 1 | 1 | 0 | 0 | 1
744 | 0 | 0 | 0.8105 | 0 | 0 | 1 | 1 | 0 | 0 | 1
745 | 0 | 0 | 0.8105 | 0 | 0 | 1 | 1 | 0 | 0 | 1
746 | 0 | 0 | 0.8105 | 0 | 0 | 1 | 1 | 0 | 0 | 1
747 | 0 | 0 | 0.8105 | 0 | 0 | 1 | 1 | 0 | 0 | 1
748 | 0 | 0 | 0.8105 | 0 | 0 | 1 | 1 | 0 | 0 | 1
749 | 0 | 0 | 0.8105 | 0 | 0 | 1 | 1 | 0 | 0 | 1
750 | 0 | 0 | 0.8105 | 0 | 0 | 1 | 1 | 0 | 0 | 1
751 | 0 | 0 | 0.8105 | 0 | 0 | 1 | 1 | 0 | 0 | 1
752 | 0 | 0 | 0.8105 | 0 | 0 | 1 | 1 | 0 | 0 | 1
753 | 0 | 0 | 0.8105 | 0 | 0 | 1 | 1 | 0 | 0 | 1
754 | 0 | 0 | 0.8105 | 0 | 0 | 1 | 1 | 0 | 0 | 1
755 | 0 | 0 | 0.8105 | 0 | 0 | 1 | 1 | 0 | 0 | 1
756 | 0.078589 | 0 | 0.8105 | 0 | 0 | 1 | 1 | 0.078589 | 0 | 1
757 | 0.14917 | 0.0016221 | 0.8105 | 0 | 0 | 1 | 1 | 0.14917 | 0.0016221 | 1
758 | 0.14283 | 0 | 0.8105 | 0 | 0 | 1 | 1 | 0.14283 | 0 | 1
759 | 0.11356 | 0.0052107 | 0.8105 | 0 | 0 | 1 | 1 | 0.11356 | 0.0052107 | 1
760 | 0.044074 | 0 | 0.8105 | 0 | 0 | 1 | 1 | 0.044074 | 0 | 1
761 | 0 | 0.0063261 | 0.8105 | 0 | 0 | 1 | 1 | 0 | 0.0063261 | 1
762 | 0 | 0 | 0.8105 | 0 | 1 | 1 | 1 | 0 | 0 | 1
763 | 0 | 0 | 0.8105 | 0 | 1 | 1 | 1 | 0 | 0 | 1
764 | 0 | 0 | 0.8105 | 0 | 1 | 1 | 1 | 0 | 0 | 1
765 | 0 | 0 | 0.8105 | 0 | 1 | 1 | 1 | 0 | 0 | 1
766 | 0 | 0 | 0.8105 | 0 | 0 | 1 | 1 | 0 | 0 | 1
767 | 0 | 0 | 0.8105 | 0 | 0 | 1 | 1 | 0 | 0 | 1
768 | 0 | 0 | 0.8105 | 0 | 0 | 1 | 1 | 0 | 0 | 1
769 | 0 | 0 | 0.8105 | 0 | 0 | 1 | 1 | 0 | 0 | 1
770 | 0 | 0 | 0.8105 | 0 | 0 | 1 | 1 | 0 | 0 | 1
771 | 0 | 0 | 0.8105 | 0 | 0 | 1 | 1 | 0 | 0 | 1
772 | 0 | 0 | 0.8105 | 0 | 0 | 1 | 1 | 0 | 0 | 1
773 | 0 | 0 | 0.8105 | 0 | 0 | 1 | 1 | 0 | 0 | 1
774 | 0 | 0 | 0.8105 | 0 | 0 | 1 | 1 | 0 | 0 | 1
775 | 0 | 0 | 0.8105 | 0 | 0 | 1 | 1 | 0 | 0 | 1
776 | 0 | 0 | 0.8105 | 0 | 0 | 1 | 1 | 0 | 0 | 1
777 | 0 | 0 | 0.8105 | 0 | 0 | 1 | 1 | 0 | 0 | 1
778 | 0 | 0 | 0.8105 | 0 | 0 | 1 | 1 | 0 | 0 | 1
779 | 0 | 0 | 0.8105 | 0 | 0 | 1 | 1 | 0 | 0 | 1
780 | 0.056387 | 0 | 0.8105 | 0 | 0 | 1 | 1 | 0.056387 | 0 | 1
781 | 0.144 | 0 | 0.8105 | 0 | 0 | 1 | 1 | 0.144 | 0 | 1
782 | 0.11043 | 0 | 0.8105 | 0 | 0 | 1 | 1 | 0.11043 | 0 | 1
783 | 0.035619 | 0 | 0.8105 | 0 | 0 | 1 | 1 | 0.035619 | 0 | 1
784 | 0 | 0 | 0.8105 | 0 | 0 | 1 | 1 | 0 | 0 | 1
785 | 0 | 0 | 0.8105 | 0 | 0 | 1 | 1 | 0 | 0 | 1
786 | 0 | 0 | 0.8105 | 0 | 1 | 1 | 1 | 0 | 0 | 1
787 | 0 | 0 | 0.8105 | 0 | 1 | 1 | 1 | 0 | 0 | 1
788 | 0 | 0 | 0.8105 | 0 | 1 | 1 | 1 | 0 | 0 | 1
789 | 0 | 0 | 0.8105 | 0 | 1 | 1 | 1 | 0 | 0 | 1
790 | 0 | 0 | 0.8105 | 0 | 0 | 1 | 1 | 0 | 0 | 1
791 | 0 | 0 | 0.8105 | 0 | 0 | 1 | 1 | 0 | 0 | 1
792 | 0 | 0 | 0.8105 | 0 | 0 | 1 | 1 | 0 | 0 | 1
793 | 0 | 0 | 0.8105 | 0 | 0 | 1 | 1 | 0 | 0 | 1
794 | 0 | 0 | 0.8105 | 0 | 0 | 1 | 1 | 0 | 0 | 1
795 | 0 | 0 | 0.8105 | 0 | 0 | 1 | 1 | 0 | 0 | 1
796 | 0 | 0 | 0.8105 | 0 | 0 | 1 | 1 | 0 | 0 | 1
797 | 0 | 0 | 0.8105 | 0 | 0 | 1 | 1 | 0 | 0 | 1
798 | 0 | 0 | 0.8105 | 0 | 0 | 1 | 1 | 0 | 0 | 1
799 | 0 | 0 | 0.8105 | 0 | 0 | 1 | 1 | 0 | 0 | 1
800 | 0 | 0 | 0.8105 | 0 | 0 | 1 | 1 | 0 | 0 | 1
801 | 0 | 0 | 0.8105 | 0 | 0 | 1 | 1 | 0 | 0 | 1
802 | 0 | 0 | 0.8105 | 0 | 0 | 1 | 1 | 0 | 0 | 1
803 | 0 | 0 | 0.8105 | 0 | 0 | 1 | 1 | 0 | 0 | 1
804 | 0.0051918 | 0 | 0.8105 | 0 | 0 | 1 | 1 | 0.0051918 | 0 | 1
805 | 0.071815 | 0 | 0.8105 | 0 | 0 | 1 | 1 | 0.071815 | 0 | 1
806 | 0.079504 | 0 | 0.8105 | 0 | 0 | 1 | 1 | 0.079504 | 0 | 1
807 | 0.034577 | 0 | 0.8105 | 0 | 0 | 1 | 1 | 0.034577 | 0 | 1
808 | 0 | 0 | 0.8105 | 0 | 0 | 1 | 1 | 0 | 0 | 1
809 | 0 | 0 | 0.8105 | 0 | 0 | 1 | 1 | 0 | 0 | 1
810 | 0 | 0 | 0.8105 | 0 | 1 | 1 | 1 | 0 | 0 | 1
811 | 0 | 0 | 0.8105 | 0 | 1 | 1 | 1 | 0 | 0 | 1
812 | 0 | 0 | 0.8105 | 0 | 1 | 1 | 1 | 0 | 0 | 1
813 | 0 | 0 | 0.8105 | 0 | 1 | 1 | 1 | 0 | 0 | 1
814 | 0 | 0 | 0.8105 | 0 | 0 | 1 | 1 | 0 | 0 | 1
815 | 0 | 0 | 0.8105 | 0 | 0 | 1 | 1 | 0 | 0 | 1
816 | 0 | 0 | 0.8105 | 0 | 0 | 1 | 1 | 0 | 0 | 1
817 | 0 | 0 | 0.8105 | 0 | 0 | 1 | 1 | 0 | 0 | 1
818 | 0 | 0 | 0.8105 | 0 | 0 | 1 | 1 | 0 | 0 | 1
819 | 0 | 0 | 0.8105 | 0 | 0 | 1 | 1 | 0 | 0 | 1
820 | 0 | 0 | 0.8105 | 0 | 0 | 1 | 1 | 0 | 0 | 1
821 | 0 | 0 | 0.8105 | 0 | 0 | 1 | 1 | 0 | 0 | 1
822 | 0 | 0 | 0.8105 | 0 | 0 | 1 | 1 | 0 | 0 | 1
823 | 0 | 0 | 0.8105 | 0 | 0 | 1 | 1 | 0 | 0 | 1
824 | 0 | 0 | 0.8105 | 0 | 0 | 1 | 1 | 0 | 0 | 1
825 | 0 | 0 | 0.8105 | 0 | 0 | 1 | 1 | 0 | 0 | 1
826 | 0 | 0 | 0.8105 | 0 | 0 | 1 | 1 | 0 | 0 | 1
827 | 0 | 0 | 0.8105 | 0 | 0 | 1 | 1 | 0 | 0 | 1
828 | 0.036932 | 0 | 0.8105 | 0 | 0 | 1 | 1 | 0.036932 | 0 | 1
829 | 0.071033 | 0 | 0.8105 | 0 | 0 | 1 | 1 | 0.071033 | 0 | 1
830 | 0.081531 | 0 | 0.8105 | 0 | 0 | 1 | 1 | 0.081531 | 0 | 1
831 | 0.06601 | 0 | 0.8105 | 0 | 0 | 1 | 1 | 0.06601 | 0 | 1
832 | 0.0099219 | 0 | 0.8105 | 0 | 0 | 1 | 1 | 0.0099219 | 0 | 1
833 | 0 | 0 | 0.8105 | 0 | 0 | 1 | 1 | 0 | 0 | 1
834 | 0 | 0 | 0.8105 | 0 | 1 | 1 | 1 | 0 | 0 | 1
835 | 0 | 0 | 0.8105 | 0 | 1 | 1 | 1 | 0 | 0 | 1
836 | 0 | 0 | 0.8105 | 0 | 1 | 1 | 1 | 0 | 0 | 1
837 | 0 | 0 | 0.8105 | 0 | 1 | 1 | 1 | 0 | 0 | 1
838 | 0 | 0 | 0.8105 | 0 | 0 | 1 | 1 | 0 | 0 | 1
839 | 0 | 0 | 0.8105 | 0 | 0 | 1 | 1 | 0 | 0 | 1
840 | 0 | 0 | 0.8105 | 0 | 0 | 1 | 1 | 0 | 0 | 1
841 | 0 | 0 | 0.868 | 0 | 0 | 1 | 1 | 0 | 0 | 1
842 | 0 | 0 | 0.868 | 0 | 0 | 1 | 1 | 0 | 0 | 1
843 | 0 | 0 | 0.868 | 0 | 0 | 1 | 1 | 0 | 0 | 1
844 | 0 | 0 | 0.868 | 0 | 0 | 1 | 1 | 0 | 0 | 1
845 | 0 | 0 | 0.868 | 0 | 0 | 1 | 1 | 0 | 0 | 1
846 | 0 | 0 | 0.868 | 0 | 0 | 1 | 1 | 0 | 0 | 1
847 | 0 | 0.0016674 | 0.868 | 0 | 0 | 1 | 1 | 0 | 0.0016674 | 1
848 | 0 | 0 | 0.868 | 0 | 0 | 1 | 1 | 0 | 0 | 1
849 | 0 | 0 | 0.868 | 0 | 0 | 1 | 1 | 0 | 0 | 1
850 | 0 | 0 | 0.868 | 0 | 0 | 1 | 1 | 0 | 0 | 1
851 | 0 | 0 | 0.868 | 0 | 0 | 1 | 1 | 0 | 0 | 1
852 | 0.0077774 | 0 | 0.868 | 0 | 0 | 1 | 1 | 0.0077774 | 0 | 1
853 | 0.062741 | 0 | 0.868 | 0 | 0 | 1 | 1 | 0.062741 | 0 | 1
854 | 0.10194 | 0 | 0.868 | 0 | 0 | 1 | 1 | 0.10194 | 0 | 1
855 | 0.17939 | 0 | 0.868 | 0 | 0 | 1 | 1 | 0.17939 | 0 | 1
856 | 0.09374 | 0 | 0.868 | 0 | 0 | 1 | 1 | 0.09374 | 0 | 1
857 | 0 | 0 | 0.868 | 0 | 0 | 1 | 1 | 0 | 0 | 1
858 | 0 | 0 | 0.868 | 0 | 1 | 1 | 1 | 0 | 0 | 1
859 | 0 | 0 | 0.868 | 0 | 1 | 1 | 1 | 0 | 0 | 1
860 | 0 | 0 | 0.868 | 0 | 1 | 1 | 1 | 0 | 0 | 1
861 | 0 | 0 | 0.868 | 0 | 1 | 1 | 1 | 0 | 0 | 1
862 | 0 | 0 | 0.868 | 0 | 0 | 1 | 1 | 0 | 0 | 1
863 | 0 | 0 | 0.868 | 0 | 0 | 1 | 1 | 0 | 0 | 1
864 | 0 | 0 | 0.868 | 0 | 0 | 1 | 1 | 0 | 0 | 1
865 | 0 | 0 | 0.868 | 0 | 0 | 1 | 1 | 0 | 0 | 1
866 | 0 | 0 | 0.868 | 0 | 0 | 1 | 1 | 0 | 0 | 1
867 | 0 | 0.0047903 | 0.868 | 0 | 0 | 1 | 1 | 0 | 0.0047903 | 1
868 | 0 | 0.026509 | 0.868 | 0 | 0 | 1 | 1 | 0 | 0.026509 | 1
869 | 0 | 0.021554 | 0.868 | 0 | 0 | 1 | 1 | 0 | 0.021554 | 1
870 | 0 | 0 | 0.868 | 0 | 0 | 1 | 1 | 0 | 0 | 1
871 | 0 | 0 | 0.868 | 0 | 0 | 1 | 1 | 0 | 0 | 1
872 | 0 | 0 | 0.868 | 0 | 0 | 1 | 1 | 0 | 0 | 1
873 | 0 | 0 | 0.868 | 0 | 0 | 1 | 1 | 0 | 0 | 1
874 | 0.044235 | 0 | 0.868 | 0 | 0 | 1 | 1 | 0.044235 | 0 | 1
875 | 0.072055 | 0 | 0.868 | 0 | 0 | 1 | 1 | 0.072055 | 0 | 1
876 | 0.12645 | 0 | 0.868 | 0 | 0 | 1 | 1 | 0.12645 | 0 | 1
877 | 0.13948 | 0 | 0.868 | 0 | 0 | 1 | 1 | 0.13948 | 0 | 1
878 | 0.18814 | 0.0097006 | 0.868 | 0 | 0 | 1 | 1 | 0.18814 | 0.0097006 | 1
879 | 0.20254 | 0 | 0.868 | 0 | 0 | 1 | 1 | 0.20254 | 0 | 1
880 | 0.11479 | 0 | 0.868 | 0 | 0 | 1 | 1 | 0.11479 | 0 | 1
881 | 0.0068435 | 0 | 0.868 | 0 | 0 | 1 | 1 | 0.0068435 | 0 | 1
882 | 0 | 0 | 0.868 | 0 | 1 | 1 | 1 | 0 | 0 | 1
883 | 0 | 0 | 0.868 | 0 | 1 | 1 | 1 | 0 | 0 | 1
884 | 0 | 0 | 0.868 | 0 | 1 | 1 | 1 | 0 | 0 | 1
885 | 0 | 0 | 0.868 | 0 | 1 | 1 | 1 | 0 | 0 | 1
886 | 0 | 0 | 0.868 | 0 | 0 | 1 | 1 | 0 | 0 | 1
887 | 0 | 0 | 0.868 | 0 | 0 | 1 | 1 | 0 | 0 | 1
888 | 0 | 0 | 0.868 | 0 | 0 | 1 | 1 | 0 | 0 | 1
889 | 0 | 0.008741 | 0.868 | 0 | 0 | 1 | 1 | 0 | 0.008741 | 1
890 | 0 | 0 | 0.868 | 0 | 0 | 1 | 1 | 0 | 0 | 1
891 | 0 | 0 | 0.868 | 0 | 0 | 1 | 1 | 0 | 0 | 1
892 | 0 | 0 | 0.868 | 0 | 0 | 1 | 1 | 0 | 0 | 1
893 | 0 | 0 | 0.868 | 0 | 0 | 1 | 1 | 0 | 0 | 1
894 | 0 | 0 | 0.868 | 0 | 0 | 1 | 1 | 0 | 0 | 1
895 | 0 | 0 | 0.868 | 0 | 0 | 1 | 1 | 0 | 0 | 1
896 | 0 | 0 | 0.868 | 0 | 0 | 1 | 1 | 0 | 0 | 1
897 | 0 | 0 | 0.868 | 0 | 0 | 1 | 1 | 0 | 0 | 1
898 | 0.060966 | 0 | 0.868 | 0 | 0 | 1 | 1 | 0.060966 | 0 | 1
899 | 0.055517 | 0 | 0.868 | 0 | 0 | 1 | 1 | 0.055517 | 0 | 1
900 | 0.08151 | 0 | 0.868 | 0 | 0 | 1 | 1 | 0.08151 | 0 | 1
901 | 0.13808 | 0 | 0.868 | 0 | 0 | 1 | 1 | 0.13808 | 0 | 1
902 | 0.20264 | 0 | 0.868 | 0 | 0 | 1 | 1 | 0.20264 | 0 | 1
903 | 0.23045 | 0.0033461 | 0.868 | 0 | 0 | 1 | 1 | 0.23045 | 0.0033461 | 1
904 | 0.079495 | 0 | 0.868 | 0 | 0 | 1 | 1 | 0.079495 | 0 | 1
905 | 0 | 0 | 0.868 | 0 | 0 | 1 | 1 | 0 | 0 | 1
906 | 0 | 0 | 0.868 | 0 | 1 | 1 | 1 | 0 | 0 | 1
907 | 0 | 0 | 0.868 | 0 | 1 | 1 | 1 | 0 | 0 | 1
908 | 0 | 0 | 0.868 | 0 | 1 | 1 | 1 | 0 | 0 | 1
909 | 0 | 0 | 0.868 | 0 | 1 | 1 | 1 | 0 | 0 | 1
910 | 0 | 0 | 0.868 | 0 | 0 | 1 | 1 | 0 | 0 | 1
911 | 0 | 0 | 0.868 | 0 | 0 | 1 | 1 | 0 | 0 | 1
912 | 0 | 0 | 0.868 | 0 | 0 | 1 | 1 | 0 | 0 | 1
913 | 0 | 0 | 0.868 | 0 | 0 | 1 | 1 | 0 | 0 | 1
914 | 0 | 0 | 0.868 | 0 | 0 | 1 | 1 | 0 | 0 | 1
915 | 0 | 0 | 0.868 | 0 | 0 | 1 | 1 | 0 | 0 | 1
916 | 0 | 0 | 0.868 | 0 | 0 | 1 | 1 | 0 | 0 | 1
917 | 0 | 0 | 0.868 | 0 | 0 | 1 | 1 | 0 | 0 | 1
918 | 0 | 0 | 0.868 | 0 | 0 | 1 | 1 | 0 | 0 | 1
919 | 0 | 0 | 0.868 | 0 | 0 | 1 | 1 | 0 | 0 | 1
920 | 0 | 0 | 0.868 | 0 | 0 | 1 | 1 | 0 | 0 | 1
921 | 0.053378 | 0 | 0.868 | 0 | 0 | 1 | 1 | 0.053378 | 0 | 1
922 | 0.25094 | 0 | 0.868 | 0 | 0 | 1 | 1 | 0.25094 | 0 | 1
923 | 0.27171 | 0 | 0.868 | 0 | 0 | 1 | 1 | 0.27171 | 0 | 1
924 | 0.32235 | 0 | 0.868 | 0 | 0 | 1 | 1 | 0.32235 | 0 | 1
925 | 0.32141 | 0 | 0.868 | 0 | 0 | 1 | 1 | 0.32141 | 0 | 1
926 | 0.39278 | 0 | 0.868 | 0 | 0 | 1 | 1 | 0.39278 | 0 | 1
927 | 0.32495 | 0 | 0.868 | 0 | 0 | 1 | 1 | 0.32495 | 0 | 1
928 | 0.14381 | 0 | 0.868 | 0 | 0 | 1 | 1 | 0.14381 | 0 | 1
929 | 0.027046 | 0 | 0.868 | 0 | 0 | 1 | 1 | 0.027046 | 0 | 1
930 | 0 | 0 | 0.868 | 0 | 1 | 1 | 1 | 0 | 0 | 1
931 | 0 | 0 | 0.868 | 0 | 1 | 1 | 1 | 0 | 0 | 1
932 | 0 | 0 | 0.868 | 0 | 1 | 1 | 1 | 0 | 0 | 1
933 | 0 | 0 | 0.868 | 0 | 1 | 1 | 1 | 0 | 0 | 1
934 | 0 | 0 | 0.868 | 0 | 0 | 1 | 1 | 0 | 0 | 1
935 | 0 | 0 | 0.868 | 0 | 0 | 1 | 1 | 0 | 0 | 1
936 | 0 | 0 | 0.868 | 0 | 0 | 1 | 1 | 0 | 0 | 1
937 | 0 | 0.00011989 | 0.868 | 0 | 0 | 1 | 1 | 0 | 0.00011989 | 1
938 | 0 | 0 | 0.868 | 0 | 0 | 1 | 1 | 0 | 0 | 1
939 | 0 | 0 | 0.868 | 0 | 0 | 1 | 1 | 0 | 0 | 1
940 | 0 | 0 | 0.868 | 0 | 0 | 1 | 1 | 0 | 0 | 1
941 | 0 | 0 | 0.868 | 0 | 0 | 1 | 1 | 0 | 0 | 1
942 | 0 | 0 | 0.868 | 0 | 0 | 1 | 1 | 0 | 0 | 1
943 | 0 | 0 | 0.868 | 0 | 0 | 1 | 1 | 0 | 0 | 1
944 | 0 | 0 | 0.868 | 0 | 0 | 1 | 1 | 0 | 0 | 1
945 | 0.025504 | 0 | 0.868 | 0 | 0 | 1 | 1 | 0.025504 | 0 | 1
946 | 0.21815 | 0 | 0.868 | 0 | 0 | 1 | 1 | 0.21815 | 0 | 1
947 | 0.33324 | 0 | 0.868 | 0 | 0 | 1 | 1 | 0.33324 | 0 | 1
948 | 0.41714 | 0 | 0.868 | 0 | 0 | 1 | 1 | 0.41714 | 0 | 1
949 | 0.38884 | 0 | 0.868 | 0 | 0 | 1 | 1 | 0.38884 | 0 | 1
950 | 0.442 | 0 | 0.868 | 0 | 0 | 1 | 1 | 0.442 | 0 | 1
951 | 0.36286 | 0 | 0.868 | 0 | 0 | 1 | 1 | 0.36286 | 0 | 1
952 | 0.14824 | 0 | 0.868 | 0 | 0 | 1 | 1 | 0.14824 | 0 | 1
953 | 0 | 0 | 0.868 | 0 | 0 | 1 | 1 | 0 | 0 | 1
954 | 0 | 0 | 0.868 | 0 | 1 | 1 | 1 | 0 | 0 | 1
955 | 0 | 0 | 0.868 | 0 | 1 | 1 | 1 | 0 | 0 | 1
956 | 0 | 0 | 0.868 | 0 | 1 | 1 | 1 | 0 | 0 | 1
957 | 0 | 0 | 0.868 | 0 | 1 | 1 | 1 | 0 | 0 | 1
958 | 0 | 0 | 0.868 | 0 | 0 | 1 | 1 | 0 | 0 | 1
959 | 0 | 0 | 0.868 | 0 | 0 | 1 | 1 | 0 | 0 | 1
960 | 0 | 0 | 0.868 | 0 | 0 | 1 | 1 | 0 | 0 | 1
961 | 0 | 0 | 0.868 | 0 | 0 | 1 | 1 | 0 | 0 | 1
962 | 0 | 0 | 0.868 | 0 | 0 | 1 | 1 | 0 | 0 | 1
963 | 0 | 0 | 0.868 | 0 | 0 | 1 | 1 | 0 | 0 | 1
964 | 0 | 0 | 0.868 | 0 | 0 | 1 | 1 | 0 | 0 | 1
965 | 0 | 0 | 0.868 | 0 | 0 | 1 | 1 | 0 | 0 | 1
966 | 0 | 0 | 0.868 | 0 | 0 | 1 | 1 | 0 | 0 | 1
967 | 0 | 0 | 0.868 | 0 | 0 | 1 | 1 | 0 | 0 | 1
968 | 0 | 0 | 0.868 | 0 | 0 | 1 | 1 | 0 | 0 | 1
969 | 0 | 0 | 0.868 | 0 | 0 | 1 | 1 | 0 | 0 | 1
970 | 0.086615 | 0 | 0.868 | 0 | 0 | 1 | 1 | 0.086615 | 0 | 1
971 | 0.1683 | 0 | 0.868 | 0 | 0 | 1 | 1 | 0.1683 | 0 | 1
972 | 0.25642 | 0 | 0.868 | 0 | 0 | 1 | 1 | 0.25642 | 0 | 1
973 | 0.20168 | 0 | 0.868 | 0 | 0 | 1 | 1 | 0.20168 | 0 | 1
974 | 0.24899 | 0 | 0.868 | 0 | 0 | 1 | 1 | 0.24899 | 0 | 1
975 | 0.24694 | 0 | 0.868 | 0 | 0 | 1 | 1 | 0.24694 | 0 | 1
976 | 0.12258 | 0 | 0.868 | 0 | 0 | 1 | 1 | 0.12258 | 0 | 1
977 | 0 | 0 | 0.868 | 0 | 0 | 1 | 1 | 0 | 0 | 1
978 | 0 | 0 | 0.868 | 0 | 1 | 1 | 1 | 0 | 0 | 1
979 | 0 | 0 | 0.868 | 0 | 1 | 1 | 1 | 0 | 0 | 1
980 | 0 | 0 | 0.868 | 0 | 1 | 1 | 1 | 0 | 0 | 1
981 | 0 | 0 | 0.868 | 0 | 1 | 1 | 1 | 0 | 0 | 1
982 | 0 | 0 | 0.868 | 0 | 0 | 1 | 1 | 0 | 0 | 1
983 | 0 | 0 | 0.868 | 0 | 0 | 1 | 1 | 0 | 0 | 1
984 | 0 | 0 | 0.868 | 0 | 0 | 1 | 1 | 0 | 0 | 1
985 | 0 | 0 | 0.868 | 0 | 0 | 1 | 1 | 0 | 0 | 1
986 | 0 | 0 | 0.868 | 0 | 0 | 1 | 1 | 0 | 0 | 1
987 | 0 | 0 | 0.868 | 0 | 0 | 1 | 1 | 0 | 0 | 1
988 | 0 | 0 | 0.868 | 0 | 0 | 1 | 1 | 0 | 0 | 1
989 | 0 | 0 | 0.868 | 0 | 0 | 1 | 1 | 0 | 0 | 1
990 | 0 | 0 | 0.868 | 0 | 0 | 1 | 1 | 0 | 0 | 1
991 | 0 | 0 | 0.868 | 0 | 0 | 1 | 1 | 0 | 0 | 1
992 | 0 | 0 | 0.868 | 0 | 0 | 1 | 1 | 0 | 0 | 1
993 | 0 | 0 | 0.868 | 0 | 0 | 1 | 1 | 0 | 0 | 1
994 | 0.054948 | 0 | 0.868 | 0 | 0 | 1 | 1 | 0.054948 | 0 | 1
995 | 0.14654 | 0 | 0.868 | 0 | 0 | 1 | 1 | 0.14654 | 0 | 1
996 | 0.23439 | 0 | 0.868 | 0 | 0 | 1 | 1 | 0.23439 | 0 | 1
997 | 0.17365 | 0 | 0.868 | 0 | 0 | 1 | 1 | 0.17365 | 0 | 1
998 | 0.25802 | 0 | 0.868 | 0 | 0 | 1 | 1 | 0.25802 | 0 | 1
999 | 0.23629 | 0 | 0.868 | 0 | 0 | 1 | 1 | 0.23629 | 0 | 1
1000 | 0.13794 | 0 | 0.868 | 0 | 0 | 1 | 1 | 0.13794 | 0 | 1
1001 | 0 | 0 | 0.868 | 0 | 0 | 1 | 1 | 0 | 0 | 1
1002 | 0 | 0 | 0.868 | 0 | 1 | 1 | 1 | 0 | 0 | 1
1003 | 0 | 0 | 0.868 | 0 | 1 | 1 | 1 | 0 | 0 | 1
1004 | 0 | 0 | 0.868 | 0 | 1 | 1 | 1 | 0 | 0 | 1
1005 | 0 | 0 | 0.868 | 0 | 1 | 1 | 1 | 0 | 0 | 1
1006 | 0 | 0 | 0.868 | 0 | 0 | 1 | 1 | 0 | 0 | 1
1007 | 0 | 0 | 0.868 | 0 | 0 | 1 | 1 | 0 | 0 | 1
1008 | 0 | 0 | 0.868 | 0 | 0 | 1 | 1 | 0 | 0 | 1
1009 | 0 | 0 | 0.81171 | 0 | 0 | 1 | 1 | 0 | 0 | 1
1010 | 0 | 0 | 0.81171 | 0 | 0 | 1 | 1 | 0 | 0 | 1
1011 | 0 | 0 | 0.81171 | 0 | 0 | 1 | 1 | 0 | 0 | 1
1012 | 0 | 0 | 0.81171 | 0 | 0 | 1 | 1 | 0 | 0 | 1
1013 | 0 | 0 | 0.81171 | 0 | 0 | 1 | 1 | 0 | 0 | 1
1014 | 0 | 0 | 0.81171 | 0 | 0 | 1 | 1 | 0 | 0 | 1
1015 | 0 | 0 | 0.81171 | 0 | 0 | 1 | 1 | 0 | 0 | 1
1016 | 0 | 0 | 0.81171 | 0 | 0 | 1 | 1 | 0 | 0 | 1
1017 | 0 | 0 | 0.81171 | 0 | 0 | 1 | 1 | 0 | 0 | 1
1018 | 0 | 0 | 0.81171 | 0 | 0 | 1 | 1 | 0 | 0 | 1
1019 | 0.054924 | 0 | 0.81171 | 0 | 0 | 1 | 1 | 0.054924 | 0 | 1
1020 | 0.13307 | 0 | 0.81171 | 0 | 0 | 1 | 1 | 0.13307 | 0 | 1
1021 | 0.13922 | 0 | 0.81171 | 0 | 0 | 1 | 1 | 0.13922 | 0 | 1
1022 | 0.19411 | 0 | 0.81171 | 0 | 0 | 1 | 1 | 0.19411 | 0 | 1
1023 | 0.16829 | 0 | 0.81171 | 0 | 0 | 1 | 1 | 0.16829 | 0 | 1
1024 | 0.11506 | 0 | 0.81171 | 0 | 0 | 1 | 1 | 0.11506 | 0 | 1
1025 | 0.014925 | 0 | 0.81171 | 0 | 0 | 1 | 1 | 0.014925 | 0 | 1
1026 | 0 | 0 | 0.81171 | 0 | 1 | 1 | 1 | 0 | 0 | 1
1027 | 0 | 0 | 0.81171 | 0 | 1 | 1 | 1 | 0 | 0 | 1
1028 | 0 | 0 | 0.81171 | 0 | 1 | 1 | 1 | 0 | 0 | 1
1029 | 0 | 0 | 0.81171 | 0 | 1 | 1 | 1 | 0 | 0 | 1
1030 | 0 | 0 | 0.81171 | 0 | 0 | 1 | 1 | 0 | 0 | 1
1031 | 0 | 0 | 0.81171 | 0 | 0 | 1 | 1 | 0 | 0 | 1
1032 | 0 | 0 | 0.81171 | 0 | 0 | 1 | 1 | 0 | 0 | 1
1033 | 0 | 0 | 0.83344 | 0 | 0 | 1 | 1 | 0 | 0 | 1
1034 | 0 | 0 | 0.83344 | 0 | 0 | 1 | 1 | 0 | 0 | 1
1035 | 0 | 0 | 0.83344 | 0 | 0 | 1 | 1 | 0 | 0 | 1
1036 | 0 | 0 | 0.83344 | 0 | 0 | 1 | 1 | 0 | 0 | 1
1037 | 0 | 0 | 0.83344 | 0 | 0 | 1 | 1 | 0 | 0 | 1
1038 | 0 | 0 | 0.83344 | 0 | 0 | 1 | 1 | 0 | 0 | 1
1039 | 0 | 0 | 0.83344 | 0 | 0 | 1 | 1 | 0 | 0 | 1
1040 | 0 | 0 | 0.83344 | 0 | 0 | 1 | 1 | 0 | 0 | 1
1041 | 0 | 0 | 0.83344 | 0 | 0 | 1 | 1 | 0 | 0 | 1
1042 | 0 | 0 | 0.83344 | 0 | 0 | 1 | 1 | 0 | 0 | 1
1043 | 0 | 0 | 0.83344 | 0 | 0 | 1 | 1 | 0 | 0 | 1
1044 | 0.058781 | 0 | 0.83344 | 0 | 0 | 1 | 1 | 0.058781 | 0 | 1
1045 | 0.11934 | 0 | 0.83344 | 0 | 0 | 1 | 1 | 0.11934 | 0 | 1
1046 | 0.17221 | 0 | 0.83344 | 0 | 0 | 1 | 1 | 0.17221 | 0 | 1
1047 | 0.11605 | 0 | 0.83344 | 0 | 0 | 1 | 1 | 0.11605 | 0 | 1
1048 | 0.029838 | 0 | 0.83344 | 0 | 0 | 1 | 1 | 0.029838 | 0 | 1
1049 | 0 | 0 | 0.83344 | 0 | 0 | 1 | 1 | 0 | 0 | 1
1050 | 0 | 0 | 0.83344 | 0 | 1 | 1 | 1 | 0 | 0 | 1
1051 | 0 | 0 | 0.83344 | 0 | 1 | 1 | 1 | 0 | 0 | 1
1052 | 0 | 0 | 0.83344 | 0 | 1 | 1 | 1 | 0 | 0 | 1
1053 | 0 | 0 | 0.83344 | 0 | 1 | 1 | 1 | 0 | 0 | 1
1054 | 0 | 0 | 0.83344 | 0 | 0 | 1 | 1 | 0 | 0 | 1
1055 | 0 | 0 | 0.83344 | 0 | 0 | 1 | 1 | 0 | 0 | 1
1056 | 0 | 0 | 0.83344 | 0 | 0 | 1 | 1 | 0 | 0 | 1
1057 | 0 | 0 | 0.83344 | 0 | 0 | 1 | 1 | 0 | 0 | 1
1058 | 0 | 0 | 0.83344 | 0 | 0 | 1 | 1 | 0 | 0 | 1
1059 | 0 | 0 | 0.83344 | 0 | 0 | 1 | 1 | 0 | 0 | 1
1060 | 0 | 0 | 0.83344 | 0 | 0 | 1 | 1 | 0 | 0 | 1
1061 | 0 | 0 | 0.83344 | 0 | 0 | 1 | 1 | 0 | 0 | 1
1062 | 0 | 0 | 0.83344 | 0 | 0 | 1 | 1 | 0 | 0 | 1
1063 | 0 | 0 | 0.83344 | 0 | 0 | 1 | 1 | 0 | 0 | 1
1064 | 0 | 0 | 0.83344 | 0 | 0 | 1 | 1 | 0 | 0 | 1
1065 | 0 | 0 | 0.83344 | 0 | 0 | 1 | 1 | 0 | 0 | 1
1066 | 0 | 0 | 0.83344 | 0 | 0 | 1 | 1 | 0 | 0 | 1
1067 | 0 | 0 | 0.83344 | 0 | 0 | 1 | 1 | 0 | 0 | 1
1068 | 0.044884 | 0 | 0.83344 | 0 | 0 | 1 | 1 | 0.044884 | 0 | 1
1069 | 0.1203 | 0.0082177 | 0.83344 | 0 | 0 | 1 | 1 | 0.1203 | 0.0082177 | 1
1070 | 0.1646 | 0.022904 | 0.83344 | 0 | 0 | 1 | 1 | 0.1646 | 0.022904 | 1
1071 | 0.13464 | 0.016335 | 0.83344 | 0 | 0 | 1 | 1 | 0.13464 | 0.016335 | 1
1072 | 0.021029 | 0.03067 | 0.83344 | 0 | 0 | 1 | 1 | 0.021029 | 0.03067 | 1
1073 | 0 | 0.028722 | 0.83344 | 0 | 0 | 1 | 1 | 0 | 0.028722 | 1
1074 | 0 | 0 | 0.83344 | 0 | 1 | 1 | 1 | 0 | 0 | 1
1075 | 0 | 0 | 0.83344 | 0 | 1 | 1 | 1 | 0 | 0 | 1
1076 | 0 | 0 | 0.83344 | 0 | 1 | 1 | 1 | 0 | 0 | 1
1077 | 0 | 0 | 0.83344 | 0 | 1 | 1 | 1 | 0 | 0 | 1
1078 | 0 | 0 | 0.83344 | 0 | 0 | 1 | 1 | 0 | 0 | 1
1079 | 0 | 0 | 0.83344 | 0 | 0 | 1 | 1 | 0 | 0 | 1
1080 | 0 | 0 | 0.83344 | 0 | 0 | 1 | 1 | 0 | 0 | 1
1081 | 0 | 0 | 0.83344 | 0 | 0 | 1 | 1 | 0 | 0 | 1
1082 | 0 | 0 | 0.83344 | 0 | 0 | 1 | 1 | 0 | 0 | 1
1083 | 0 | 0 | 0.83344 | 0 | 0 | 1 | 1 | 0 | 0 | 1
1084 | 0 | 0 | 0.83344 | 0 | 0 | 1 | 1 | 0 | 0 | 1
1085 | 0 | 0 | 0.83344 | 0 | 0 | 1 | 1 | 0 | 0 | 1
1086 | 0 | 0 | 0.83344 | 0 | 0 | 1 | 1 | 0 | 0 | 1
1087 | 0 | 0 | 0.83344 | 0 | 0 | 1 | 1 | 0 | 0 | 1
1088 | 0 | 0 | 0.83344 | 0 | 0 | 1 | 1 | 0 | 0 | 1
1089 | 0 | 0 | 0.83344 | 0 | 0 | 1 | 1 | 0 | 0 | 1
1090 | 0 | 0 | 0.83344 | 0 | 0 | 1 | 1 | 0 | 0 | 1
1091 | 0 | 0 | 0.83344 | 0 | 0 | 1 | 1 | 0 | 0 | 1
1092 | 0.031021 | 0 | 0.83344 | 0 | 0 | 1 | 1 | 0.031021 | 0 | 1
1093 | 0.065681 | 0 | 0.83344 | 0 | 0 | 1 | 1 | 0.065681 | 0 | 1
1094 | 0.098594 | 0.0063768 | 0.83344 | 0 | 0 | 1 | 1 | 0.098594 | 0.0063768 | 1
1095 | 0.10962 | 0.0016874 | 0.83344 | 0 | 0 | 1 | 1 | 0.10962 | 0.0016874 | 1
1096 | 0 | 0.014161 | 0.83344 | 0 | 0 | 1 | 1 | 0 | 0.014161 | 1
1097 | 0 | 0 | 0.83344 | 0 | 0 | 1 | 1 | 0 | 0 | 1
1098 | 0 | 0 | 0.83344 | 0 | 1 | 1 | 1 | 0 | 0 | 1
1099 | 0 | 0 | 0.83344 | 0 | 1 | 1 | 1 | 0 | 0 | 1
1100 | 0 | 0 | 0.83344 | 0 | 1 | 1 | 1 | 0 | 0 | 1
1101 | 0 | 0 | 0.83344 | 0 | 1 | 1 | 1 | 0 | 0 | 1
1102 | 0 | 0 | 0.83344 | 0 | 0 | 1 | 1 | 0 | 0 | 1
1103 | 0 | 0 | 0.83344 | 0 | 0 | 1 | 1 | 0 | 0 | 1
1104 | 0 | 0 | 0.83344 | 0 | 0 | 1 | 1 | 0 | 0 | 1
1105 | 0 | 0 | 0.83344 | 0 | 0 | 1 | 1 | 0 | 0 | 1
1106 | 0 | 0 | 0.83344 | 0 | 0 | 1 | 1 | 0 | 0 | 1
1107 | 0 | 0 | 0.83344 | 0 | 0 | 1 | 1 | 0 | 0 | 1
1108 | 0 | 0 | 0.83344 | 0 | 0 | 1 | 1 | 0 | 0 | 1
1109 | 0 | 0 | 0.83344 | 0 | 0 | 1 | 1 | 0 | 0 | 1
1110 | 0 | 0 | 0.83344 | 0 | 0 | 1 | 1 | 0 | 0 | 1
1111 | 0 | 0 | 0.83344 | 0 | 0 | 1 | 1 | 0 | 0 | 1
1112 | 0 | 0 | 0.83344 | 0 | 0 | 1 | 1 | 0 | 0 | 1
1113 | 0 | 0 | 0.83344 | 0 | 0 | 1 | 1 | 0 | 0 | 1
1114 | 0.035427 | 0 | 0.83344 | 0 | 0 | 1 | 1 | 0.035427 | 0 | 1
1115 | 0.17128 | 0 | 0.83344 | 0 | 0 | 1 | 1 | 0.17128 | 0 | 1
1116 | 0.24291 | 0 | 0.83344 | 0 | 0 | 1 | 1 | 0.24291 | 0 | 1
1117 | 0.21977 | 0 | 0.83344 | 0 | 0 | 1 | 1 | 0.21977 | 0 | 1
1118 | 0.17628 | 0 | 0.83344 | 0 | 0 | 1 | 1 | 0.17628 | 0 | 1
1119 | 0.20353 | 0 | 0.83344 | 0 | 0 | 1 | 1 | 0.20353 | 0 | 1
1120 | 0.042525 | 0 | 0.83344 | 0 | 0 | 1 | 1 | 0.042525 | 0 | 1
1121 | 0 | 0 | 0.83344 | 0 | 0 | 1 | 1 | 0 | 0 | 1
1122 | 0 | 0 | 0.83344 | 0 | 1 | 1 | 1 | 0 | 0 | 1
1123 | 0 | 0 | 0.83344 | 0 | 1 | 1 | 1 | 0 | 0 | 1
1124 | 0 | 0 | 0.83344 | 0 | 1 | 1 | 1 | 0 | 0 | 1
1125 | 0 | 0 | 0.83344 | 0 | 1 | 1 | 1 | 0 | 0 | 1
1126 | 0 | 0 | 0.83344 | 0 | 0 | 1 | 1 | 0 | 0 | 1
1127 | 0 | 0 | 0.83344 | 0 | 0 | 1 | 1 | 0 | 0 | 1
1128 | 0 | 0 | 0.83344 | 0 | 0 | 1 | 1 | 0 | 0 | 1
1129 | 0 | 0 | 0.83344 | 0 | 0 | 1 | 1 | 0 | 0 | 1
1130 | 0 | 0 | 0.83344 | 0 | 0 | 1 | 1 | 0 | 0 | 1
1131 | 0 | 0 | 0.83344 | 0 | 0 | 1 | 1 | 0 | 0 | 1
1132 | 0 | 0 | 0.83344 | 0 | 0 | 1 | 1 | 0 | 0 | 1
1133 | 0 | 0 | 0.83344 | 0 | 0 | 1 | 1 | 0 | 0 | 1
1134 | 0 | 0 | 0.83344 | 0 | 0 | 1 | 1 | 0 | 0 | 1
1135 | 0 | 0 | 0.83344 | 0 | 0 | 1 | 1 | 0 | 0 | 1
1136 | 0 | 0 | 0.83344 | 0 | 0 | 1 | 1 | 0 | 0 | 1
1137 | 0 | 0 | 0.83344 | 0 | 0 | 1 | 1 | 0 | 0 | 1
1138 | 0.049035 | 0 | 0.83344 | 0 | 0 | 1 | 1 | 0.049035 | 0 | 1
1139 | 0.14496 | 0 | 0.83344 | 0 | 0 | 1 | 1 | 0.14496 | 0 | 1
1140 | 0.14198 | 0 | 0.83344 | 0 | 0 | 1 | 1 | 0.14198 | 0 | 1
1141 | 0.071101 | 0 | 0.83344 | 0 | 0 | 1 | 1 | 0.071101 | 0 | 1
1142 | 0.046179 | 0 | 0.83344 | 0 | 0 | 1 | 1 | 0.046179 | 0 | 1
1143 | 0.026473 | 0 | 0.83344 | 0 | 0 | 1 | 1 | 0.026473 | 0 | 1
1144 | 0 | 0 | 0.83344 | 0 | 0 | 1 | 1 | 0 | 0 | 1
1145 | 0 | 0 | 0.83344 | 0 | 0 | 1 | 1 | 0 | 0 | 1
1146 | 0 | 0 | 0.83344 | 0 | 1 | 1 | 1 | 0 | 0 | 1
1147 | 0 | 0 | 0.83344 | 0 | 1 | 1 | 1 | 0 | 0 | 1
1148 | 0 | 0 | 0.83344 | 0 | 1 | 1 | 1 | 0 | 0 | 1
1149 | 0 | 0 | 0.83344 | 0 | 1 | 1 | 1 | 0 | 0 | 1
1150 | 0 | 0 | 0.83344 | 0 | 0 | 1 | 1 | 0 | 0 | 1
1151 | 0 | 0 | 0.83344 | 0 | 0 | 1 | 1 | 0 | 0 | 1
1152 | 0 | 0 | 0.83344 | 0 | 0 | 1 | 1 | 0 | 0 | 1
1153 | 0 | 0 | 0.83344 | 0 | 0 | 1 | 1 | 0 | 0 | 1
1154 | 0 | 0 | 0.83344 | 0 | 0 | 1 | 1 | 0 | 0 | 1
1155 | 0 | 0 | 0.83344 | 0 | 0 | 1 | 1 | 0 | 0 | 1
1156 | 0 | 0 | 0.83344 | 0 | 0 | 1 | 1 | 0 | 0 | 1
1157 | 0 | 0 | 0.83344 | 0 | 0 | 1 | 1 | 0 | 0 | 1
1158 | 0 | 0 | 0.83344 | 0 | 0 | 1 | 1 | 0 | 0 | 1
1159 | 0 | 0 | 0.83344 | 0 | 0 | 1 | 1 | 0 | 0 | 1
1160 | 0 | 0 | 0.83344 | 0 | 0 | 1 | 1 | 0 | 0 | 1
1161 | 0.00054113 | 0 | 0.83344 | 0 | 0 | 1 | 1 | 0.00054113 | 0 | 1
1162 | 0.10264 | 0 | 0.83344 | 0 | 0 | 1 | 1 | 0.10264 | 0 | 1
1163 | 0.22482 | 0 | 0.83344 | 0 | 0 | 1 | 1 | 0.22482 | 0 | 1
1164 | 0.21035 | 0 | 0.83344 | 0 | 0 | 1 | 1 | 0.21035 | 0 | 1
1165 | 0.16177 | 0 | 0.83344 | 0 | 0 | 1 | 1 | 0.16177 | 0 | 1
1166 | 0.12734 | 0 | 0.83344 | 0 | 0 | 1 | 1 | 0.12734 | 0 | 1
1167 | 0.070825 | 0 | 0.83344 | 0 | 0 | 1 | 1 | 0.070825 | 0 | 1
1168 | 0 | 0 | 0.83344 | 0 | 0 | 1 | 1 | 0 | 0 | 1
1169 | 0 | 0 | 0.83344 | 0 | 0 | 1 | 1 | 0 | 0 | 1
1170 | 0 | 0 | 0.83344 | 0 | 1 | 1 | 1 | 0 | 0 | 1
1171 | 0 | 0 | 0.83344 | 0 | 1 | 1 | 1 | 0 | 0 | 1
1172 | 0 | 0 | 0.83344 | 0 | 1 | 1 | 1 | 0 | 0 | 1
1173 | 0 | 0 | 0.83344 | 0 | 1 | 1 | 1 | 0 | 0 | 1
1174 | 0 | 0 | 0.83344 | 0 | 0 | 1 | 1 | 0 | 0 | 1
1175 | 0 | 0 | 0.83344 | 0 | 0 | 1 | 1 | 0 | 0 | 1
1176 | 0 | 0 | 0.83344 | 0 | 0 | 1 | 1 | 0 | 0 | 1
1177 | 0 | 0 | 0.90883 | 0 | 0 | 1 | 1 | 0 | 0 | 1
1178 | 0 | 0 | 0.90883 | 0 | 0 | 1 | 1 | 0 | 0 | 1
1179 | 0 | 0 | 0.90883 | 0 | 0 | 1 | 1 | 0 | 0 | 1
1180 | 0 | 0 | 0.90883 | 0 | 0 | 1 | 1 | 0 | 0 | 1
1181 | 0 | 0 | 0.90883 | 0 | 0 | 1 | 1 | 0 | 0 | 1
1182 | 0 | 0 | 0.90883 | 0 | 0 | 1 | 1 | 0 | 0 | 1
1183 | 0 | 0 | 0.90883 | 0 | 0 | 1 | 1 | 0 | 0 | 1
1184 | 0 | 0 | 0.90883 | 0 | 0 | 1 | 1 | 0 | 0 | 1
1185 | 0 | 0 | 0.90883 | 0 | 0 | 1 | 1 | 0 | 0 | 1
1186 | 0.076425 | 0 | 0.90883 | 0 | 0 | 1 | 1 | 0.076425 | 0 | 1
1187 | 0.19847 | 0 | 0.90883 | 0 | 0 | 1 | 1 | 0.19847 | 0 | 1
1188 | 0.12398 | 0 | 0.90883 | 0 | 0 | 1 | 1 | 0.12398 | 0 | 1
1189 | 0.10929 | 0 | 0.90883 | 0 | 0 | 1 | 1 | 0.10929 | 0 | 1
1190 | 0.13041 | 0 | 0.90883 | 0 | 0 | 1 | 1 | 0.13041 | 0 | 1
1191 | 0.038264 | 0 | 0.90883 | 0 | 0 | 1 | 1 | 0.038264 | 0 | 1
1192 | 0 | 0 | 0.90883 | 0 | 0 | 1 | 1 | 0 | 0 | 1
1193 | 0 | 0 | 0.90883 | 0 | 0 | 1 | 1 | 0 | 0 | 1
1194 | 0 | 0 | 0.90883 | 0 | 1 | 1 | 1 | 0 | 0 | 1
1195 | 0 | 0 | 0.90883 | 0 | 1 | 1 | 1 | 0 | 0 | 1
1196 | 0 | 0 | 0.90883 | 0 | 1 | 1 | 1 | 0 | 0 | 1
1197 | 0 | 0 | 0.90883 | 0 | 1 | 1 | 1 | 0 | 0 | 1
1198 | 0 | 0 | 0.90883 | 0 | 0 | 1 | 1 | 0 | 0 | 1
1199 | 0 | 0 | 0.90883 | 0 | 0 | 1 | 1 | 0 | 0 | 1
1200 | 0 | 0 | 0.90883 | 0 | 0 | 1 | 1 | 0 | 0 | 1
1201 | 0 | 0 | 0.90883 | 0 | 0 | 1 | 1 | 0 | 0 | 1
1202 | 0 | 0 | 0.90883 | 0 | 0 | 1 | 1 | 0 | 0 | 1
1203 | 0 | 0 | 0.90883 | 0 | 0 | 1 | 1 | 0 | 0 | 1
1204 | 0 | 0 | 0.90883 | 0 | 0 | 1 | 1 | 0 | 0 | 1
1205 | 0 | 0 | 0.90883 | 0 | 0 | 1 | 1 | 0 | 0 | 1
1206 | 0 | 0 | 0.90883 | 0 | 0 | 1 | 1 | 0 | 0 | 1
1207 | 0 | 0 | 0.90883 | 0 | 0 | 1 | 1 | 0 | 0 | 1
1208 | 0 | 0 | 0.90883 | 0 | 0 | 1 | 1 | 0 | 0 | 1
1209 | 0 | 0 | 0.90883 | 0 | 0 | 1 | 1 | 0 | 0 | 1
1210 | 0.04395 | 0 | 0.90883 | 0 | 0 | 1 | 1 | 0.04395 | 0 | 1
1211 | 0.19887 | 0 | 0.90883 | 0 | 0 | 1 | 1 | 0.19887 | 0 | 1
1212 | 0.21247 | 0 | 0.90883 | 0 | 0 | 1 | 1 | 0.21247 | 0 | 1
1213 | 0.30889 | 0 | 0.90883 | 0 | 0 | 1 | 1 | 0.30889 | 0 | 1
1214 | 0.27977 | 0 | 0.90883 | 0 | 0 | 1 | 1 | 0.27977 | 0 | 1
1215 | 0.18736 | 0 | 0.90883 | 0 | 0 | 1 | 1 | 0.18736 | 0 | 1
1216 | 0.11993 | 0 | 0.90883 | 0 | 0 | 1 | 1 | 0.11993 | 0 | 1
1217 | 0.036787 | 0 | 0.90883 | 0 | 0 | 1 | 1 | 0.036787 | 0 | 1
1218 | 0 | 0 | 0.90883 | 0 | 1 | 1 | 1 | 0 | 0 | 1
1219 | 0 | 0 | 0.90883 | 0 | 1 | 1 | 1 | 0 | 0 | 1
1220 | 0 | 0 | 0.90883 | 0 | 1 | 1 | 1 | 0 | 0 | 1
1221 | 0 | 0 | 0.90883 | 0 | 1 | 1 | 1 | 0 | 0 | 1
1222 | 0 | 0 | 0.90883 | 0 | 0 | 1 | 1 | 0 | 0 | 1
1223 | 0 | 0 | 0.90883 | 0 | 0 | 1 | 1 | 0 | 0 | 1
1224 | 0 | 0 | 0.90883 | 0 | 0 | 1 | 1 | 0 | 0 | 1
1225 | 0 | 0 | 0.90883 | 0 | 0 | 1 | 1 | 0 | 0 | 1
1226 | 0 | 0 | 0.90883 | 0 | 0 | 1 | 1 | 0 | 0 | 1
1227 | 0 | 0 | 0.90883 | 0 | 0 | 1 | 1 | 0 | 0 | 1
1228 | 0 | 0 | 0.90883 | 0 | 0 | 1 | 1 | 0 | 0 | 1
1229 | 0 | 0 | 0.90883 | 0 | 0 | 1 | 1 | 0 | 0 | 1
1230 | 0 | 0 | 0.90883 | 0 | 0 | 1 | 1 | 0 | 0 | 1
1231 | 0 | 0 | 0.90883 | 0 | 0 | 1 | 1 | 0 | 0 | 1
1232 | 0 | 0 | 0.90883 | 0 | 0 | 1 | 1 | 0 | 0 | 1
1233 | 0 | 0 | 0.90883 | 0 | 0 | 1 | 1 | 0 | 0 | 1
1234 | 0 | 0 | 0.90883 | 0 | 0 | 1 | 1 | 0 | 0 | 1
1235 | 0.047487 | 0 | 0.90883 | 0 | 0 | 1 | 1 | 0.047487 | 0 | 1
1236 | 0.083841 | 0 | 0.90883 | 0 | 0 | 1 | 1 | 0.083841 | 0 | 1
1237 | 0.14691 | 0 | 0.90883 | 0 | 0 | 1 | 1 | 0.14691 | 0 | 1
1238 | 0.14389 | 0 | 0.90883 | 0 | 0 | 1 | 1 | 0.14389 | 0 | 1
1239 | 0.097803 | 0 | 0.90883 | 0 | 0 | 1 | 1 | 0.097803 | 0 | 1
1240 | 0.024688 | 0 | 0.90883 | 0 | 0 | 1 | 1 | 0.024688 | 0 | 1
1241 | 0 | 0 | 0.90883 | 0 | 0 | 1 | 1 | 0 | 0 | 1
1242 | 0 | 0 | 0.90883 | 0 | 1 | 1 | 1 | 0 | 0 | 1
1243 | 0 | 0 | 0.90883 | 0 | 1 | 1 | 1 | 0 | 0 | 1
1244 | 0 | 0 | 0.90883 | 0 | 1 | 1 | 1 | 0 | 0 | 1
1245 | 0 | 0 | 0.90883 | 0 | 1 | 1 | 1 | 0 | 0 | 1
1246 | 0 | 0 | 0.90883 | 0 | 0 | 1 | 1 | 0 | 0 | 1
1247 | 0 | 0 | 0.90883 | 0 | 0 | 1 | 1 | 0 | 0 | 1
1248 | 0 | 0 | 0.90883 | 0 | 0 | 1 | 1 | 0 | 0 | 1
1249 | 0 | 0 | 0.90883 | 0 | 0 | 1 | 1 | 0 | 0 | 1
1250 | 0 | 0 | 0.90883 | 0 | 0 | 1 | 1 | 0 | 0 | 1
1251 | 0 | 0 | 0.90883 | 0 | 0 | 1 | 1 | 0 | 0 | 1
1252 | 0 | 0 | 0.90883 | 0 | 0 | 1 | 1 | 0 | 0 | 1
1253 | 0 | 0 | 0.90883 | 0 | 0 | 1 | 1 | 0 | 0 | 1
1254 | 0 | 0 | 0.90883 | 0 | 0 | 1 | 1 | 0 | 0 | 1
1255 | 0 | 0 | 0.90883 | 0 | 0 | 1 | 1 | 0 | 0 | 1
1256 | 0 | 0 | 0.90883 | 0 | 0 | 1 | 1 | 0 | 0 | 1
1257 | 0 | 0 | 0.90883 | 0 | 0 | 1 | 1 | 0 | 0 | 1
1258 | 0.012557 | 0 | 0.90883 | 0 | 0 | 1 | 1 | 0.012557 | 0 | 1
1259 | 0.14024 | 0 | 0.90883 | 0 | 0 | 1 | 1 | 0.14024 | 0 | 1
1260 | 0.21039 | 0 | 0.90883 | 0 | 0 | 1 | 1 | 0.21039 | 0 | 1
1261 | 0.25761 | 0 | 0.90883 | 0 | 0 | 1 | 1 | 0.25761 | 0 | 1
1262 | 0.21706 | 0 | 0.90883 | 0 | 0 | 1 | 1 | 0.21706 | 0 | 1
1263 | 0.18915 | 0 | 0.90883 | 0 | 0 | 1 | 1 | 0.18915 | 0 | 1
1264 | 0.073131 | 0 | 0.90883 | 0 | 0 | 1 | 1 | 0.073131 | 0 | 1
1265 | 0.028112 | 0 | 0.90883 | 0 | 0 | 1 | 1 | 0.028112 | 0 | 1
1266 | 0 | 0 | 0.90883 | 0 | 1 | 1 | 1 | 0 | 0 | 1
1267 | 0 | 0 | 0.90883 | 0 | 1 | 1 | 1 | 0 | 0 | 1
1268 | 0 | 0 | 0.90883 | 0 | 1 | 1 | 1 | 0 | 0 | 1
1269 | 0 | 0 | 0.90883 | 0 | 1 | 1 | 1 | 0 | 0 | 1
1270 | 0 | 0 | 0.90883 | 0 | 0 | 1 | 1 | 0 | 0 | 1
1271 | 0 | 0 | 0.90883 | 0 | 0 | 1 | 1 | 0 | 0 | 1
1272 | 0 | 0 | 0.90883 | 0 | 0 | 1 | 1 | 0 | 0 | 1
1273 | 0 | 0 | 0.90883 | 0 | 0 | 1 | 1 | 0 | 0 | 1
1274 | 0 | 0 | 0.90883 | 0 | 0 | 1 | 1 | 0 | 0 | 1
1275 | 0 | 0 | 0.90883 | 0 | 0 | 1 | 1 | 0 | 0 | 1
1276 | 0 | 0 | 0.90883 | 0 | 0 | 1 | 1 | 0 | 0 | 1
1277 | 0 | 0 | 0.90883 | 0 | 0 | 1 | 1 | 0 | 0 | 1
1278 | 0 | 0 | 0.90883 | 0 | 0 | 1 | 1 | 0 | 0 | 1
1279 | 0 | 0 | 0.90883 | 0 | 0 | 1 | 1 | 0 | 0 | 1
1280 | 0 | 0 | 0.90883 | 0 | 0 | 1 | 1 | 0 | 0 | 1
1281 | 0 | 0 | 0.90883 | 0 | 0 | 1 | 1 | 0 | 0 | 1
1282 | 0 | 0 | 0.90883 | 0 | 0 | 1 | 1 | 0 | 0 | 1
1283 | 0 | 0 | 0.90883 | 0 | 0 | 1 | 1 | 0 | 0 | 1
1284 | 0.088283 | 0 | 0.90883 | 0 | 0 | 1 | 1 | 0.088283 | 0 | 1
1285 | 0.14221 | 0 | 0.90883 | 0 | 0 | 1 | 1 | 0.14221 | 0 | 1
1286 | 0.14492 | 0 | 0.90883 | 0 | 0 | 1 | 1 | 0.14492 | 0 | 1
1287 | 0.14513 | 0 | 0.90883 | 0 | 0 | 1 | 1 | 0.14513 | 0 | 1
1288 | 0.054468 | 0 | 0.90883 | 0 | 0 | 1 | 1 | 0.054468 | 0 | 1
1289 | 0.017555 | 0 | 0.90883 | 0 | 0 | 1 | 1 | 0.017555 | 0 | 1
1290 | 0 | 0 | 0.90883 | 0 | 1 | 1 | 1 | 0 | 0 | 1
1291 | 0 | 0 | 0.90883 | 0 | 1 | 1 | 1 | 0 | 0 | 1
1292 | 0 | 0 | 0.90883 | 0 | 1 | 1 | 1 | 0 | 0 | 1
1293 | 0 | 0 | 0.90883 | 0 | 1 | 1 | 1 | 0 | 0 | 1
1294 | 0 | 0 | 0.90883 | 0 | 0 | 1 | 1 | 0 | 0 | 1
1295 | 0 | 0 | 0.90883 | 0 | 0 | 1 | 1 | 0 | 0 | 1
1296 | 0 | 0 | 0.90883 | 0 | 0 | 1 | 1 | 0 | 0 | 1
1297 | 0 | 0 | 0.90883 | 0 | 0 | 1 | 1 | 0 | 0 | 1
1298 | 0 | 0 | 0.90883 | 0 | 0 | 1 | 1 | 0 | 0 | 1
1299 | 0 | 0 | 0.90883 | 0 | 0 | 1 | 1 | 0 | 0 | 1
1300 | 0 | 0 | 0.90883 | 0 | 0 | 1 | 1 | 0 | 0 | 1
1301 | 0 | 0 | 0.90883 | 0 | 0 | 1 | 1 | 0 | 0 | 1
1302 | 0 | 0 | 0.90883 | 0 | 0 | 1 | 1 | 0 | 0 | 1
1303 | 0 | 0.0097667 | 0.90883 | 0 | 0 | 1 | 1 | 0 | 0.0097667 | 1
1304 | 0 | 0.006488 | 0.90883 | 0 | 0 | 1 | 1 | 0 | 0.006488 | 1
1305 | 0 | 0 | 0.90883 | 0 | 0 | 1 | 1 | 0 | 0 | 1
1306 | 0 | 0 | 0.90883 | 0 | 0 | 1 | 1 | 0 | 0 | 1
1307 | 0.037396 | 0 | 0.90883 | 0 | 0 | 1 | 1 | 0.037396 | 0 | 1
1308 | 0.19908 | 0 | 0.90883 | 0 | 0 | 1 | 1 | 0.19908 | 0 | 1
1309 | 0.2439 | 0.0011222 | 0.90883 | 0 | 0 | 1 | 1 | 0.2439 | 0.0011222 | 1
1310 | 0.22452 | 0.015044 | 0.90883 | 0 | 0 | 1 | 1 | 0.22452 | 0.015044 | 1
1311 | 0.13575 | 0.022729 | 0.90883 | 0 | 0 | 1 | 1 | 0.13575 | 0.022729 | 1
1312 | 0.078984 | 0.01138 | 0.90883 | 0 | 0 | 1 | 1 | 0.078984 | 0.01138 | 1
1313 | 0.0063416 | 0.0050802 | 0.90883 | 0 | 0 | 1 | 1 | 0.0063416 | 0.0050802 | 1
1314 | 0 | 0.0030974 | 0.90883 | 0 | 1 | 1 | 1 | 0 | 0.0030974 | 1
1315 | 0 | 0 | 0.90883 | 0 | 1 | 1 | 1 | 0 | 0 | 1
1316 | 0 | 0 | 0.90883 | 0 | 1 | 1 | 1 | 0 | 0 | 1
1317 | 0 | 0 | 0.90883 | 0 | 1 | 1 | 1 | 0 | 0 | 1
1318 | 0 | 0 | 0.90883 | 0 | 0 | 1 | 1 | 0 | 0 | 1
1319 | 0 | 0 | 0.90883 | 0 | 0 | 1 | 1 | 0 | 0 | 1
1320 | 0 | 0 | 0.90883 | 0 | 0 | 1 | 1 | 0 | 0 | 1
1321 | 0 | 0 | 0.90883 | 0 | 0 | 1 | 1 | 0 | 0 | 1
1322 | 0 | 0 | 0.90883 | 0 | 0 | 1 | 1 | 0 | 0 | 1
1323 | 0 | 0 | 0.90883 | 0 | 0 | 1 | 1 | 0 | 0 | 1
1324 | 0 | 0 | 0.90883 | 0 | 0 | 1 | 1 | 0 | 0 | 1
1325 | 0 | 0 | 0.90883 | 0 | 0 | 1 | 1 | 0 | 0 | 1
1326 | 0 | 0 | 0.90883 | 0 | 0 | 1 | 1 | 0 | 0 | 1
1327 | 0 | 0 | 0.90883 | 0 | 0 | 1 | 1 | 0 | 0 | 1
1328 | 0 | 0 | 0.90883 | 0 | 0 | 1 | 1 | 0 | 0 | 1
1329 | 0 | 0 | 0.90883 | 0 | 0 | 1 | 1 | 0 | 0 | 1
1330 | 0 | 0 | 0.90883 | 0 | 0 | 1 | 1 | 0 | 0 | 1
1331 | 0 | 0 | 0.90883 | 0 | 0 | 1 | 1 | 0 | 0 | 1
1332 | 0.17347 | 0 | 0.90883 | 0 | 0 | 1 | 1 | 0.17347 | 0 | 1
1333 | 0.22466 | 0.0005531 | 0.90883 | 0 | 0 | 1 | 1 | 0.22466 | 0.0005531 | 1
1334 | 0.17955 | 0.012776 | 0.90883 | 0 | 0 | 1 | 1 | 0.17955 | 0.012776 | 1
1335 | 0.079429 | 0.027194 | 0.90883 | 0 | 0 | 1 | 1 | 0.079429 | 0.027194 | 1
1336 | 0.0090796 | 0.0075713 | 0.90883 | 0 | 0 | 1 | 1 | 0.0090796 | 0.0075713 | 1
1337 | 0 | 0.00094724 | 0.90883 | 0 | 0 | 1 | 1 | 0 | 0.00094724 | 1
1338 | 0 | 0 | 0.90883 | 0 | 1 | 1 | 1 | 0 | 0 | 1
1339 | 0 | 0 | 0.90883 | 0 | 1 | 1 | 1 | 0 | 0 | 1
1340 | 0 | 0 | 0.90883 | 0 | 1 | 1 | 1 | 0 | 0 | 1
1341 | 0 | 0 | 0.90883 | 0 | 1 | 1 | 1 | 0 | 0 | 1
1342 | 0 | 0 | 0.90883 | 0 | 0 | 1 | 1 | 0 | 0 | 1
1343 | 0 | 0 | 0.90883 | 0 | 0 | 1 | 1 | 0 | 0 | 1
1344 | 0 | 0 | 0.90883 | 0 | 0 | 1 | 1 | 0 | 0 | 1
1345 | 0 | 0 | 0.85369 | 0 | 0 | 1 | 1 | 0 | 0 | 1
1346 | 0 | 0 | 0.85369 | 0 | 0 | 1 | 1 | 0 | 0 | 1
1347 | 0 | 0 | 0.85369 | 0 | 0 | 1 | 1 | 0 | 0 | 1
1348 | 0 | 0 | 0.85369 | 0 | 0 | 1 | 1 | 0 | 0 | 1
1349 | 0 | 0 | 0.85369 | 0 | 0 | 1 | 1 | 0 | 0 | 1
1350 | 0 | 0 | 0.85369 | 0 | 0 | 1 | 1 | 0 | 0 | 1
1351 | 0 | 0 | 0.85369 | 0 | 0 | 1 | 1 | 0 | 0 | 1
1352 | 0 | 0 | 0.85369 | 0 | 0 | 1 | 1 | 0 | 0 | 1
1353 | 0 | 0 | 0.85369 | 0 | 0 | 1 | 1 | 0 | 0 | 1
1354 | 0.013776 | 0 | 0.85369 | 0 | 0 | 1 | 1 | 0.013776 | 0 | 1
1355 | 0.1129 | 0 | 0.85369 | 0 | 0 | 1 | 1 | 0.1129 | 0 | 1
1356 | 0.27021 | 0.0013039 | 0.85369 | 0 | 0 | 1 | 1 | 0.27021 | 0.0013039 | 1
1357 | 0.27102 | 0 | 0.85369 | 0 | 0 | 1 | 1 | 0.27102 | 0 | 1
1358 | 0.16354 | 0.0014241 | 0.85369 | 0 | 0 | 1 | 1 | 0.16354 | 0.0014241 | 1
1359 | 0.063146 | 0.015427 | 0.85369 | 0 | 0 | 1 | 1 | 0.063146 | 0.015427 | 1
1360 | 0 | 0.011488 | 0.85369 | 0 | 0 | 1 | 1 | 0 | 0.011488 | 1
1361 | 0 | 0 | 0.85369 | 0 | 0 | 1 | 1 | 0 | 0 | 1
1362 | 0 | 0 | 0.85369 | 0 | 1 | 1 | 1 | 0 | 0 | 1
1363 | 0 | 0 | 0.85369 | 0 | 1 | 1 | 1 | 0 | 0 | 1
1364 | 0 | 0 | 0.85369 | 0 | 1 | 1 | 1 | 0 | 0 | 1
1365 | 0 | 0 | 0.85369 | 0 | 1 | 1 | 1 | 0 | 0 | 1
1366 | 0 | 0 | 0.85369 | 0 | 0 | 1 | 1 | 0 | 0 | 1
1367 | 0 | 0 | 0.85369 | 0 | 0 | 1 | 1 | 0 | 0 | 1
1368 | 0 | 0 | 0.85369 | 0 | 0 | 1 | 1 | 0 | 0 | 1
1369 | 0 | 0 | 0.85369 | 0 | 0 | 1 | 1 | 0 | 0 | 1
1370 | 0 | 0 | 0.85369 | 0 | 0 | 1 | 1 | 0 | 0 | 1
1371 | 0 | 0 | 0.85369 | 0 | 0 | 1 | 1 | 0 | 0 | 1
1372 | 0 | 0 | 0.85369 | 0 | 0 | 1 | 1 | 0 | 0 | 1
1373 | 0 | 0 | 0.85369 | 0 | 0 | 1 | 1 | 0 | 0 | 1
1374 | 0 | 0 | 0.85369 | 0 | 0 | 1 | 1 | 0 | 0 | 1
1375 | 0 | 0 | 0.85369 | 0 | 0 | 1 | 1 | 0 | 0 | 1
1376 | 0 | 0 | 0.85369 | 0 | 0 | 1 | 1 | 0 | 0 | 1
1377 | 0 | 0 | 0.85369 | 0 | 0 | 1 | 1 | 0 | 0 | 1
1378 | 0 | 0 | 0.85369 | 0 | 0 | 1 | 1 | 0 | 0 | 1
1379 | 0.024885 | 0 | 0.85369 | 0 | 0 | 1 | 1 | 0.024885 | 0 | 1
1380 | 0.10525 | 0 | 0.85369 | 0 | 0 | 1 | 1 | 0.10525 | 0 | 1
1381 | 0.10443 | 0 | 0.85369 | 0 | 0 | 1 | 1 | 0.10443 | 0 | 1
1382 | 0.042691 | 0 | 0.85369 | 0 | 0 | 1 | 1 | 0.042691 | 0 | 1
1383 | 0.015383 | 0.0047952 | 0.85369 | 0 | 0 | 1 | 1 | 0.015383 | 0.0047952 | 1
1384 | 0 | 0.0018526 | 0.85369 | 0 | 0 | 1 | 1 | 0 | 0.0018526 | 1
1385 | 0 | 0 | 0.85369 | 0 | 0 | 1 | 1 | 0 | 0 | 1
1386 | 0 | 0 | 0.85369 | 0 | 1 | 1 | 1 | 0 | 0 | 1
1387 | 0 | 0 | 0.85369 | 0 | 1 | 1 | 1 | 0 | 0 | 1
1388 | 0 | 0 | 0.85369 | 0 | 1 | 1 | 1 | 0 | 0 | 1
1389 | 0 | 0 | 0.85369 | 0 | 1 | 1 | 1 | 0 | 0 | 1
1390 | 0 | 0 | 0.85369 | 0 | 0 | 1 | 1 | 0 | 0 | 1
1391 | 0 | 0 | 0.85369 | 0 | 0 | 1 | 1 | 0 | 0 | 1
1392 | 0 | 0 | 0.85369 | 0 | 0 | 1 | 1 | 0 | 0 | 1
1393 | 0 | 0 | 0.85369 | 0 | 0 | 1 | 1 | 0 | 0 | 1
1394 | 0 | 0 | 0.85369 | 0 | 0 | 1 | 1 | 0 | 0 | 1
1395 | 0 | 0 | 0.85369 | 0 | 0 | 1 | 1 | 0 | 0 | 1
1396 | 0 | 0 | 0.85369 | 0 | 0 | 1 | 1 | 0 | 0 | 1
1397 | 0 | 0 | 0.85369 | 0 | 0 | 1 | 1 | 0 | 0 | 1
1398 | 0 | 0.01147 | 0.85369 | 0 | 0 | 1 | 1 | 0 | 0.01147 | 1
1399 | 0 | 0.043405 | 0.85369 | 0 | 0 | 1 | 1 | 0 | 0.043405 | 1
1400 | 0 | 0.034076 | 0.85369 | 0 | 0 | 1 | 1 | 0 | 0.034076 | 1
1401 | 0 | 0.01292 | 0.85369 | 0 | 0 | 1 | 1 | 0 | 0.01292 | 1
1402 | 0 | 0.033363 | 0.85369 | 0 | 0 | 1 | 1 | 0 | 0.033363 | 1
1403 | 0 | 0.033667 | 0.85369 | 0 | 0 | 1 | 1 | 0 | 0.033667 | 1
1404 | 0 | 0.043044 | 0.85369 | 0 | 0 | 1 | 1 | 0 | 0.043044 | 1
1405 | 0 | 0.045433 | 0.85369 | 0 | 0 | 1 | 1 | 0 | 0.045433 | 1
1406 | 0 | 0.044784 | 0.85369 | 0 | 0 | 1 | 1 | 0 | 0.044784 | 1
1407 | 0 | 0.040306 | 0.85369 | 0 | 0 | 1 | 1 | 0 | 0.040306 | 1
1408 | 0 | 0.027742 | 0.85369 | 0 | 0 | 1 | 1 | 0 | 0.027742 | 1
1409 | 0 | 0.012816 | 0.85369 | 0 | 0 | 1 | 1 | 0 | 0.012816 | 1
1410 | 0 | 0 | 0.85369 | 0 | 1 | 1 | 1 | 0 | 0 | 1
1411 | 0 | 0 | 0.85369 | 0 | 1 | 1 | 1 | 0 | 0 | 1
1412 | 0 | 0 | 0.85369 | 0 | 1 | 1 | 1 | 0 | 0 | 1
1413 | 0 | 0 | 0.85369 | 0 | 1 | 1 | 1 | 0 | 0 | 1
1414 | 0 | 0 | 0.85369 | 0 | 0 | 1 | 1 | 0 | 0 | 1
1415 | 0 | 0 | 0.85369 | 0 | 0 | 1 | 1 | 0 | 0 | 1
1416 | 0 | 0 | 0.85369 | 0 | 0 | 1 | 1 | 0 | 0 | 1
1417 | 0 | 0 | 0.85369 | 0 | 0 | 1 | 1 | 0 | 0 | 1
1418 | 0 | 0 | 0.85369 | 0 | 0 | 1 | 1 | 0 | 0 | 1
1419 | 0 | 0 | 0.85369 | 0 | 0 | 1 | 1 | 0 | 0 | 1
1420 | 0 | 0 | 0.85369 | 0 | 0 | 1 | 1 | 0 | 0 | 1
1421 | 0 | 0 | 0.85369 | 0 | 0 | 1 | 1 | 0 | 0 | 1
1422 | 0 | 0 | 0.85369 | 0 | 0 | 1 | 1 | 0 | 0 | 1
1423 | 0 | 0.022127 | 0.85369 | 0 | 0 | 1 | 1 | 0 | 0.022127 | 1
1424 | 0 | 0.032467 | 0.85369 | 0 | 0 | 1 | 1 | 0 | 0.032467 | 1
1425 | 0 | 0.019043 | 0.85369 | 0 | 0 | 1 | 1 | 0 | 0.019043 | 1
1426 | 0 | 0.014721 | 0.85369 | 0 | 0 | 1 | 1 | 0 | 0.014721 | 1
1427 | 0 | 0.01029 | 0.85369 | 0 | 0 | 1 | 1 | 0 | 0.01029 | 1
1428 | 0 | 0.023955 | 0.85369 | 0 | 0 | 1 | 1 | 0 | 0.023955 | 1
1429 | 0 | 0.034367 | 0.85369 | 0 | 0 | 1 | 1 | 0 | 0.034367 | 1
1430 | 0 | 0.022787 | 0.85369 | 0 | 0 | 1 | 1 | 0 | 0.022787 | 1
1431 | 0 | 0.014545 | 0.85369 | 0 | 0 | 1 | 1 | 0 | 0.014545 | 1
1432 | 0 | 0.012211 | 0.85369 | 0 | 0 | 1 | 1 | 0 | 0.012211 | 1
1433 | 0 | 0.0098628 | 0.85369 | 0 | 0 | 1 | 1 | 0 | 0.0098628 | 1
1434 | 0 | 0 | 0.85369 | 0 | 1 | 1 | 1 | 0 | 0 | 1
1435 | 0 | 0 | 0.85369 | 0 | 1 | 1 | 1 | 0 | 0 | 1
1436 | 0 | 0.0055348 | 0.85369 | 0 | 1 | 1 | 1 | 0 | 0.0055348 | 1
1437 | 0 | 0.0045349 | 0.85369 | 0 | 1 | 1 | 1 | 0 | 0.0045349 | 1
1438 | 0 | 0 | 0.85369 | 0 | 0 | 1 | 1 | 0 | 0 | 1
1439 | 0 | 0 | 0.85369 | 0 | 0 | 1 | 1 | 0 | 0 | 1
1440 | 0 | 0 | 0.85369 | 0 | 0 | 1 | 1 | 0 | 0 | 1
1441 | 0 | 0 | 0.85369 | 0 | 0 | 1 | 1 | 0 | 0 | 1
1442 | 0 | 0 | 0.85369 | 0 | 0 | 1 | 1 | 0 | 0 | 1
1443 | 0 | 0 | 0.85369 | 0 | 0 | 1 | 1 | 0 | 0 | 1
1444 | 0 | 0 | 0.85369 | 0 | 0 | 1 | 1 | 0 | 0 | 1
1445 | 0 | 0 | 0.85369 | 0 | 0 | 1 | 1 | 0 | 0 | 1
1446 | 0 | 0 | 0.85369 | 0 | 0 | 1 | 1 | 0 | 0 | 1
1447 | 0 | 0.035778 | 0.85369 | 0 | 0 | 1 | 1 | 0 | 0.035778 | 1
1448 | 0 | 0.047774 | 0.85369 | 0 | 0 | 1 | 1 | 0 | 0.047774 | 1
1449 | 0 | 0.028098 | 0.85369 | 0 | 0 | 1 | 1 | 0 | 0.028098 | 1
1450 | 0 | 0.027242 | 0.85369 | 0 | 0 | 1 | 1 | 0 | 0.027242 | 1
1451 | 0 | 0.030329 | 0.85369 | 0 | 0 | 1 | 1 | 0 | 0.030329 | 1
1452 | 0 | 0.05208 | 0.85369 | 0 | 0 | 1 | 1 | 0 | 0.05208 | 1
1453 | 0 | 0.051661 | 0.85369 | 0 | 0 | 1 | 1 | 0 | 0.051661 | 1
1454 | 0 | 0.046685 | 0.85369 | 0 | 0 | 1 | 1 | 0 | 0.046685 | 1
1455 | 0 | 0.03614 | 0.85369 | 0 | 0 | 1 | 1 | 0 | 0.03614 | 1
1456 | 0 | 0.034702 | 0.85369 | 0 | 0 | 1 | 1 | 0 | 0.034702 | 1
1457 | 0 | 0.013712 | 0.85369 | 0 | 0 | 1 | 1 | 0 | 0.013712 | 1
1458 | 0 | 0 | 0.85369 | 0 | 1 | 1 | 1 | 0 | 0 | 1
1459 | 0 | 0 | 0.85369 | 0 | 1 | 1 | 1 | 0 | 0 | 1
1460 | 0 | 0 | 0.85369 | 0 | 1 | 1 | 1 | 0 | 0 | 1
1461 | 0 | 0 | 0.85369 | 0 | 1 | 1 | 1 | 0 | 0 | 1
1462 | 0 | 0 | 0.85369 | 0 | 0 | 1 | 1 | 0 | 0 | 1
1463 | 0 | 0 | 0.85369 | 0 | 0 | 1 | 1 | 0 | 0 | 1
1464 | 0 | 0 | 0.85369 | 0 | 0 | 1 | 1 | 0 | 0 | 1
1465 | 0 | 0 | 0.85369 | 0 | 0 | 1 | 1 | 0 | 0 | 1
1466 | 0 | 0 | 0.85369 | 0 | 0 | 1 | 1 | 0 | 0 | 1
1467 | 0 | 0 | 0.85369 | 0 | 0 | 1 | 1 | 0 | 0 | 1
1468 | 0 | 0 | 0.85369 | 0 | 0 | 1 | 1 | 0 | 0 | 1
1469 | 0 | 0 | 0.85369 | 0 | 0 | 1 | 1 | 0 | 0 | 1
1470 | 0 | 0 | 0.85369 | 0 | 0 | 1 | 1 | 0 | 0 | 1
1471 | 0 | 0.0086249 | 0.85369 | 0 | 0 | 1 | 1 | 0 | 0.0086249 | 1
1472 | 0 | 0.021542 | 0.85369 | 0 | 0 | 1 | 1 | 0 | 0.021542 | 1
1473 | 0 | 0.020074 | 0.85369 | 0 | 0 | 1 | 1 | 0 | 0.020074 | 1
1474 | 0 | 0.0076289 | 0.85369 | 0 | 0 | 1 | 1 | 0 | 0.0076289 | 1
1475 | 0.013665 | 0.029103 | 0.85369 | 0 | 0 | 1 | 1 | 0.013665 | 0.029103 | 1
1476 | 0.05578 | 0.042033 | 0.85369 | 0 | 0 | 1 | 1 | 0.05578 | 0.042033 | 1
1477 | 0.11615 | 0.040915 | 0.85369 | 0 | 0 | 1 | 1 | 0.11615 | 0.040915 | 1
1478 | 0.037065 | 0.045493 | 0.85369 | 0 | 0 | 1 | 1 | 0.037065 | 0.045493 | 1
1479 | 0.059843 | 0.028656 | 0.85369 | 0 | 0 | 1 | 1 | 0.059843 | 0.028656 | 1
1480 | 0 | 0.012853 | 0.85369 | 0 | 0 | 1 | 1 | 0 | 0.012853 | 1
1481 | 0 | 0 | 0.85369 | 0 | 0 | 1 | 1 | 0 | 0 | 1
1482 | 0 | 0 | 0.85369 | 0 | 1 | 1 | 1 | 0 | 0 | 1
1483 | 0 | 0 | 0.85369 | 0 | 1 | 1 | 1 | 0 | 0 | 1
1484 | 0 | 0 | 0.85369 | 0 | 1 | 1 | 1 | 0 | 0 | 1
1485 | 0 | 0 | 0.85369 | 0 | 1 | 1 | 1 | 0 | 0 | 1
1486 | 0 | 0 | 0.85369 | 0 | 0 | 1 | 1 | 0 | 0 | 1
1487 | 0 | 0 | 0.85369 | 0 | 0 | 1 | 1 | 0 | 0 | 1
1488 | 0 | 0 | 0.85369 | 0 | 0 | 1 | 1 | 0 | 0 | 1
1489 | 0 | 0 | 0.85369 | 0 | 0 | 1 | 1 | 0 | 0 | 1
1490 | 0 | 0 | 0.85369 | 0 | 0 | 1 | 1 | 0 | 0 | 1
1491 | 0 | 0 | 0.85369 | 0 | 0 | 1 | 1 | 0 | 0 | 1
1492 | 0 | 0 | 0.85369 | 0 | 0 | 1 | 1 | 0 | 0 | 1
1493 | 0 | 0 | 0.85369 | 0 | 0 | 1 | 1 | 0 | 0 | 1
1494 | 0 | 0 | 0.85369 | 0 | 0 | 1 | 1 | 0 | 0 | 1
1495 | 0 | 0 | 0.85369 | 0 | 0 | 1 | 1 | 0 | 0 | 1
1496 | 0 | 0.0019363 | 0.85369 | 0 | 0 | 1 | 1 | 0 | 0.0019363 | 1
1497 | 0 | 0.0079707 | 0.85369 | 0 | 0 | 1 | 1 | 0 | 0.0079707 | 1
1498 | 0 | 0.0056394 | 0.85369 | 0 | 0 | 1 | 1 | 0 | 0.0056394 | 1
1499 | 0.11223 | 0.02003 | 0.85369 | 0 | 0 | 1 | 1 | 0.11223 | 0.02003 | 1
1500 | 0.21559 | 0.030683 | 0.85369 | 0 | 0 | 1 | 1 | 0.21559 | 0.030683 | 1
1501 | 0.31814 | 0.034294 | 0.85369 | 0 | 0 | 1 | 1 | 0.31814 | 0.034294 | 1
1502 | 0.26001 | 0.044059 | 0.85369 | 0 | 0 | 1 | 1 | 0.26001 | 0.044059 | 1
1503 | 0.15188 | 0.025115 | 0.85369 | 0 | 0 | 1 | 1 | 0.15188 | 0.025115 | 1
1504 | 0.028207 | 0 | 0.85369 | 0 | 0 | 1 | 1 | 0.028207 | 0 | 1
1505 | 0 | 0 | 0.85369 | 0 | 0 | 1 | 1 | 0 | 0 | 1
1506 | 0 | 0 | 0.85369 | 0 | 1 | 1 | 1 | 0 | 0 | 1
1507 | 0 | 0 | 0.85369 | 0 | 1 | 1 | 1 | 0 | 0 | 1
1508 | 0 | 0 | 0.85369 | 0 | 1 | 1 | 1 | 0 | 0 | 1
1509 | 0 | 0 | 0.85369 | 0 | 1 | 1 | 1 | 0 | 0 | 1
1510 | 0 | 0 | 0.85369 | 0 | 0 | 1 | 1 | 0 | 0 | 1
1511 | 0 | 0 | 0.85369 | 0 | 0 | 1 | 1 | 0 | 0 | 1
1512 | 0 | 0 | 0.85369 | 0 | 0 | 1 | 1 | 0 | 0 | 1
1513 | 0 | 0 | 0.85369 | 0 | 0 | 1 | 1 | 0 | 0 | 1
1514 | 0 | 0 | 0.85369 | 0 | 0 | 1 | 1 | 0 | 0 | 1
1515 | 0 | 0 | 0.85369 | 0 | 0 | 1 | 1 | 0 | 0 | 1
1516 | 0 | 0 | 0.85369 | 0 | 0 | 1 | 1 | 0 | 0 | 1
1517 | 0 | 0 | 0.85369 | 0 | 0 | 1 | 1 | 0 | 0 | 1
1518 | 0 | 0 | 0.85369 | 0 | 0 | 1 | 1 | 0 | 0 | 1
1519 | 0 | 0 | 0.85369 | 0 | 0 | 1 | 1 | 0 | 0 | 1
1520 | 0 | 0 | 0.85369 | 0 | 0 | 1 | 1 | 0 | 0 | 1
1521 | 0 | 0 | 0.85369 | 0 | 0 | 1 | 1 | 0 | 0 | 1
1522 | 0.081527 | 0 | 0.85369 | 0 | 0 | 1 | 1 | 0.081527 | 0 | 1
1523 | 0.22997 | 0 | 0.85369 | 0 | 0 | 1 | 1 | 0.22997 | 0 | 1
1524 | 0.33992 | 0.010629 | 0.85369 | 0 | 0 | 1 | 1 | 0.33992 | 0.010629 | 1
1525 | 0.43817 | 0.021809 | 0.85369 | 0 | 0 | 1 | 1 | 0.43817 | 0.021809 | 1
1526 | 0.41013 | 0.019322 | 0.85369 | 0 | 0 | 1 | 1 | 0.41013 | 0.019322 | 1
1527 | 0.33516 | 0.0077514 | 0.85369 | 0 | 0 | 1 | 1 | 0.33516 | 0.0077514 | 1
1528 | 0.20046 | 0 | 0.85369 | 0 | 0 | 1 | 1 | 0.20046 | 0 | 1
1529 | 0.044844 | 0 | 0.85369 | 0 | 0 | 1 | 1 | 0.044844 | 0 | 1
1530 | 0 | 0 | 0.85369 | 0 | 1 | 1 | 1 | 0 | 0 | 1
1531 | 0 | 0 | 0.85369 | 0 | 1 | 1 | 1 | 0 | 0 | 1
1532 | 0 | 0 | 0.85369 | 0 | 1 | 1 | 1 | 0 | 0 | 1
1533 | 0 | 0 | 0.85369 | 0 | 1 | 1 | 1 | 0 | 0 | 1
1534 | 0 | 0 | 0.85369 | 0 | 0 | 1 | 1 | 0 | 0 | 1
1535 | 0 | 0 | 0.85369 | 0 | 0 | 1 | 1 | 0 | 0 | 1
1536 | 0 | 0 | 0.85369 | 0 | 0 | 1 | 1 | 0 | 0 | 1
1537 | 0 | 0 | 0.85369 | 0 | 0 | 1 | 1 | 0 | 0 | 1
1538 | 0 | 0 | 0.85369 | 0 | 0 | 1 | 1 | 0 | 0 | 1
1539 | 0 | 0 | 0.85369 | 0 | 0 | 1 | 1 | 0 | 0 | 1
1540 | 0 | 0 | 0.85369 | 0 | 0 | 1 | 1 | 0 | 0 | 1
1541 | 0 | 0 | 0.85369 | 0 | 0 | 1 | 1 | 0 | 0 | 1
1542 | 0 | 0 | 0.85369 | 0 | 0 | 1 | 1 | 0 | 0 | 1
1543 | 0 | 0 | 0.85369 | 0 | 0 | 1 | 1 | 0 | 0 | 1
1544 | 0 | 0 | 0.85369 | 0 | 0 | 1 | 1 | 0 | 0 | 1
1545 | 0.044096 | 0 | 0.85369 | 0 | 0 | 1 | 1 | 0.044096 | 0 | 1
1546 | 0.20593 | 0 | 0.85369 | 0 | 0 | 1 | 1 | 0.20593 | 0 | 1
1547 | 0.34813 | 0 | 0.85369 | 0 | 0 | 1 | 1 | 0.34813 | 0 | 1
1548 | 0.55615 | 0 | 0.85369 | 0 | 0 | 1 | 1 | 0.55615 | 0 | 1
1549 | 0.58879 | 0.0093686 | 0.85369 | 0 | 0 | 1 | 1 | 0.58879 | 0.0093686 | 1
1550 | 0.48472 | 0.018795 | 0.85369 | 0 | 0 | 1 | 1 | 0.48472 | 0.018795 | 1
1551 | 0.40779 | 0.0098415 | 0.85369 | 0 | 0 | 1 | 1 | 0.40779 | 0.0098415 | 1
1552 | 0.27964 | 0 | 0.85369 | 0 | 0 | 1 | 1 | 0.27964 | 0 | 1
1553 | 0.080258 | 0 | 0.85369 | 0 | 0 | 1 | 1 | 0.080258 | 0 | 1
1554 | 0 | 0 | 0.85369 | 0 | 1 | 1 | 1 | 0 | 0 | 1
1555 | 0 | 0 | 0.85369 | 0 | 1 | 1 | 1 | 0 | 0 | 1
1556 | 0 | 0 | 0.85369 | 0 | 1 | 1 | 1 | 0 | 0 | 1
1557 | 0 | 0 | 0.85369 | 0 | 1 | 1 | 1 | 0 | 0 | 1
1558 | 0 | 0 | 0.85369 | 0 | 0 | 1 | 1 | 0 | 0 | 1
1559 | 0 | 0 | 0.85369 | 0 | 0 | 1 | 1 | 0 | 0 | 1
1560 | 0 | 0 | 0.85369 | 0 | 0 | 1 | 1 | 0 | 0 | 1
1561 | 0 | 0 | 0.85369 | 0 | 0 | 1 | 1 | 0 | 0 | 1
1562 | 0 | 0 | 0.85369 | 0 | 0 | 1 | 1 | 0 | 0 | 1
1563 | 0 | 0 | 0.85369 | 0 | 0 | 1 | 1 | 0 | 0 | 1
1564 | 0 | 0 | 0.85369 | 0 | 0 | 1 | 1 | 0 | 0 | 1
1565 | 0 | 0 | 0.85369 | 0 | 0 | 1 | 1 | 0 | 0 | 1
1566 | 0 | 0 | 0.85369 | 0 | 0 | 1 | 1 | 0 | 0 | 1
1567 | 0 | 0 | 0.85369 | 0 | 0 | 1 | 1 | 0 | 0 | 1
1568 | 0 | 0 | 0.85369 | 0 | 0 | 1 | 1 | 0 | 0 | 1
1569 | 0.048018 | 0 | 0.85369 | 0 | 0 | 1 | 1 | 0.048018 | 0 | 1
1570 | 0.1749 | 0 | 0.85369 | 0 | 0 | 1 | 1 | 0.1749 | 0 | 1
1571 | 0.31726 | 0 | 0.85369 | 0 | 0 | 1 | 1 | 0.31726 | 0 | 1
1572 | 0.55776 | 0.0098762 | 0.85369 | 0 | 0 | 1 | 1 | 0.55776 | 0.0098762 | 1
1573 | 0.47222 | 0.02416 | 0.85369 | 0 | 0 | 1 | 1 | 0.47222 | 0.02416 | 1
1574 | 0.39054 | 0.030129 | 0.85369 | 0 | 0 | 1 | 1 | 0.39054 | 0.030129 | 1
1575 | 0.25124 | 0.033258 | 0.85369 | 0 | 0 | 1 | 1 | 0.25124 | 0.033258 | 1
1576 | 0.13833 | 0.022975 | 0.85369 | 0 | 0 | 1 | 1 | 0.13833 | 0.022975 | 1
1577 | 0.013546 | 0 | 0.85369 | 0 | 0 | 1 | 1 | 0.013546 | 0 | 1
1578 | 0 | 0 | 0.85369 | 0 | 1 | 1 | 1 | 0 | 0 | 1
1579 | 0 | 0 | 0.85369 | 0 | 1 | 1 | 1 | 0 | 0 | 1
1580 | 0 | 0 | 0.85369 | 0 | 1 | 1 | 1 | 0 | 0 | 1
1581 | 0 | 0 | 0.85369 | 0 | 1 | 1 | 1 | 0 | 0 | 1
1582 | 0 | 0 | 0.85369 | 0 | 0 | 1 | 1 | 0 | 0 | 1
1583 | 0 | 0 | 0.85369 | 0 | 0 | 1 | 1 | 0 | 0 | 1
1584 | 0 | 0 | 0.85369 | 0 | 0 | 1 | 1 | 0 | 0 | 1
1585 | 0 | 0 | 0.85369 | 0 | 0 | 1 | 1 | 0 | 0 | 1
1586 | 0 | 0 | 0.85369 | 0 | 0 | 1 | 1 | 0 | 0 | 1
1587 | 0 | 0 | 0.85369 | 0 | 0 | 1 | 1 | 0 | 0 | 1
1588 | 0 | 0 | 0.85369 | 0 | 0 | 1 | 1 | 0 | 0 | 1
1589 | 0 | 0 | 0.85369 | 0 | 0 | 1 | 1 | 0 | 0 | 1
1590 | 0 | 0 | 0.85369 | 0 | 0 | 1 | 1 | 0 | 0 | 1
1591 | 0 | 0 | 0.85369 | 0 | 0 | 1 | 1 | 0 | 0 | 1
1592 | 0 | 0 | 0.85369 | 0 | 0 | 1 | 1 | 0 | 0 | 1
1593 | 0.045697 | 0 | 0.85369 | 0 | 0 | 1 | 1 | 0.045697 | 0 | 1
1594 | 0.20296 | 0 | 0.85369 | 0 | 0 | 1 | 1 | 0.20296 | 0 | 1
1595 | 0.31769 | 0 | 0.85369 | 0 | 0 | 1 | 1 | 0.31769 | 0 | 1
1596 | 0.50222 | 0.020089 | 0.85369 | 0 | 0 | 1 | 1 | 0.50222 | 0.020089 | 1
1597 | 0.38129 | 0.036586 | 0.85369 | 0 | 0 | 1 | 1 | 0.38129 | 0.036586 | 1
1598 | 0.37047 | 0.050744 | 0.85369 | 0 | 0 | 1 | 1 | 0.37047 | 0.050744 | 1
1599 | 0.21132 | 0.05981 | 0.85369 | 0 | 0 | 1 | 1 | 0.21132 | 0.05981 | 1
1600 | 0.090211 | 0.043985 | 0.85369 | 0 | 0 | 1 | 1 | 0.090211 | 0.043985 | 1
1601 | 0 | 0.014817 | 0.85369 | 0 | 0 | 1 | 1 | 0 | 0.014817 | 1
1602 | 0 | 0 | 0.85369 | 0 | 1 | 1 | 1 | 0 | 0 | 1
1603 | 0 | 0 | 0.85369 | 0 | 1 | 1 | 1 | 0 | 0 | 1
1604 | 0 | 0 | 0.85369 | 0 | 1 | 1 | 1 | 0 | 0 | 1
1605 | 0 | 0 | 0.85369 | 0 | 1 | 1 | 1 | 0 | 0 | 1
1606 | 0 | 0 | 0.85369 | 0 | 0 | 1 | 1 | 0 | 0 | 1
1607 | 0 | 0 | 0.85369 | 0 | 0 | 1 | 1 | 0 | 0 | 1
1608 | 0 | 0 | 0.85369 | 0 | 0 | 1 | 1 | 0 | 0 | 1
1609 | 0 | 0 | 0.96512 | 0 | 0 | 1 | 1 | 0 | 0 | 1
1610 | 0 | 0 | 0.96512 | 0 | 0 | 1 | 1 | 0 | 0 | 1
1611 | 0 | 0 | 0.96512 | 0 | 0 | 1 | 1 | 0 | 0 | 1
1612 | 0 | 0 | 0.96512 | 0 | 0 | 1 | 1 | 0 | 0 | 1
1613 | 0 | 0 | 0.96512 | 0 | 0 | 1 | 1 | 0 | 0 | 1
1614 | 0 | 0 | 0.96512 | 0 | 0 | 1 | 1 | 0 | 0 | 1
1615 | 0 | 0 | 0.96512 | 0 | 0 | 1 | 1 | 0 | 0 | 1
1616 | 0 | 0 | 0.96512 | 0 | 0 | 1 | 1 | 0 | 0 | 1
1617 | 0 | 0 | 0.96512 | 0 | 0 | 1 | 1 | 0 | 0 | 1
1618 | 0.04014 | 0 | 0.96512 | 0 | 0 | 1 | 1 | 0.04014 | 0 | 1
1619 | 0.25387 | 0 | 0.96512 | 0 | 0 | 1 | 1 | 0.25387 | 0 | 1
1620 | 0.40331 | 0.0056657 | 0.96512 | 0 | 0 | 1 | 1 | 0.40331 | 0.0056657 | 1
1621 | 0.1688 | 0.016908 | 0.96512 | 0 | 0 | 1 | 1 | 0.1688 | 0.016908 | 1
1622 | 0.10368 | 0.031187 | 0.96512 | 0 | 0 | 1 | 1 | 0.10368 | 0.031187 | 1
1623 | 0.091433 | 0.050655 | 0.96512 | 0 | 0 | 1 | 1 | 0.091433 | 0.050655 | 1
1624 | 0.059172 | 0.04202 | 0.96512 | 0 | 0 | 1 | 1 | 0.059172 | 0.04202 | 1
1625 | 0.0020652 | 0.020605 | 0.96512 | 0 | 0 | 1 | 1 | 0.0020652 | 0.020605 | 1
1626 | 0 | 0 | 0.96512 | 0 | 1 | 1 | 1 | 0 | 0 | 1
1627 | 0 | 0.013966 | 0.96512 | 0 | 1 | 1 | 1 | 0 | 0.013966 | 1
1628 | 0 | 0 | 0.96512 | 0 | 1 | 1 | 1 | 0 | 0 | 1
1629 | 0 | 0 | 0.96512 | 0 | 1 | 1 | 1 | 0 | 0 | 1
1630 | 0 | 0 | 0.96512 | 0 | 0 | 1 | 1 | 0 | 0 | 1
1631 | 0 | 0 | 0.96512 | 0 | 0 | 1 | 1 | 0 | 0 | 1
1632 | 0 | 0 | 0.96512 | 0 | 0 | 1 | 1 | 0 | 0 | 1
1633 | 0 | 0 | 0.96512 | 0 | 0 | 1 | 1 | 0 | 0 | 1
1634 | 0 | 0 | 0.96512 | 0 | 0 | 1 | 1 | 0 | 0 | 1
1635 | 0 | 0 | 0.96512 | 0 | 0 | 1 | 1 | 0 | 0 | 1
1636 | 0 | 0 | 0.96512 | 0 | 0 | 1 | 1 | 0 | 0 | 1
1637 | 0 | 0 | 0.96512 | 0 | 0 | 1 | 1 | 0 | 0 | 1
1638 | 0 | 0 | 0.96512 | 0 | 0 | 1 | 1 | 0 | 0 | 1
1639 | 0 | 0 | 0.96512 | 0 | 0 | 1 | 1 | 0 | 0 | 1
1640 | 0 | 0 | 0.96512 | 0 | 0 | 1 | 1 | 0 | 0 | 1
1641 | 0 | 0 | 0.96512 | 0 | 0 | 1 | 1 | 0 | 0 | 1
1642 | 0 | 0 | 0.96512 | 0 | 0 | 1 | 1 | 0 | 0 | 1
1643 | 0.11881 | 0 | 0.96512 | 0 | 0 | 1 | 1 | 0.11881 | 0 | 1
1644 | 0.21217 | 0 | 0.96512 | 0 | 0 | 1 | 1 | 0.21217 | 0 | 1
1645 | 0.056513 | 0 | 0.96512 | 0 | 0 | 1 | 1 | 0.056513 | 0 | 1
1646 | 0.031135 | 0 | 0.96512 | 0 | 0 | 1 | 1 | 0.031135 | 0 | 1
1647 | 0.051036 | 0.010171 | 0.96512 | 0 | 0 | 1 | 1 | 0.051036 | 0.010171 | 1
1648 | 0.056429 | 0 | 0.96512 | 0 | 0 | 1 | 1 | 0.056429 | 0 | 1
1649 | 0 | 0 | 0.96512 | 0 | 0 | 1 | 1 | 0 | 0 | 1
1650 | 0 | 0 | 0.96512 | 0 | 1 | 1 | 1 | 0 | 0 | 1
1651 | 0 | 0 | 0.96512 | 0 | 1 | 1 | 1 | 0 | 0 | 1
1652 | 0 | 0 | 0.96512 | 0 | 1 | 1 | 1 | 0 | 0 | 1
1653 | 0 | 0 | 0.96512 | 0 | 1 | 1 | 1 | 0 | 0 | 1
1654 | 0 | 0 | 0.96512 | 0 | 0 | 1 | 1 | 0 | 0 | 1
1655 | 0 | 0 | 0.96512 | 0 | 0 | 1 | 1 | 0 | 0 | 1
1656 | 0 | 0 | 0.96512 | 0 | 0 | 1 | 1 | 0 | 0 | 1
1657 | 0 | 0 | 0.96512 | 0 | 0 | 1 | 1 | 0 | 0 | 1
1658 | 0 | 0 | 0.96512 | 0 | 0 | 1 | 1 | 0 | 0 | 1
1659 | 0 | 0 | 0.96512 | 0 | 0 | 1 | 1 | 0 | 0 | 1
1660 | 0 | 0 | 0.96512 | 0 | 0 | 1 | 1 | 0 | 0 | 1
1661 | 0 | 0 | 0.96512 | 0 | 0 | 1 | 1 | 0 | 0 | 1
1662 | 0 | 0 | 0.96512 | 0 | 0 | 1 | 1 | 0 | 0 | 1
1663 | 0 | 0 | 0.96512 | 0 | 0 | 1 | 1 | 0 | 0 | 1
1664 | 0 | 0 | 0.96512 | 0 | 0 | 1 | 1 | 0 | 0 | 1
1665 | 0 | 0 | 0.96512 | 0 | 0 | 1 | 1 | 0 | 0 | 1
1666 | 0 | 0 | 0.96512 | 0 | 0 | 1 | 1 | 0 | 0 | 1
1667 | 0.12988 | 0 | 0.96512 | 0 | 0 | 1 | 1 | 0.12988 | 0 | 1
1668 | 0.1638 | 0 | 0.96512 | 0 | 0 | 1 | 1 | 0.1638 | 0 | 1
1669 | 0.080886 | 0 | 0.96512 | 0 | 0 | 1 | 1 | 0.080886 | 0 | 1
1670 | 0.052996 | 0 | 0.96512 | 0 | 0 | 1 | 1 | 0.052996 | 0 | 1
1671 | 0.075744 | 0 | 0.96512 | 0 | 0 | 1 | 1 | 0.075744 | 0 | 1
1672 | 0.081157 | 0 | 0.96512 | 0 | 0 | 1 | 1 | 0.081157 | 0 | 1
1673 | 0 | 0 | 0.96512 | 0 | 0 | 1 | 1 | 0 | 0 | 1
1674 | 0 | 0 | 0.96512 | 0 | 1 | 1 | 1 | 0 | 0 | 1
1675 | 0 | 0 | 0.96512 | 0 | 1 | 1 | 1 | 0 | 0 | 1
1676 | 0 | 0 | 0.96512 | 0 | 1 | 1 | 1 | 0 | 0 | 1
1677 | 0 | 0 | 0.96512 | 0 | 1 | 1 | 1 | 0 | 0 | 1
1678 | 0 | 0 | 0.96512 | 0 | 0 | 1 | 1 | 0 | 0 | 1
1679 | 0 | 0 | 0.96512 | 0 | 0 | 1 | 1 | 0 | 0 | 1
1680 | 0 | 0 | 0.96512 | 0 | 0 | 1 | 1 | 0 | 0 | 1
1681 | 0 | 0 | 0.88206 | 0 | 0 | 1 | 1 | 0 | 0 | 1
1682 | 0 | 0 | 0.88206 | 0 | 0 | 1 | 1 | 0 | 0 | 1
1683 | 0 | 0 | 0.88206 | 0 | 0 | 1 | 1 | 0 | 0 | 1
1684 | 0 | 0 | 0.88206 | 0 | 0 | 1 | 1 | 0 | 0 | 1
1685 | 0 | 0 | 0.88206 | 0 | 0 | 1 | 1 | 0 | 0 | 1
1686 | 0 | 0 | 0.88206 | 0 | 0 | 1 | 1 | 0 | 0 | 1
1687 | 0 | 0 | 0.88206 | 0 | 0 | 1 | 1 | 0 | 0 | 1
1688 | 0 | 0 | 0.88206 | 0 | 0 | 1 | 1 | 0 | 0 | 1
1689 | 0 | 0 | 0.88206 | 0 | 0 | 1 | 1 | 0 | 0 | 1
1690 | 0 | 0 | 0.88206 | 0 | 0 | 1 | 1 | 0 | 0 | 1
1691 | 0.10526 | 0 | 0.88206 | 0 | 0 | 1 | 1 | 0.10526 | 0 | 1
1692 | 0.12155 | 0 | 0.88206 | 0 | 0 | 1 | 1 | 0.12155 | 0 | 1
1693 | 0.13821 | 0.0017053 | 0.88206 | 0 | 0 | 1 | 1 | 0.13821 | 0.0017053 | 1
1694 | 0.13682 | 0.020007 | 0.88206 | 0 | 0 | 1 | 1 | 0.13682 | 0.020007 | 1
1695 | 0.11313 | 0.014705 | 0.88206 | 0 | 0 | 1 | 1 | 0.11313 | 0.014705 | 1
1696 | 0.014514 | 0.016023 | 0.88206 | 0 | 0 | 1 | 1 | 0.014514 | 0.016023 | 1
1697 | 0 | 0.020488 | 0.88206 | 0 | 0 | 1 | 1 | 0 | 0.020488 | 1
1698 | 0 | 0.012908 | 0.88206 | 0 | 1 | 1 | 1 | 0 | 0.012908 | 1
1699 | 0 | 0 | 0.88206 | 0 | 1 | 1 | 1 | 0 | 0 | 1
1700 | 0 | 0.0042257 | 0.88206 | 0 | 1 | 1 | 1 | 0 | 0.0042257 | 1
1701 | 0 | 0.0032199 | 0.88206 | 0 | 1 | 1 | 1 | 0 | 0.0032199 | 1
1702 | 0 | 0.0022782 | 0.88206 | 0 | 0 | 1 | 1 | 0 | 0.0022782 | 1
1703 | 0 | 0 | 0.88206 | 0 | 0 | 1 | 1 | 0 | 0 | 1
1704 | 0 | 0 | 0.88206 | 0 | 0 | 1 | 1 | 0 | 0 | 1
1705 | 0 | 0 | 0.88206 | 0 | 0 | 1 | 1 | 0 | 0 | 1
1706 | 0 | 0 | 0.88206 | 0 | 0 | 1 | 1 | 0 | 0 | 1
1707 | 0 | 0 | 0.88206 | 0 | 0 | 1 | 1 | 0 | 0 | 1
1708 | 0 | 0 | 0.88206 | 0 | 0 | 1 | 1 | 0 | 0 | 1
1709 | 0 | 0 | 0.88206 | 0 | 0 | 1 | 1 | 0 | 0 | 1
1710 | 0 | 0 | 0.88206 | 0 | 0 | 1 | 1 | 0 | 0 | 1
1711 | 0 | 0 | 0.88206 | 0 | 0 | 1 | 1 | 0 | 0 | 1
1712 | 0 | 0 | 0.88206 | 0 | 0 | 1 | 1 | 0 | 0 | 1
1713 | 0 | 0 | 0.88206 | 0 | 0 | 1 | 1 | 0 | 0 | 1
1714 | 0.019538 | 0 | 0.88206 | 0 | 0 | 1 | 1 | 0.019538 | 0 | 1
1715 | 0.19385 | 0.0026441 | 0.88206 | 0 | 0 | 1 | 1 | 0.19385 | 0.0026441 | 1
1716 | 0.18604 | 0.018182 | 0.88206 | 0 | 0 | 1 | 1 | 0.18604 | 0.018182 | 1
1717 | 0.18404 | 0.020583 | 0.88206 | 0 | 0 | 1 | 1 | 0.18404 | 0.020583 | 1
1718 | 0.11539 | 0.025791 | 0.88206 | 0 | 0 | 1 | 1 | 0.11539 | 0.025791 | 1
1719 | 0.11605 | 0.014575 | 0.88206 | 0 | 0 | 1 | 1 | 0.11605 | 0.014575 | 1
1720 | 0 | 0.0059681 | 0.88206 | 0 | 0 | 1 | 1 | 0 | 0.0059681 | 1
1721 | 0 | 0 | 0.88206 | 0 | 0 | 1 | 1 | 0 | 0 | 1
1722 | 0 | 0 | 0.88206 | 0 | 1 | 1 | 1 | 0 | 0 | 1
1723 | 0 | 0 | 0.88206 | 0 | 1 | 1 | 1 | 0 | 0 | 1
1724 | 0 | 0 | 0.88206 | 0 | 1 | 1 | 1 | 0 | 0 | 1
1725 | 0 | 0 | 0.88206 | 0 | 1 | 1 | 1 | 0 | 0 | 1
1726 | 0 | 0 | 0.88206 | 0 | 0 | 1 | 1 | 0 | 0 | 1
1727 | 0 | 0 | 0.88206 | 0 | 0 | 1 | 1 | 0 | 0 | 1
1728 | 0 | 0 | 0.88206 | 0 | 0 | 1 | 1 | 0 | 0 | 1
1729 | 0 | 0 | 0.88206 | 0 | 0 | 1 | 1 | 0 | 0 | 1
1730 | 0 | 0 | 0.88206 | 0 | 0 | 1 | 1 | 0 | 0 | 1
1731 | 0 | 0 | 0.88206 | 0 | 0 | 1 | 1 | 0 | 0 | 1
1732 | 0 | 0 | 0.88206 | 0 | 0 | 1 | 1 | 0 | 0 | 1
1733 | 0 | 0 | 0.88206 | 0 | 0 | 1 | 1 | 0 | 0 | 1
1734 | 0 | 0 | 0.88206 | 0 | 0 | 1 | 1 | 0 | 0 | 1
1735 | 0 | 0 | 0.88206 | 0 | 0 | 1 | 1 | 0 | 0 | 1
1736 | 0 | 0 | 0.88206 | 0 | 0 | 1 | 1 | 0 | 0 | 1
1737 | 0 | 0 | 0.88206 | 0 | 0 | 1 | 1 | 0 | 0 | 1
1738 | 0.017286 | 0 | 0.88206 | 0 | 0 | 1 | 1 | 0.017286 | 0 | 1
1739 | 0.16707 | 0 | 0.88206 | 0 | 0 | 1 | 1 | 0.16707 | 0 | 1
1740 | 0.1835 | 0 | 0.88206 | 0 | 0 | 1 | 1 | 0.1835 | 0 | 1
1741 | 0.15657 | 0.0099615 | 0.88206 | 0 | 0 | 1 | 1 | 0.15657 | 0.0099615 | 1
1742 | 0.053163 | 0.0054831 | 0.88206 | 0 | 0 | 1 | 1 | 0.053163 | 0.0054831 | 1
1743 | 0.018271 | 0 | 0.88206 | 0 | 0 | 1 | 1 | 0.018271 | 0 | 1
1744 | 0 | 0 | 0.88206 | 0 | 0 | 1 | 1 | 0 | 0 | 1
1745 | 0 | 0 | 0.88206 | 0 | 0 | 1 | 1 | 0 | 0 | 1
1746 | 0 | 0 | 0.88206 | 0 | 1 | 1 | 1 | 0 | 0 | 1
1747 | 0 | 0 | 0.88206 | 0 | 1 | 1 | 1 | 0 | 0 | 1
1748 | 0 | 0 | 0.88206 | 0 | 1 | 1 | 1 | 0 | 0 | 1
1749 | 0 | 0 | 0.88206 | 0 | 1 | 1 | 1 | 0 | 0 | 1
1750 | 0 | 0 | 0.88206 | 0 | 0 | 1 | 1 | 0 | 0 | 1
1751 | 0 | 0 | 0.88206 | 0 | 0 | 1 | 1 | 0 | 0 | 1
1752 | 0 | 0 | 0.88206 | 0 | 0 | 1 | 1 | 0 | 0 | 1
1753 | 0 | 0 | 0.88206 | 0 | 0 | 1 | 1 | 0 | 0 | 1
1754 | 0 | 0 | 0.88206 | 0 | 0 | 1 | 1 | 0 | 0 | 1
1755 | 0 | 0 | 0.88206 | 0 | 0 | 1 | 1 | 0 | 0 | 1
1756 | 0 | 0 | 0.88206 | 0 | 0 | 1 | 1 | 0 | 0 | 1
1757 | 0 | 0 | 0.88206 | 0 | 0 | 1 | 1 | 0 | 0 | 1
1758 | 0 | 0 | 0.88206 | 0 | 0 | 1 | 1 | 0 | 0 | 1
1759 | 0 | 0 | 0.88206 | 0 | 0 | 1 | 1 | 0 | 0 | 1
1760 | 0 | 0 | 0.88206 | 0 | 0 | 1 | 1 | 0 | 0 | 1
1761 | 0 | 0 | 0.88206 | 0 | 0 | 1 | 1 | 0 | 0 | 1
1762 | 0.087543 | 0 | 0.88206 | 0 | 0 | 1 | 1 | 0.087543 | 0 | 1
1763 | 0.20739 | 0 | 0.88206 | 0 | 0 | 1 | 1 | 0.20739 | 0 | 1
1764 | 0.24256 | 0 | 0.88206 | 0 | 0 | 1 | 1 | 0.24256 | 0 | 1
1765 | 0.16523 | 0 | 0.88206 | 0 | 0 | 1 | 1 | 0.16523 | 0 | 1
1766 | 0.10512 | 0 | 0.88206 | 0 | 0 | 1 | 1 | 0.10512 | 0 | 1
1767 | 0.054268 | 0 | 0.88206 | 0 | 0 | 1 | 1 | 0.054268 | 0 | 1
1768 | 0.060634 | 0 | 0.88206 | 0 | 0 | 1 | 1 | 0.060634 | 0 | 1
1769 | 0 | 0 | 0.88206 | 0 | 0 | 1 | 1 | 0 | 0 | 1
1770 | 0 | 0 | 0.88206 | 0 | 1 | 1 | 1 | 0 | 0 | 1
1771 | 0 | 0 | 0.88206 | 0 | 1 | 1 | 1 | 0 | 0 | 1
1772 | 0 | 0 | 0.88206 | 0 | 1 | 1 | 1 | 0 | 0 | 1
1773 | 0 | 0 | 0.88206 | 0 | 1 | 1 | 1 | 0 | 0 | 1
1774 | 0 | 0 | 0.88206 | 0 | 0 | 1 | 1 | 0 | 0 | 1
1775 | 0 | 0 | 0.88206 | 0 | 0 | 1 | 1 | 0 | 0 | 1
1776 | 0 | 0 | 0.88206 | 0 | 0 | 1 | 1 | 0 | 0 | 1
1777 | 0 | 0 | 0.88206 | 0 | 0 | 1 | 1 | 0 | 0 | 1
1778 | 0 | 0 | 0.88206 | 0 | 0 | 1 | 1 | 0 | 0 | 1
1779 | 0 | 0 | 0.88206 | 0 | 0 | 1 | 1 | 0 | 0 | 1
1780 | 0 | 0 | 0.88206 | 0 | 0 | 1 | 1 | 0 | 0 | 1
1781 | 0 | 0 | 0.88206 | 0 | 0 | 1 | 1 | 0 | 0 | 1
1782 | 0 | 0 | 0.88206 | 0 | 0 | 1 | 1 | 0 | 0 | 1
1783 | 0 | 0 | 0.88206 | 0 | 0 | 1 | 1 | 0 | 0 | 1
1784 | 0 | 0 | 0.88206 | 0 | 0 | 1 | 1 | 0 | 0 | 1
1785 | 0 | 0 | 0.88206 | 0 | 0 | 1 | 1 | 0 | 0 | 1
1786 | 0.13151 | 0 | 0.88206 | 0 | 0 | 1 | 1 | 0.13151 | 0 | 1
1787 | 0.23951 | 0 | 0.88206 | 0 | 0 | 1 | 1 | 0.23951 | 0 | 1
1788 | 0.27099 | 0 | 0.88206 | 0 | 0 | 1 | 1 | 0.27099 | 0 | 1
1789 | 0.20752 | 0 | 0.88206 | 0 | 0 | 1 | 1 | 0.20752 | 0 | 1
1790 | 0.18717 | 0 | 0.88206 | 0 | 0 | 1 | 1 | 0.18717 | 0 | 1
1791 | 0.10562 | 0 | 0.88206 | 0 | 0 | 1 | 1 | 0.10562 | 0 | 1
1792 | 0.13484 | 0 | 0.88206 | 0 | 0 | 1 | 1 | 0.13484 | 0 | 1
1793 | 0.0065533 | 0 | 0.88206 | 0 | 0 | 1 | 1 | 0.0065533 | 0 | 1
1794 | 0 | 0 | 0.88206 | 0 | 1 | 1 | 1 | 0 | 0 | 1
1795 | 0 | 0 | 0.88206 | 0 | 1 | 1 | 1 | 0 | 0 | 1
1796 | 0 | 0 | 0.88206 | 0 | 1 | 1 | 1 | 0 | 0 | 1
1797 | 0 | 0 | 0.88206 | 0 | 1 | 1 | 1 | 0 | 0 | 1
1798 | 0 | 0 | 0.88206 | 0 | 0 | 1 | 1 | 0 | 0 | 1
1799 | 0 | 0 | 0.88206 | 0 | 0 | 1 | 1 | 0 | 0 | 1
1800 | 0 | 0 | 0.88206 | 0 | 0 | 1 | 1 | 0 | 0 | 1
1801 | 0 | 0 | 0.88206 | 0 | 0 | 1 | 1 | 0 | 0 | 1
1802 | 0 | 0 | 0.88206 | 0 | 0 | 1 | 1 | 0 | 0 | 1
1803 | 0 | 0 | 0.88206 | 0 | 0 | 1 | 1 | 0 | 0 | 1
1804 | 0 | 0 | 0.88206 | 0 | 0 | 1 | 1 | 0 | 0 | 1
1805 | 0 | 0 | 0.88206 | 0 | 0 | 1 | 1 | 0 | 0 | 1
1806 | 0 | 0 | 0.88206 | 0 | 0 | 1 | 1 | 0 | 0 | 1
1807 | 0 | 0 | 0.88206 | 0 | 0 | 1 | 1 | 0 | 0 | 1
1808 | 0 | 0 | 0.88206 | 0 | 0 | 1 | 1 | 0 | 0 | 1
1809 | 0.041555 | 0 | 0.88206 | 0 | 0 | 1 | 1 | 0.041555 | 0 | 1
1810 | 0.14982 | 0 | 0.88206 | 0 | 0 | 1 | 1 | 0.14982 | 0 | 1
1811 | 0.21997 | 0 | 0.88206 | 0 | 0 | 1 | 1 | 0.21997 | 0 | 1
1812 | 0.24481 | 0 | 0.88206 | 0 | 0 | 1 | 1 | 0.24481 | 0 | 1
1813 | 0.15872 | 0 | 0.88206 | 0 | 0 | 1 | 1 | 0.15872 | 0 | 1
1814 | 0.20049 | 0 | 0.88206 | 0 | 0 | 1 | 1 | 0.20049 | 0 | 1
1815 | 0.16168 | 0 | 0.88206 | 0 | 0 | 1 | 1 | 0.16168 | 0 | 1
1816 | 0.11832 | 0 | 0.88206 | 0 | 0 | 1 | 1 | 0.11832 | 0 | 1
1817 | 0.013722 | 0 | 0.88206 | 0 | 0 | 1 | 1 | 0.013722 | 0 | 1
1818 | 0 | 0 | 0.88206 | 0 | 1 | 1 | 1 | 0 | 0 | 1
1819 | 0 | 0 | 0.88206 | 0 | 1 | 1 | 1 | 0 | 0 | 1
1820 | 0 | 0 | 0.88206 | 0 | 1 | 1 | 1 | 0 | 0 | 1
1821 | 0 | 0 | 0.88206 | 0 | 1 | 1 | 1 | 0 | 0 | 1
1822 | 0 | 0 | 0.88206 | 0 | 0 | 1 | 1 | 0 | 0 | 1
1823 | 0 | 0 | 0.88206 | 0 | 0 | 1 | 1 | 0 | 0 | 1
1824 | 0 | 0 | 0.88206 | 0 | 0 | 1 | 1 | 0 | 0 | 1
1825 | 0 | 0 | 0.96512 | 0 | 0 | 1 | 1 | 0 | 0 | 1
1826 | 0 | 0 | 0.96512 | 0 | 0 | 1 | 1 | 0 | 0 | 1
1827 | 0 | 0 | 0.96512 | 0 | 0 | 1 | 1 | 0 | 0 | 1
1828 | 0 | 0 | 0.96512 | 0 | 0 | 1 | 1 | 0 | 0 | 1
1829 | 0 | 0 | 0.96512 | 0 | 0 | 1 | 1 | 0 | 0 | 1
1830 | 0 | 0 | 0.96512 | 0 | 0 | 1 | 1 | 0 | 0 | 1
1831 | 0 | 0 | 0.96512 | 0 | 0 | 1 | 1 | 0 | 0 | 1
1832 | 0 | 0 | 0.96512 | 0 | 0 | 1 | 1 | 0 | 0 | 1
1833 | 0 | 0 | 0.96512 | 0 | 0 | 1 | 1 | 0 | 0 | 1
1834 | 0.088008 | 0 | 0.96512 | 0 | 0 | 1 | 1 | 0.088008 | 0 | 1
1835 | 0.1585 | 0.0035263 | 0.96512 | 0 | 0 | 1 | 1 | 0.1585 | 0.0035263 | 1
1836 | 0.16271 | 0.014134 | 0.96512 | 0 | 0 | 1 | 1 | 0.16271 | 0.014134 | 1
1837 | 0.14939 | 0.015579 | 0.96512 | 0 | 0 | 1 | 1 | 0.14939 | 0.015579 | 1
1838 | 0.16445 | 0.019133 | 0.96512 | 0 | 0 | 1 | 1 | 0.16445 | 0.019133 | 1
1839 | 0.13826 | 0.022862 | 0.96512 | 0 | 0 | 1 | 1 | 0.13826 | 0.022862 | 1
1840 | 0.088019 | 0.029742 | 0.96512 | 0 | 0 | 1 | 1 | 0.088019 | 0.029742 | 1
1841 | 0.01119 | 0.011596 | 0.96512 | 0 | 0 | 1 | 1 | 0.01119 | 0.011596 | 1
1842 | 0 | 0.0018619 | 0.96512 | 0 | 1 | 1 | 1 | 0 | 0.0018619 | 1
1843 | 0 | 0 | 0.96512 | 0 | 1 | 1 | 1 | 0 | 0 | 1
1844 | 0 | 0 | 0.96512 | 0 | 1 | 1 | 1 | 0 | 0 | 1
1845 | 0 | 0 | 0.96512 | 0 | 1 | 1 | 1 | 0 | 0 | 1
1846 | 0 | 0 | 0.96512 | 0 | 0 | 1 | 1 | 0 | 0 | 1
1847 | 0 | 0 | 0.96512 | 0 | 0 | 1 | 1 | 0 | 0 | 1
1848 | 0 | 0 | 0.96512 | 0 | 0 | 1 | 1 | 0 | 0 | 1
1849 | 0 | 0 | 0.96512 | 0 | 0 | 1 | 1 | 0 | 0 | 1
1850 | 0 | 0 | 0.96512 | 0 | 0 | 1 | 1 | 0 | 0 | 1
1851 | 0 | 0 | 0.96512 | 0 | 0 | 1 | 1 | 0 | 0 | 1
1852 | 0 | 0 | 0.96512 | 0 | 0 | 1 | 1 | 0 | 0 | 1
1853 | 0 | 0 | 0.96512 | 0 | 0 | 1 | 1 | 0 | 0 | 1
1854 | 0 | 0 | 0.96512 | 0 | 0 | 1 | 1 | 0 | 0 | 1
1855 | 0 | 0 | 0.96512 | 0 | 0 | 1 | 1 | 0 | 0 | 1
1856 | 0 | 0.031447 | 0.96512 | 0 | 0 | 1 | 1 | 0 | 0.031447 | 1
1857 | 0.0026158 | 0.020174 | 0.96512 | 0 | 0 | 1 | 1 | 0.0026158 | 0.020174 | 1
1858 | 0.12068 | 0.028547 | 0.96512 | 0 | 0 | 1 | 1 | 0.12068 | 0.028547 | 1
1859 | 0.1578 | 0.053288 | 0.96512 | 0 | 0 | 1 | 1 | 0.1578 | 0.053288 | 1
1860 | 0.16018 | 0.07567 | 0.96512 | 0 | 0 | 1 | 1 | 0.16018 | 0.07567 | 1
1861 | 0.14945 | 0.080214 | 0.96512 | 0 | 0 | 1 | 1 | 0.14945 | 0.080214 | 1
1862 | 0.11682 | 0.08704 | 0.96512 | 0 | 0 | 1 | 1 | 0.11682 | 0.08704 | 1
1863 | 0.065561 | 0.090101 | 0.96512 | 0 | 0 | 1 | 1 | 0.065561 | 0.090101 | 1
1864 | 0 | 0.089636 | 0.96512 | 0 | 0 | 1 | 1 | 0 | 0.089636 | 1
1865 | 0 | 0.082407 | 0.96512 | 0 | 0 | 1 | 1 | 0 | 0.082407 | 1
1866 | 0 | 0.066642 | 0.96512 | 0 | 1 | 1 | 1 | 0 | 0.066642 | 1
1867 | 0 | 0.032722 | 0.96512 | 0 | 1 | 1 | 1 | 0 | 0.032722 | 1
1868 | 0 | 0.036427 | 0.96512 | 0 | 1 | 1 | 1 | 0 | 0.036427 | 1
1869 | 0 | 0.059056 | 0.96512 | 0 | 1 | 1 | 1 | 0 | 0.059056 | 1
1870 | 0 | 0.065862 | 0.96512 | 0 | 0 | 1 | 1 | 0 | 0.065862 | 1
1871 | 0 | 0.059082 | 0.96512 | 0 | 0 | 1 | 1 | 0 | 0.059082 | 1
1872 | 0 | 0.05317 | 0.96512 | 0 | 0 | 1 | 1 | 0 | 0.05317 | 1
1873 | 0 | 0 | 0.96512 | 0 | 0 | 1 | 1 | 0 | 0 | 1
1874 | 0 | 0.035931 | 0.96512 | 0 | 0 | 1 | 1 | 0 | 0.035931 | 1
1875 | 0 | 0.024982 | 0.96512 | 0 | 0 | 1 | 1 | 0 | 0.024982 | 1
1876 | 0 | 0.040735 | 0.96512 | 0 | 0 | 1 | 1 | 0 | 0.040735 | 1
1877 | 0 | 0.03893 | 0.96512 | 0 | 0 | 1 | 1 | 0 | 0.03893 | 1
1878 | 0 | 0.04205 | 0.96512 | 0 | 0 | 1 | 1 | 0 | 0.04205 | 1
1879 | 0 | 0.016658 | 0.96512 | 0 | 0 | 1 | 1 | 0 | 0.016658 | 1
1880 | 0 | 0.059809 | 0.96512 | 0 | 0 | 1 | 1 | 0 | 0.059809 | 1
1881 | 0 | 0.058426 | 0.96512 | 0 | 0 | 1 | 1 | 0 | 0.058426 | 1
1882 | 0.18908 | 0.074458 | 0.96512 | 0 | 0 | 1 | 1 | 0.18908 | 0.074458 | 1
1883 | 0.17743 | 0.11079 | 0.96512 | 0 | 0 | 1 | 1 | 0.17743 | 0.11079 | 1
1884 | 0.1982 | 0.12317 | 0.96512 | 0 | 0 | 1 | 1 | 0.1982 | 0.12317 | 1
1885 | 0.20561 | 0.1209 | 0.96512 | 0 | 0 | 1 | 1 | 0.20561 | 0.1209 | 1
1886 | 0.14694 | 0.1244 | 0.96512 | 0 | 0 | 1 | 1 | 0.14694 | 0.1244 | 1
1887 | 0.080351 | 0.12422 | 0.96512 | 0 | 0 | 1 | 1 | 0.080351 | 0.12422 | 1
1888 | 0 | 0.12805 | 0.96512 | 0 | 0 | 1 | 1 | 0 | 0.12805 | 1
1889 | 0 | 0.13704 | 0.96512 | 0 | 0 | 1 | 1 | 0 | 0.13704 | 1
1890 | 0 | 0.13078 | 0.96512 | 0 | 1 | 1 | 1 | 0 | 0.13078 | 1
1891 | 0 | 0.096904 | 0.96512 | 0 | 1 | 1 | 1 | 0 | 0.096904 | 1
1892 | 0 | 0.089298 | 0.96512 | 0 | 1 | 1 | 1 | 0 | 0.089298 | 1
1893 | 0 | 0.1057 | 0.96512 | 0 | 1 | 1 | 1 | 0 | 0.1057 | 1
1894 | 0 | 0.11096 | 0.96512 | 0 | 0 | 1 | 1 | 0 | 0.11096 | 1
1895 | 0 | 0.09402 | 0.96512 | 0 | 0 | 1 | 1 | 0 | 0.09402 | 1
1896 | 0 | 0.086353 | 0.96512 | 0 | 0 | 1 | 1 | 0 | 0.086353 | 1
1897 | 0 | 0.053449 | 0.96512 | 0 | 0 | 1 | 1 | 0 | 0.053449 | 1
1898 | 0 | 0.066637 | 0.96512 | 0 | 0 | 1 | 1 | 0 | 0.066637 | 1
1899 | 0 | 0.048101 | 0.96512 | 0 | 0 | 1 | 1 | 0 | 0.048101 | 1
1900 | 0 | 0.047638 | 0.96512 | 0 | 0 | 1 | 1 | 0 | 0.047638 | 1
1901 | 0 | 0.055186 | 0.96512 | 0 | 0 | 1 | 1 | 0 | 0.055186 | 1
1902 | 0 | 0.059939 | 0.96512 | 0 | 0 | 1 | 1 | 0 | 0.059939 | 1
1903 | 0 | 0.021835 | 0.96512 | 0 | 0 | 1 | 1 | 0 | 0.021835 | 1
1904 | 0 | 0.048658 | 0.96512 | 0 | 0 | 1 | 1 | 0 | 0.048658 | 1
1905 | 0 | 0.041374 | 0.96512 | 0 | 0 | 1 | 1 | 0 | 0.041374 | 1
1906 | 0.077417 | 0.051205 | 0.96512 | 0 | 0 | 1 | 1 | 0.077417 | 0.051205 | 1
1907 | 0.086422 | 0.084334 | 0.96512 | 0 | 0 | 1 | 1 | 0.086422 | 0.084334 | 1
1908 | 0.1436 | 0.098168 | 0.96512 | 0 | 0 | 1 | 1 | 0.1436 | 0.098168 | 1
1909 | 0.14894 | 0.096976 | 0.96512 | 0 | 0 | 1 | 1 | 0.14894 | 0.096976 | 1
1910 | 0.037627 | 0.10878 | 0.96512 | 0 | 0 | 1 | 1 | 0.037627 | 0.10878 | 1
1911 | 0 | 0.099604 | 0.96512 | 0 | 0 | 1 | 1 | 0 | 0.099604 | 1
1912 | 0 | 0.065589 | 0.96512 | 0 | 0 | 1 | 1 | 0 | 0.065589 | 1
1913 | 0 | 0.066233 | 0.96512 | 0 | 0 | 1 | 1 | 0 | 0.066233 | 1
1914 | 0 | 0.065701 | 0.96512 | 0 | 1 | 1 | 1 | 0 | 0.065701 | 1
1915 | 0 | 0.046117 | 0.96512 | 0 | 1 | 1 | 1 | 0 | 0.046117 | 1
1916 | 0 | 0.040344 | 0.96512 | 0 | 1 | 1 | 1 | 0 | 0.040344 | 1
1917 | 0 | 0.051429 | 0.96512 | 0 | 1 | 1 | 1 | 0 | 0.051429 | 1
1918 | 0 | 0.051172 | 0.96512 | 0 | 0 | 1 | 1 | 0 | 0.051172 | 1
1919 | 0 | 0.056379 | 0.96512 | 0 | 0 | 1 | 1 | 0 | 0.056379 | 1
1920 | 0 | 0.050928 | 0.96512 | 0 | 0 | 1 | 1 | 0 | 0.050928 | 1
1921 | 0 | 0.066178 | 0.96512 | 0 | 0 | 1 | 1 | 0 | 0.066178 | 1
1922 | 0 | 0.047454 | 0.96512 | 0 | 0 | 1 | 1 | 0 | 0.047454 | 1
1923 | 0 | 0.031082 | 0.96512 | 0 | 0 | 1 | 1 | 0 | 0.031082 | 1
1924 | 0 | 0.027435 | 0.96512 | 0 | 0 | 1 | 1 | 0 | 0.027435 | 1
1925 | 0 | 0.028207 | 0.96512 | 0 | 0 | 1 | 1 | 0 | 0.028207 | 1
1926 | 0 | 0.013436 | 0.96512 | 0 | 0 | 1 | 1 | 0 | 0.013436 | 1
1927 | 0 | 0 | 0.96512 | 0 | 0 | 1 | 1 | 0 | 0 | 1
1928 | 0 | 0 | 0.96512 | 0 | 0 | 1 | 1 | 0 | 0 | 1
1929 | 0 | 0 | 0.96512 | 0 | 0 | 1 | 1 | 0 | 0 | 1
1930 | 0.052292 | 0.0083556 | 0.96512 | 0 | 0 | 1 | 1 | 0.052292 | 0.0083556 | 1
1931 | 0.090446 | 0.044027 | 0.96512 | 0 | 0 | 1 | 1 | 0.090446 | 0.044027 | 1
1932 | 0.17015 | 0.046211 | 0.96512 | 0 | 0 | 1 | 1 | 0.17015 | 0.046211 | 1
1933 | 0.15082 | 0.049788 | 0.96512 | 0 | 0 | 1 | 1 | 0.15082 | 0.049788 | 1
1934 | 0.068405 | 0.071764 | 0.96512 | 0 | 0 | 1 | 1 | 0.068405 | 0.071764 | 1
1935 | 0 | 0.072487 | 0.96512 | 0 | 0 | 1 | 1 | 0 | 0.072487 | 1
1936 | 0 | 0.049367 | 0.96512 | 0 | 0 | 1 | 1 | 0 | 0.049367 | 1
1937 | 0 | 0.034807 | 0.96512 | 0 | 0 | 1 | 1 | 0 | 0.034807 | 1
1938 | 0 | 0.029005 | 0.96512 | 0 | 1 | 1 | 1 | 0 | 0.029005 | 1
1939 | 0 | 0.012064 | 0.96512 | 0 | 1 | 1 | 1 | 0 | 0.012064 | 1
1940 | 0 | 0.0023563 | 0.96512 | 0 | 1 | 1 | 1 | 0 | 0.0023563 | 1
1941 | 0 | 0.0023781 | 0.96512 | 0 | 1 | 1 | 1 | 0 | 0.0023781 | 1
1942 | 0 | 0.0041934 | 0.96512 | 0 | 0 | 1 | 1 | 0 | 0.0041934 | 1
1943 | 0 | 0.0056166 | 0.96512 | 0 | 0 | 1 | 1 | 0 | 0.0056166 | 1
1944 | 0 | 0 | 0.96512 | 0 | 0 | 1 | 1 | 0 | 0 | 1
1945 | 0 | 0.047508 | 0.96512 | 0 | 0 | 1 | 1 | 0 | 0.047508 | 1
1946 | 0 | 0 | 0.96512 | 0 | 0 | 1 | 1 | 0 | 0 | 1
1947 | 0 | 0 | 0.96512 | 0 | 0 | 1 | 1 | 0 | 0 | 1
1948 | 0 | 0 | 0.96512 | 0 | 0 | 1 | 1 | 0 | 0 | 1
1949 | 0 | 0 | 0.96512 | 0 | 0 | 1 | 1 | 0 | 0 | 1
1950 | 0 | 0 | 0.96512 | 0 | 0 | 1 | 1 | 0 | 0 | 1
1951 | 0 | 0 | 0.96512 | 0 | 0 | 1 | 1 | 0 | 0 | 1
1952 | 0 | 0 | 0.96512 | 0 | 0 | 1 | 1 | 0 | 0 | 1
1953 | 0 | 0 | 0.96512 | 0 | 0 | 1 | 1 | 0 | 0 | 1
1954 | 0 | 0 | 0.96512 | 0 | 0 | 1 | 1 | 0 | 0 | 1
1955 | 0 | 0 | 0.96512 | 0 | 0 | 1 | 1 | 0 | 0 | 1
1956 | 0 | 0.0034165 | 0.96512 | 0 | 0 | 1 | 1 | 0 | 0.0034165 | 1
1957 | 0 | 0.019466 | 0.96512 | 0 | 0 | 1 | 1 | 0 | 0.019466 | 1
1958 | 0 | 0.041158 | 0.96512 | 0 | 0 | 1 | 1 | 0 | 0.041158 | 1
1959 | 0 | 0.040777 | 0.96512 | 0 | 0 | 1 | 1 | 0 | 0.040777 | 1
1960 | 0 | 0.020064 | 0.96512 | 0 | 0 | 1 | 1 | 0 | 0.020064 | 1
1961 | 0 | 0.01793 | 0.96512 | 0 | 0 | 1 | 1 | 0 | 0.01793 | 1
1962 | 0 | 0 | 0.96512 | 0 | 1 | 1 | 1 | 0 | 0 | 1
1963 | 0 | 0 | 0.96512 | 0 | 1 | 1 | 1 | 0 | 0 | 1
1964 | 0 | 0 | 0.96512 | 0 | 1 | 1 | 1 | 0 | 0 | 1
1965 | 0 | 0 | 0.96512 | 0 | 1 | 1 | 1 | 0 | 0 | 1
1966 | 0 | 0 | 0.96512 | 0 | 0 | 1 | 1 | 0 | 0 | 1
1967 | 0 | 0 | 0.96512 | 0 | 0 | 1 | 1 | 0 | 0 | 1
1968 | 0 | 0 | 0.96512 | 0 | 0 | 1 | 1 | 0 | 0 | 1
1969 | 0 | 0 | 0.96512 | 0 | 0 | 1 | 1 | 0 | 0 | 1
1970 | 0 | 0 | 0.96512 | 0 | 0 | 1 | 1 | 0 | 0 | 1
1971 | 0 | 0 | 0.96512 | 0 | 0 | 1 | 1 | 0 | 0 | 1
1972 | 0 | 0 | 0.96512 | 0 | 0 | 1 | 1 | 0 | 0 | 1
1973 | 0 | 0 | 0.96512 | 0 | 0 | 1 | 1 | 0 | 0 | 1
1974 | 0 | 0 | 0.96512 | 0 | 0 | 1 | 1 | 0 | 0 | 1
1975 | 0 | 0 | 0.96512 | 0 | 0 | 1 | 1 | 0 | 0 | 1
1976 | 0 | 0 | 0.96512 | 0 | 0 | 1 | 1 | 0 | 0 | 1
1977 | 0 | 0 | 0.96512 | 0 | 0 | 1 | 1 | 0 | 0 | 1
1978 | 0 | 0 | 0.96512 | 0 | 0 | 1 | 1 | 0 | 0 | 1
1979 | 0 | 0.0013072 | 0.96512 | 0 | 0 | 1 | 1 | 0 | 0.0013072 | 1
1980 | 0 | 0.0042982 | 0.96512 | 0 | 0 | 1 | 1 | 0 | 0.0042982 | 1
1981 | 0 | 0.023865 | 0.96512 | 0 | 0 | 1 | 1 | 0 | 0.023865 | 1
1982 | 0.069461 | 0.029482 | 0.96512 | 0 | 0 | 1 | 1 | 0.069461 | 0.029482 | 1
1983 | 0.077819 | 0.030268 | 0.96512 | 0 | 0 | 1 | 1 | 0.077819 | 0.030268 | 1
1984 | 0.0026582 | 0.025609 | 0.96512 | 0 | 0 | 1 | 1 | 0.0026582 | 0.025609 | 1
1985 | 0 | 0.020535 | 0.96512 | 0 | 0 | 1 | 1 | 0 | 0.020535 | 1
1986 | 0 | 0 | 0.96512 | 0 | 1 | 1 | 1 | 0 | 0 | 1
1987 | 0 | 0 | 0.96512 | 0 | 1 | 1 | 1 | 0 | 0 | 1
1988 | 0 | 0 | 0.96512 | 0 | 1 | 1 | 1 | 0 | 0 | 1
1989 | 0 | 0 | 0.96512 | 0 | 1 | 1 | 1 | 0 | 0 | 1
1990 | 0 | 0 | 0.96512 | 0 | 0 | 1 | 1 | 0 | 0 | 1
1991 | 0 | 0 | 0.96512 | 0 | 0 | 1 | 1 | 0 | 0 | 1
1992 | 0 | 0 | 0.96512 | 0 | 0 | 1 | 1 | 0 | 0 | 1
1993 | 0 | 0 | 0.91445 | 0 | 0 | 1 | 1 | 0 | 0 | 1
1994 | 0 | 0 | 0.91445 | 0 | 0 | 1 | 1 | 0 | 0 | 1
1995 | 0 | 0 | 0.91445 | 0 | 0 | 1 | 1 | 0 | 0 | 1
1996 | 0 | 0 | 0.91445 | 0 | 0 | 1 | 1 | 0 | 0 | 1
1997 | 0 | 0 | 0.91445 | 0 | 0 | 1 | 1 | 0 | 0 | 1
1998 | 0 | 0 | 0.91445 | 0 | 0 | 1 | 1 | 0 | 0 | 1
1999 | 0 | 0 | 0.91445 | 0 | 0 | 1 | 1 | 0 | 0 | 1
2000 | 0 | 0 | 0.91445 | 0 | 0 | 1 | 1 | 0 | 0 | 1
2001 | 0 | 0 | 0.91445 | 0 | 0 | 1 | 1 | 0 | 0 | 1
2002 | 0.021027 | 0 | 0.91445 | 0 | 0 | 1 | 1 | 0.021027 | 0 | 1
2003 | 0 | 0 | 0.91445 | 0 | 0 | 1 | 1 | 0 | 0 | 1
2004 | 0 | 0 | 0.91445 | 0 | 0 | 1 | 1 | 0 | 0 | 1
2005 | 0.027385 | 0.014803 | 0.91445 | 0 | 0 | 1 | 1 | 0.027385 | 0.014803 | 1
2006 | 0.12082 | 0.01725 | 0.91445 | 0 | 0 | 1 | 1 | 0.12082 | 0.01725 | 1
2007 | 0.21628 | 0.017672 | 0.91445 | 0 | 0 | 1 | 1 | 0.21628 | 0.017672 | 1
2008 | 0.11857 | 0.0089626 | 0.91445 | 0 | 0 | 1 | 1 | 0.11857 | 0.0089626 | 1
2009 | 0.021566 | 0.011891 | 0.91445 | 0 | 0 | 1 | 1 | 0.021566 | 0.011891 | 1
2010 | 0 | 0 | 0.91445 | 0 | 1 | 1 | 1 | 0 | 0 | 1
2011 | 0 | 0 | 0.91445 | 0 | 1 | 1 | 1 | 0 | 0 | 1
2012 | 0 | 0 | 0.91445 | 0 | 1 | 1 | 1 | 0 | 0 | 1
2013 | 0 | 0 | 0.91445 | 0 | 1 | 1 | 1 | 0 | 0 | 1
2014 | 0 | 0 | 0.91445 | 0 | 0 | 1 | 1 | 0 | 0 | 1
2015 | 0 | 0 | 0.91445 | 0 | 0 | 1 | 1 | 0 | 0 | 1
2016 | 0 | 0 | 0.91445 | 0 | 0 | 1 | 1 | 0 | 0 | 1
2017 | 0 | 0 | 0.91445 | 0 | 0 | 1 | 1 | 0 | 0 | 1
2018 | 0 | 0 | 0.91445 | 0 | 0 | 1 | 1 | 0 | 0 | 1
2019 | 0 | 0 | 0.91445 | 0 | 0 | 1 | 1 | 0 | 0 | 1
2020 | 0 | 0 | 0.91445 | 0 | 0 | 1 | 1 | 0 | 0 | 1
2021 | 0 | 0 | 0.91445 | 0 | 0 | 1 | 1 | 0 | 0 | 1
2022 | 0 | 0 | 0.91445 | 0 | 0 | 1 | 1 | 0 | 0 | 1
2023 | 0 | 0 | 0.91445 | 0 | 0 | 1 | 1 | 0 | 0 | 1
2024 | 0.0069058 | 0 | 0.91445 | 0 | 0 | 1 | 1 | 0.0069058 | 0 | 1
2025 | 0.14278 | 0 | 0.91445 | 0 | 0 | 1 | 1 | 0.14278 | 0 | 1
2026 | 0.27231 | 0 | 0.91445 | 0 | 0 | 1 | 1 | 0.27231 | 0 | 1
2027 | 0.23206 | 0 | 0.91445 | 0 | 0 | 1 | 1 | 0.23206 | 0 | 1
2028 | 0.21794 | 0.0016459 | 0.91445 | 0 | 0 | 1 | 1 | 0.21794 | 0.0016459 | 1
2029 | 0.25067 | 0.04835 | 0.91445 | 0 | 0 | 1 | 1 | 0.25067 | 0.04835 | 1
2030 | 0.31032 | 0.047333 | 0.91445 | 0 | 0 | 1 | 1 | 0.31032 | 0.047333 | 1
2031 | 0.31842 | 0.047804 | 0.91445 | 0 | 0 | 1 | 1 | 0.31842 | 0.047804 | 1
2032 | 0.22016 | 0.03035 | 0.91445 | 0 | 0 | 1 | 1 | 0.22016 | 0.03035 | 1
2033 | 0.090995 | 0.026866 | 0.91445 | 0 | 0 | 1 | 1 | 0.090995 | 0.026866 | 1
2034 | 0 | 0.018006 | 0.91445 | 0 | 1 | 1 | 1 | 0 | 0.018006 | 1
2035 | 0 | 0 | 0.91445 | 0 | 1 | 1 | 1 | 0 | 0 | 1
2036 | 0 | 0 | 0.91445 | 0 | 1 | 1 | 1 | 0 | 0 | 1
2037 | 0 | 0 | 0.91445 | 0 | 1 | 1 | 1 | 0 | 0 | 1
2038 | 0 | 0 | 0.91445 | 0 | 0 | 1 | 1 | 0 | 0 | 1
2039 | 0 | 0 | 0.91445 | 0 | 0 | 1 | 1 | 0 | 0 | 1
2040 | 0 | 0 | 0.91445 | 0 | 0 | 1 | 1 | 0 | 0 | 1
2041 | 0 | 0 | 0.91445 | 0 | 0 | 1 | 1 | 0 | 0 | 1
2042 | 0 | 0 | 0.91445 | 0 | 0 | 1 | 1 | 0 | 0 | 1
2043 | 0 | 0 | 0.91445 | 0 | 0 | 1 | 1 | 0 | 0 | 1
2044 | 0 | 0 | 0.91445 | 0 | 0 | 1 | 1 | 0 | 0 | 1
2045 | 0 | 0 | 0.91445 | 0 | 0 | 1 | 1 | 0 | 0 | 1
2046 | 0 | 0 | 0.91445 | 0 | 0 | 1 | 1 | 0 | 0 | 1
2047 | 0 | 0 | 0.91445 | 0 | 0 | 1 | 1 | 0 | 0 | 1
2048 | 0 | 0 | 0.91445 | 0 | 0 | 1 | 1 | 0 | 0 | 1
2049 | 0.11812 | 0 | 0.91445 | 0 | 0 | 1 | 1 | 0.11812 | 0 | 1
2050 | 0.246 | 0 | 0.91445 | 0 | 0 | 1 | 1 | 0.246 | 0 | 1
2051 | 0.2535 | 0 | 0.91445 | 0 | 0 | 1 | 1 | 0.2535 | 0 | 1
2052 | 0.27254 | 0 | 0.91445 | 0 | 0 | 1 | 1 | 0.27254 | 0 | 1
2053 | 0.33406 | 0.0080169 | 0.91445 | 0 | 0 | 1 | 1 | 0.33406 | 0.0080169 | 1
2054 | 0.40183 | 0.0086797 | 0.91445 | 0 | 0 | 1 | 1 | 0.40183 | 0.0086797 | 1
2055 | 0.40389 | 0.011463 | 0.91445 | 0 | 0 | 1 | 1 | 0.40389 | 0.011463 | 1
2056 | 0.25446 | 0.0012118 | 0.91445 | 0 | 0 | 1 | 1 | 0.25446 | 0.0012118 | 1
2057 | 0.0983 | 0 | 0.91445 | 0 | 0 | 1 | 1 | 0.0983 | 0 | 1
2058 | 0 | 0 | 0.91445 | 0 | 1 | 1 | 1 | 0 | 0 | 1
2059 | 0 | 0 | 0.91445 | 0 | 1 | 1 | 1 | 0 | 0 | 1
2060 | 0 | 0 | 0.91445 | 0 | 1 | 1 | 1 | 0 | 0 | 1
2061 | 0 | 0 | 0.91445 | 0 | 1 | 1 | 1 | 0 | 0 | 1
2062 | 0 | 0 | 0.91445 | 0 | 0 | 1 | 1 | 0 | 0 | 1
2063 | 0 | 0 | 0.91445 | 0 | 0 | 1 | 1 | 0 | 0 | 1
2064 | 0 | 0 | 0.91445 | 0 | 0 | 1 | 1 | 0 | 0 | 1
2065 | 0 | 0 | 0.91445 | 0 | 0 | 1 | 1 | 0 | 0 | 1
2066 | 0 | 0 | 0.91445 | 0 | 0 | 1 | 1 | 0 | 0 | 1
2067 | 0 | 0 | 0.91445 | 0 | 0 | 1 | 1 | 0 | 0 | 1
2068 | 0 | 0 | 0.91445 | 0 | 0 | 1 | 1 | 0 | 0 | 1
2069 | 0 | 0 | 0.91445 | 0 | 0 | 1 | 1 | 0 | 0 | 1
2070 | 0 | 0 | 0.91445 | 0 | 0 | 1 | 1 | 0 | 0 | 1
2071 | 0 | 0 | 0.91445 | 0 | 0 | 1 | 1 | 0 | 0 | 1
2072 | 0 | 0 | 0.91445 | 0 | 0 | 1 | 1 | 0 | 0 | 1
2073 | 0.048369 | 0 | 0.91445 | 0 | 0 | 1 | 1 | 0.048369 | 0 | 1
2074 | 0.19815 | 0 | 0.91445 | 0 | 0 | 1 | 1 | 0.19815 | 0 | 1
2075 | 0.26377 | 0 | 0.91445 | 0 | 0 | 1 | 1 | 0.26377 | 0 | 1
2076 | 0.24942 | 0 | 0.91445 | 0 | 0 | 1 | 1 | 0.24942 | 0 | 1
2077 | 0.33593 | 0.020867 | 0.91445 | 0 | 0 | 1 | 1 | 0.33593 | 0.020867 | 1
2078 | 0.39712 | 0.018773 | 0.91445 | 0 | 0 | 1 | 1 | 0.39712 | 0.018773 | 1
2079 | 0.33129 | 0.015241 | 0.91445 | 0 | 0 | 1 | 1 | 0.33129 | 0.015241 | 1
2080 | 0.1677 | 0.012102 | 0.91445 | 0 | 0 | 1 | 1 | 0.1677 | 0.012102 | 1
2081 | 0.051373 | 0 | 0.91445 | 0 | 0 | 1 | 1 | 0.051373 | 0 | 1
2082 | 0 | 0 | 0.91445 | 0 | 1 | 1 | 1 | 0 | 0 | 1
2083 | 0 | 0 | 0.91445 | 0 | 1 | 1 | 1 | 0 | 0 | 1
2084 | 0 | 0 | 0.91445 | 0 | 1 | 1 | 1 | 0 | 0 | 1
2085 | 0 | 0 | 0.91445 | 0 | 1 | 1 | 1 | 0 | 0 | 1
2086 | 0 | 0 | 0.91445 | 0 | 0 | 1 | 1 | 0 | 0 | 1
2087 | 0 | 0 | 0.91445 | 0 | 0 | 1 | 1 | 0 | 0 | 1
2088 | 0 | 0 | 0.91445 | 0 | 0 | 1 | 1 | 0 | 0 | 1
2089 | 0 | 0 | 0.91445 | 0 | 0 | 1 | 1 | 0 | 0 | 1
2090 | 0 | 0 | 0.91445 | 0 | 0 | 1 | 1 | 0 | 0 | 1
2091 | 0 | 0 | 0.91445 | 0 | 0 | 1 | 1 | 0 | 0 | 1
2092 | 0 | 0 | 0.91445 | 0 | 0 | 1 | 1 | 0 | 0 | 1
2093 | 0 | 0 | 0.91445 | 0 | 0 | 1 | 1 | 0 | 0 | 1
2094 | 0 | 0 | 0.91445 | 0 | 0 | 1 | 1 | 0 | 0 | 1
2095 | 0 | 0 | 0.91445 | 0 | 0 | 1 | 1 | 0 | 0 | 1
2096 | 0 | 0 | 0.91445 | 0 | 0 | 1 | 1 | 0 | 0 | 1
2097 | 0.057534 | 0 | 0.91445 | 0 | 0 | 1 | 1 | 0.057534 | 0 | 1
2098 | 0.19905 | 0 | 0.91445 | 0 | 0 | 1 | 1 | 0.19905 | 0 | 1
2099 | 0.31201 | 9.7251e-05 | 0.91445 | 0 | 0 | 1 | 1 | 0.31201 | 9.7251e-05 | 1
2100 | 0.30626 | 0.017011 | 0.91445 | 0 | 0 | 1 | 1 | 0.30626 | 0.017011 | 1
2101 | 0.35662 | 0.028939 | 0.91445 | 0 | 0 | 1 | 1 | 0.35662 | 0.028939 | 1
2102 | 0.40895 | 0.030374 | 0.91445 | 0 | 0 | 1 | 1 | 0.40895 | 0.030374 | 1
2103 | 0.35521 | 0.022956 | 0.91445 | 0 | 0 | 1 | 1 | 0.35521 | 0.022956 | 1
2104 | 0.18546 | 0.020475 | 0.91445 | 0 | 0 | 1 | 1 | 0.18546 | 0.020475 | 1
2105 | 0.060056 | 0.0042597 | 0.91445 | 0 | 0 | 1 | 1 | 0.060056 | 0.0042597 | 1
2106 | 0 | 0 | 0.91445 | 0 | 1 | 1 | 1 | 0 | 0 | 1
2107 | 0 | 0 | 0.91445 | 0 | 1 | 1 | 1 | 0 | 0 | 1
2108 | 0 | 0 | 0.91445 | 0 | 1 | 1 | 1 | 0 | 0 | 1
2109 | 0 | 0 | 0.91445 | 0 | 1 | 1 | 1 | 0 | 0 | 1
2110 | 0 | 0 | 0.91445 | 0 | 0 | 1 | 1 | 0 | 0 | 1
2111 | 0 | 0 | 0.91445 | 0 | 0 | 1 | 1 | 0 | 0 | 1
2112 | 0 | 0 | 0.91445 | 0 | 0 | 1 | 1 | 0 | 0 | 1
2113 | 0 | 0 | 0.91445 | 0 | 0 | 1 | 1 | 0 | 0 | 1
2114 | 0 | 0 | 0.91445 | 0 | 0 | 1 | 1 | 0 | 0 | 1
2115 | 0 | 0 | 0.91445 | 0 | 0 | 1 | 1 | 0 | 0 | 1
2116 | 0 | 0 | 0.91445 | 0 | 0 | 1 | 1 | 0 | 0 | 1
2117 | 0 | 0 | 0.91445 | 0 | 0 | 1 | 1 | 0 | 0 | 1
2118 | 0 | 0 | 0.91445 | 0 | 0 | 1 | 1 | 0 | 0 | 1
2119 | 0 | 0 | 0.91445 | 0 | 0 | 1 | 1 | 0 | 0 | 1
2120 | 0 | 0 | 0.91445 | 0 | 0 | 1 | 1 | 0 | 0 | 1
2121 | 0.083148 | 0 | 0.91445 | 0 | 0 | 1 | 1 | 0.083148 | 0 | 1
2122 | 0.19343 | 0 | 0.91445 | 0 | 0 | 1 | 1 | 0.19343 | 0 | 1
2123 | 0.24557 | 0 | 0.91445 | 0 | 0 | 1 | 1 | 0.24557 | 0 | 1
2124 | 0.1835 | 0.045182 | 0.91445 | 0 | 0 | 1 | 1 | 0.1835 | 0.045182 | 1
2125 | 0.15961 | 0.053234 | 0.91445 | 0 | 0 | 1 | 1 | 0.15961 | 0.053234 | 1
2126 | 0.26962 | 0.056643 | 0.91445 | 0 | 0 | 1 | 1 | 0.26962 | 0.056643 | 1
2127 | 0.29553 | 0.042002 | 0.91445 | 0 | 0 | 1 | 1 | 0.29553 | 0.042002 | 1
2128 | 0.17047 | 0.033166 | 0.91445 | 0 | 0 | 1 | 1 | 0.17047 | 0.033166 | 1
2129 | 0.040755 | 0.024847 | 0.91445 | 0 | 0 | 1 | 1 | 0.040755 | 0.024847 | 1
2130 | 0 | 0.0089059 | 0.91445 | 0 | 1 | 1 | 1 | 0 | 0.0089059 | 1
2131 | 0 | 0 | 0.91445 | 0 | 1 | 1 | 1 | 0 | 0 | 1
2132 | 0 | 0 | 0.91445 | 0 | 1 | 1 | 1 | 0 | 0 | 1
2133 | 0 | 0 | 0.91445 | 0 | 1 | 1 | 1 | 0 | 0 | 1
2134 | 0 | 0 | 0.91445 | 0 | 0 | 1 | 1 | 0 | 0 | 1
2135 | 0 | 0 | 0.91445 | 0 | 0 | 1 | 1 | 0 | 0 | 1
2136 | 0 | 0 | 0.91445 | 0 | 0 | 1 | 1 | 0 | 0 | 1
2137 | 0 | 0 | 0.91445 | 0 | 0 | 1 | 1 | 0 | 0 | 1
2138 | 0 | 0 | 0.91445 | 0 | 0 | 1 | 1 | 0 | 0 | 1
2139 | 0 | 0 | 0.91445 | 0 | 0 | 1 | 1 | 0 | 0 | 1
2140 | 0 | 0 | 0.91445 | 0 | 0 | 1 | 1 | 0 | 0 | 1
2141 | 0 | 0 | 0.91445 | 0 | 0 | 1 | 1 | 0 | 0 | 1
2142 | 0 | 0 | 0.91445 | 0 | 0 | 1 | 1 | 0 | 0 | 1
2143 | 0 | 0 | 0.91445 | 0 | 0 | 1 | 1 | 0 | 0 | 1
2144 | 0 | 0 | 0.91445 | 0 | 0 | 1 | 1 | 0 | 0 | 1
2145 | 0.11038 | 0 | 0.91445 | 0 | 0 | 1 | 1 | 0.11038 | 0 | 1
2146 | 0.1806 | 0 | 0.91445 | 0 | 0 | 1 | 1 | 0.1806 | 0 | 1
2147 | 0.17775 | 0 | 0.91445 | 0 | 0 | 1 | 1 | 0.17775 | 0 | 1
2148 | 0.14961 | 0.017336 | 0.91445 | 0 | 0 | 1 | 1 | 0.14961 | 0.017336 | 1
2149 | 0.15639 | 0.024114 | 0.91445 | 0 | 0 | 1 | 1 | 0.15639 | 0.024114 | 1
2150 | 0.28623 | 0.027337 | 0.91445 | 0 | 0 | 1 | 1 | 0.28623 | 0.027337 | 1
2151 | 0.36027 | 0.01694 | 0.91445 | 0 | 0 | 1 | 1 | 0.36027 | 0.01694 | 1
2152 | 0.24523 | 0.026081 | 0.91445 | 0 | 0 | 1 | 1 | 0.24523 | 0.026081 | 1
2153 | 0.063647 | 0.014419 | 0.91445 | 0 | 0 | 1 | 1 | 0.063647 | 0.014419 | 1
2154 | 0 | 0 | 0.91445 | 0 | 1 | 1 | 1 | 0 | 0 | 1
2155 | 0 | 0 | 0.91445 | 0 | 1 | 1 | 1 | 0 | 0 | 1
2156 | 0 | 0 | 0.91445 | 0 | 1 | 1 | 1 | 0 | 0 | 1
2157 | 0 | 0 | 0.91445 | 0 | 1 | 1 | 1 | 0 | 0 | 1
2158 | 0 | 0 | 0.91445 | 0 | 0 | 1 | 1 | 0 | 0 | 1
2159 | 0 | 0 | 0.91445 | 0 | 0 | 1 | 1 | 0 | 0 | 1
2160 | 0 | 0 | 0.91445 | 0 | 0 | 1 | 1 | 0 | 0 | 1
2161 | 0 | 0 | 0.91445 | 0 | 0 | 1 | 1 | 0 | 0 | 1
2162 | 0 | 0 | 0.91445 | 0 | 0 | 1 | 1 | 0 | 0 | 1
2163 | 0 | 0 | 0.91445 | 0 | 0 | 1 | 1 | 0 | 0 | 1
2164 | 0 | 0 | 0.91445 | 0 | 0 | 1 | 1 | 0 | 0 | 1
2165 | 0 | 0 | 0.91445 | 0 | 0 | 1 | 1 | 0 | 0 | 1
2166 | 0 | 0 | 0.91445 | 0 | 0 | 1 | 1 | 0 | 0 | 1
2167 | 0 | 0 | 0.91445 | 0 | 0 | 1 | 1 | 0 | 0 | 1
2168 | 0 | 0 | 0.91445 | 0 | 0 | 1 | 1 | 0 | 0 | 1
2169 | 0.011737 | 0 | 0.91445 | 0 | 0 | 1 | 1 | 0.011737 | 0 | 1
2170 | 0.090635 | 0.00099556 | 0.91445 | 0 | 0 | 1 | 1 | 0.090635 | 0.00099556 | 1
2171 | 0.044605 | 0 | 0.91445 | 0 | 0 | 1 | 1 | 0.044605 | 0 | 1
2172 | 0.042977 | 0.025706 | 0.91445 | 0 | 0 | 1 | 1 | 0.042977 | 0.025706 | 1
2173 | 0.058289 | 0.016905 | 0.91445 | 0 | 0 | 1 | 1 | 0.058289 | 0.016905 | 1
2174 | 0.12333 | 0.018318 | 0.91445 | 0 | 0 | 1 | 1 | 0.12333 | 0.018318 | 1
2175 | 0.13675 | 0.02823 | 0.91445 | 0 | 0 | 1 | 1 | 0.13675 | 0.02823 | 1
2176 | 0.09439 | 0.023333 | 0.91445 | 0 | 0 | 1 | 1 | 0.09439 | 0.023333 | 1
2177 | 0 | 0.023994 | 0.91445 | 0 | 0 | 1 | 1 | 0 | 0.023994 | 1
2178 | 0 | 0 | 0.91445 | 0 | 1 | 1 | 1 | 0 | 0 | 1
2179 | 0 | 0 | 0.91445 | 0 | 1 | 1 | 1 | 0 | 0 | 1
2180 | 0 | 0 | 0.91445 | 0 | 1 | 1 | 1 | 0 | 0 | 1
2181 | 0 | 0 | 0.91445 | 0 | 1 | 1 | 1 | 0 | 0 | 1
2182 | 0 | 0 | 0.91445 | 0 | 0 | 1 | 1 | 0 | 0 | 1
2183 | 0 | 0 | 0.91445 | 0 | 0 | 1 | 1 | 0 | 0 | 1
2184 | 0 | 0 | 0.91445 | 0 | 0 | 1 | 1 | 0 | 0 | 1
2185 | 0 | 0 | 0.91445 | 0 | 0 | 1 | 1 | 0 | 0 | 1
2186 | 0 | 0 | 0.91445 | 0 | 0 | 1 | 1 | 0 | 0 | 1
2187 | 0 | 0 | 0.91445 | 0 | 0 | 1 | 1 | 0 | 0 | 1
2188 | 0 | 0 | 0.91445 | 0 | 0 | 1 | 1 | 0 | 0 | 1
2189 | 0 | 0 | 0.91445 | 0 | 0 | 1 | 1 | 0 | 0 | 1
2190 | 0 | 0 | 0.91445 | 0 | 0 | 1 | 1 | 0 | 0 | 1
2191 | 0 | 0 | 0.91445 | 0 | 0 | 1 | 1 | 0 | 0 | 1
2192 | 0 | 0.00015385 | 0.91445 | 0 | 0 | 1 | 1 | 0 | 0.00015385 | 1
2193 | 0 | 0.0087908 | 0.91445 | 0 | 0 | 1 | 1 | 0 | 0.0087908 | 1
2194 | 0.059305 | 0.030235 | 0.91445 | 0 | 0 | 1 | 1 | 0.059305 | 0.030235 | 1
2195 | 0.070082 | 0.032148 | 0.91445 | 0 | 0 | 1 | 1 | 0.070082 | 0.032148 | 1
2196 | 0.13136 | 0.048036 | 0.91445 | 0 | 0 | 1 | 1 | 0.13136 | 0.048036 | 1
2197 | 0.14102 | 0.048377 | 0.91445 | 0 | 0 | 1 | 1 | 0.14102 | 0.048377 | 1
2198 | 0.11348 | 0.053808 | 0.91445 | 0 | 0 | 1 | 1 | 0.11348 | 0.053808 | 1
2199 | 0.050754 | 0.073024 | 0.91445 | 0 | 0 | 1 | 1 | 0.050754 | 0.073024 | 1
2200 | 0.094867 | 0.070798 | 0.91445 | 0 | 0 | 1 | 1 | 0.094867 | 0.070798 | 1
2201 | 0 | 0.061225 | 0.91445 | 0 | 0 | 1 | 1 | 0 | 0.061225 | 1
2202 | 0 | 0.025155 | 0.91445 | 0 | 1 | 1 | 1 | 0 | 0.025155 | 1
2203 | 0 | 0.01024 | 0.91445 | 0 | 1 | 1 | 1 | 0 | 0.01024 | 1
2204 | 0 | 0.018154 | 0.91445 | 0 | 1 | 1 | 1 | 0 | 0.018154 | 1
2205 | 0 | 0.030968 | 0.91445 | 0 | 1 | 1 | 1 | 0 | 0.030968 | 1
2206 | 0 | 0.014518 | 0.91445 | 0 | 0 | 1 | 1 | 0 | 0.014518 | 1
2207 | 0 | 0.011149 | 0.91445 | 0 | 0 | 1 | 1 | 0 | 0.011149 | 1
2208 | 0 | 0.0072455 | 0.91445 | 0 | 0 | 1 | 1 | 0 | 0.0072455 | 1
2209 | 0 | 0.004628 | 0.91445 | 0 | 0 | 1 | 1 | 0 | 0.004628 | 1
2210 | 0 | 0.0055975 | 0.91445 | 0 | 0 | 1 | 1 | 0 | 0.0055975 | 1
2211 | 0 | 0 | 0.91445 | 0 | 0 | 1 | 1 | 0 | 0 | 1
2212 | 0 | 0 | 0.91445 | 0 | 0 | 1 | 1 | 0 | 0 | 1
2213 | 0 | 0 | 0.91445 | 0 | 0 | 1 | 1 | 0 | 0 | 1
2214 | 0 | 0 | 0.91445 | 0 | 0 | 1 | 1 | 0 | 0 | 1
2215 | 0 | 0 | 0.91445 | 0 | 0 | 1 | 1 | 0 | 0 | 1
2216 | 0 | 0.020235 | 0.91445 | 0 | 0 | 1 | 1 | 0 | 0.020235 | 1
2217 | 0 | 0.053782 | 0.91445 | 0 | 0 | 1 | 1 | 0 | 0.053782 | 1
2218 | 0.077006 | 0.079487 | 0.91445 | 0 | 0 | 1 | 1 | 0.077006 | 0.079487 | 1
2219 | 0.09679 | 0.088871 | 0.91445 | 0 | 0 | 1 | 1 | 0.09679 | 0.088871 | 1
2220 | 0.14532 | 0.096141 | 0.91445 | 0 | 0 | 1 | 1 | 0.14532 | 0.096141 | 1
2221 | 0.10627 | 0.067337 | 0.91445 | 0 | 0 | 1 | 1 | 0.10627 | 0.067337 | 1
2222 | 0.094164 | 0.081285 | 0.91445 | 0 | 0 | 1 | 1 | 0.094164 | 0.081285 | 1
2223 | 0.019673 | 0.0947 | 0.91445 | 0 | 0 | 1 | 1 | 0.019673 | 0.0947 | 1
2224 | 0.055036 | 0.072562 | 0.91445 | 0 | 0 | 1 | 1 | 0.055036 | 0.072562 | 1
2225 | 0 | 0.051575 | 0.91445 | 0 | 0 | 1 | 1 | 0 | 0.051575 | 1
2226 | 0 | 0.02835 | 0.91445 | 0 | 1 | 1 | 1 | 0 | 0.02835 | 1
2227 | 0 | 0.014716 | 0.91445 | 0 | 1 | 1 | 1 | 0 | 0.014716 | 1
2228 | 0 | 0.028013 | 0.91445 | 0 | 1 | 1 | 1 | 0 | 0.028013 | 1
2229 | 0 | 0.041628 | 0.91445 | 0 | 1 | 1 | 1 | 0 | 0.041628 | 1
2230 | 0 | 0.01626 | 0.91445 | 0 | 0 | 1 | 1 | 0 | 0.01626 | 1
2231 | 0 | 0.0039753 | 0.91445 | 0 | 0 | 1 | 1 | 0 | 0.0039753 | 1
2232 | 0 | 0 | 0.91445 | 0 | 0 | 1 | 1 | 0 | 0 | 1
2233 | 0 | 0.025211 | 0.91445 | 0 | 0 | 1 | 1 | 0 | 0.025211 | 1
2234 | 0 | 0 | 0.91445 | 0 | 0 | 1 | 1 | 0 | 0 | 1
2235 | 0 | 0 | 0.91445 | 0 | 0 | 1 | 1 | 0 | 0 | 1
2236 | 0 | 0 | 0.91445 | 0 | 0 | 1 | 1 | 0 | 0 | 1
2237 | 0 | 0 | 0.91445 | 0 | 0 | 1 | 1 | 0 | 0 | 1
2238 | 0 | 0 | 0.91445 | 0 | 0 | 1 | 1 | 0 | 0 | 1
2239 | 0 | 0 | 0.91445 | 0 | 0 | 1 | 1 | 0 | 0 | 1
2240 | 0 | 0 | 0.91445 | 0 | 0 | 1 | 1 | 0 | 0 | 1
2241 | 0.013475 | 0.0015239 | 0.91445 | 0 | 0 | 1 | 1 | 0.013475 | 0.0015239 | 1
2242 | 0.12139 | 0.013201 | 0.91445 | 0 | 0 | 1 | 1 | 0.12139 | 0.013201 | 1
2243 | 0.18161 | 0.032472 | 0.91445 | 0 | 0 | 1 | 1 | 0.18161 | 0.032472 | 1
2244 | 0.21262 | 0.044717 | 0.91445 | 0 | 0 | 1 | 1 | 0.21262 | 0.044717 | 1
2245 | 0.23353 | 0.025565 | 0.91445 | 0 | 0 | 1 | 1 | 0.23353 | 0.025565 | 1
2246 | 0.25721 | 0.045456 | 0.91445 | 0 | 0 | 1 | 1 | 0.25721 | 0.045456 | 1
2247 | 0.1687 | 0.070492 | 0.91445 | 0 | 0 | 1 | 1 | 0.1687 | 0.070492 | 1
2248 | 0.14142 | 0.083037 | 0.91445 | 0 | 0 | 1 | 1 | 0.14142 | 0.083037 | 1
2249 | 0 | 0.047759 | 0.91445 | 0 | 0 | 1 | 1 | 0 | 0.047759 | 1
2250 | 0 | 0.030424 | 0.91445 | 0 | 1 | 1 | 1 | 0 | 0.030424 | 1
2251 | 0 | 0.0076542 | 0.91445 | 0 | 1 | 1 | 1 | 0 | 0.0076542 | 1
2252 | 0 | 0.027579 | 0.91445 | 0 | 1 | 1 | 1 | 0 | 0.027579 | 1
2253 | 0 | 0.030893 | 0.91445 | 0 | 1 | 1 | 1 | 0 | 0.030893 | 1
2254 | 0 | 0.014278 | 0.91445 | 0 | 0 | 1 | 1 | 0 | 0.014278 | 1
2255 | 0 | 0.0091631 | 0.91445 | 0 | 0 | 1 | 1 | 0 | 0.0091631 | 1
2256 | 0 | 0.011841 | 0.91445 | 0 | 0 | 1 | 1 | 0 | 0.011841 | 1
2257 | 0 | 0 | 0.91445 | 0 | 0 | 1 | 1 | 0 | 0 | 1
2258 | 0 | 0 | 0.91445 | 0 | 0 | 1 | 1 | 0 | 0 | 1
2259 | 0 | 0 | 0.91445 | 0 | 0 | 1 | 1 | 0 | 0 | 1
2260 | 0 | 0 | 0.91445 | 0 | 0 | 1 | 1 | 0 | 0 | 1
2261 | 0 | 0 | 0.91445 | 0 | 0 | 1 | 1 | 0 | 0 | 1
2262 | 0 | 0 | 0.91445 | 0 | 0 | 1 | 1 | 0 | 0 | 1
2263 | 0 | 0 | 0.91445 | 0 | 0 | 1 | 1 | 0 | 0 | 1
2264 | 0 | 0 | 0.91445 | 0 | 0 | 1 | 1 | 0 | 0 | 1
2265 | 0.075363 | 0.0143 | 0.91445 | 0 | 0 | 1 | 1 | 0.075363 | 0.0143 | 1
2266 | 0.21657 | 0.024633 | 0.91445 | 0 | 0 | 1 | 1 | 0.21657 | 0.024633 | 1
2267 | 0.2418 | 0.034193 | 0.91445 | 0 | 0 | 1 | 1 | 0.2418 | 0.034193 | 1
2268 | 0.33347 | 0.044533 | 0.91445 | 0 | 0 | 1 | 1 | 0.33347 | 0.044533 | 1
2269 | 0.34629 | 0.016616 | 0.91445 | 0 | 0 | 1 | 1 | 0.34629 | 0.016616 | 1
2270 | 0.35891 | 0.038447 | 0.91445 | 0 | 0 | 1 | 1 | 0.35891 | 0.038447 | 1
2271 | 0.31176 | 0.09202 | 0.91445 | 0 | 0 | 1 | 1 | 0.31176 | 0.09202 | 1
2272 | 0.19492 | 0.11163 | 0.91445 | 0 | 0 | 1 | 1 | 0.19492 | 0.11163 | 1
2273 | 0.024239 | 0.0503 | 0.91445 | 0 | 0 | 1 | 1 | 0.024239 | 0.0503 | 1
2274 | 0 | 0.039631 | 0.91445 | 0 | 1 | 1 | 1 | 0 | 0.039631 | 1
2275 | 0 | 0.0081266 | 0.91445 | 0 | 1 | 1 | 1 | 0 | 0.0081266 | 1
2276 | 0 | 0.036936 | 0.91445 | 0 | 1 | 1 | 1 | 0 | 0.036936 | 1
2277 | 0 | 0.037586 | 0.91445 | 0 | 1 | 1 | 1 | 0 | 0.037586 | 1
2278 | 0 | 0.030567 | 0.91445 | 0 | 0 | 1 | 1 | 0 | 0.030567 | 1
2279 | 0 | 0.02611 | 0.91445 | 0 | 0 | 1 | 1 | 0 | 0.02611 | 1
2280 | 0 | 0.041659 | 0.91445 | 0 | 0 | 1 | 1 | 0 | 0.041659 | 1
2281 | 0 | 0 | 1 | 0 | 0 | 1 | 1 | 0 | 0 | 1
2282 | 0 | 0.00034779 | 1 | 0 | 0 | 1 | 1 | 0 | 0.00034779 | 1
2283 | 0 | 0 | 1 | 0 | 0 | 1 | 1 | 0 | 0 | 1
2284 | 0 | 0 | 1 | 0 | 0 | 1 | 1 | 0 | 0 | 1
2285 | 0 | 0 | 1 | 0 | 0 | 1 | 1 | 0 | 0 | 1
2286 | 0 | 0 | 1 | 0 | 0 | 1 | 1 | 0 | 0 | 1
2287 | 0 | 0 | 1 | 0 | 0 | 1 | 1 | 0 | 0 | 1
2288 | 0 | 0 | 1 | 0 | 0 | 1 | 1 | 0 | 0 | 1
2289 | 0.0044136 | 0 | 1 | 0 | 0 | 1 | 1 | 0.0044136 | 0 | 1
2290 | 0.1173 | 0.010315 | 1 | 0 | 0 | 1 | 1 | 0.1173 | 0.010315 | 1
2291 | 0.15052 | 0.032072 | 1 | 0 | 0 | 1 | 1 | 0.15052 | 0.032072 | 1
2292 | 0.27714 | 0.051129 | 1 | 0 | 0 | 1 | 1 | 0.27714 | 0.051129 | 1
2293 | 0.32134 | 0.054573 | 1 | 0 | 0 | 1 | 1 | 0.32134 | 0.054573 | 1
2294 | 0.22597 | 0.066256 | 1 | 0 | 0 | 1 | 1 | 0.22597 | 0.066256 | 1
2295 | 0.14143 | 0.11282 | 1 | 0 | 0 | 1 | 1 | 0.14143 | 0.11282 | 1
2296 | 0.062671 | 0.11366 | 1 | 0 | 0 | 1 | 1 | 0.062671 | 0.11366 | 1
2297 | 0 | 0.066027 | 1 | 0 | 0 | 1 | 1 | 0 | 0.066027 | 1
2298 | 0 | 0.048269 | 1 | 0 | 1 | 1 | 1 | 0 | 0.048269 | 1
2299 | 0 | 0.013112 | 1 | 0 | 1 | 1 | 1 | 0 | 0.013112 | 1
2300 | 0 | 0.032139 | 1 | 0 | 1 | 1 | 1 | 0 | 0.032139 | 1
2301 | 0 | 0.042326 | 1 | 0 | 1 | 1 | 1 | 0 | 0.042326 | 1
2302 | 0 | 0.036607 | 1 | 0 | 0 | 1 | 1 | 0 | 0.036607 | 1
2303 | 0 | 0.034756 | 1 | 0 | 0 | 1 | 1 | 0 | 0.034756 | 1
2304 | 0 | 0.067401 | 1 | 0 | 0 | 1 | 1 | 0 | 0.067401 | 1
2305 | 0 | 0.024174 | 1 | 0 | 0 | 1 | 1 | 0 | 0.024174 | 1
2306 | 0 | 0.024528 | 1 | 0 | 0 | 1 | 1 | 0 | 0.024528 | 1
2307 | 0 | 0.014943 | 1 | 0 | 0 | 1 | 1 | 0 | 0.014943 | 1
2308 | 0 | 0 | 1 | 0 | 0 | 1 | 1 | 0 | 0 | 1
2309 | 0 | 0.0038825 | 1 | 0 | 0 | 1 | 1 | 0 | 0.0038825 | 1
2310 | 0 | 0 | 1 | 0 | 0 | 1 | 1 | 0 | 0 | 1
2311 | 0 | 0 | 1 | 0 | 0 | 1 | 1 | 0 | 0 | 1
2312 | 0 | 0.00027731 | 1 | 0 | 0 | 1 | 1 | 0 | 0.00027731 | 1
2313 | 0 | 0.022318 | 1 | 0 | 0 | 1 | 1 | 0 | 0.022318 | 1
2314 | 0.083208 | 0.049089 | 1 | 0 | 0 | 1 | 1 | 0.083208 | 0.049089 | 1
2315 | 0.15716 | 0.077388 | 1 | 0 | 0 | 1 | 1 | 0.15716 | 0.077388 | 1
2316 | 0.23401 | 0.10947 | 1 | 0 | 0 | 1 | 1 | 0.23401 | 0.10947 | 1
2317 | 0.19185 | 0.13074 | 1 | 0 | 0 | 1 | 1 | 0.19185 | 0.13074 | 1
2318 | 0.17585 | 0.13258 | 1 | 0 | 0 | 1 | 1 | 0.17585 | 0.13258 | 1
2319 | 0.13903 | 0.14425 | 1 | 0 | 0 | 1 | 1 | 0.13903 | 0.14425 | 1
2320 | 0.024931 | 0.1292 | 1 | 0 | 0 | 1 | 1 | 0.024931 | 0.1292 | 1
2321 | 0 | 0.087361 | 1 | 0 | 0 | 1 | 1 | 0 | 0.087361 | 1
2322 | 0 | 0.057997 | 1 | 0 | 1 | 1 | 1 | 0 | 0.057997 | 1
2323 | 0 | 0.021859 | 1 | 0 | 1 | 1 | 1 | 0 | 0.021859 | 1
2324 | 0 | 0.036151 | 1 | 0 | 1 | 1 | 1 | 0 | 0.036151 | 1
2325 | 0 | 0.047472 | 1 | 0 | 1 | 1 | 1 | 0 | 0.047472 | 1
2326 | 0 | 0.05745 | 1 | 0 | 0 | 1 | 1 | 0 | 0.05745 | 1
2327 | 0 | 0.045597 | 1 | 0 | 0 | 1 | 1 | 0 | 0.045597 | 1
2328 | 0 | 0.081581 | 1 | 0 | 0 | 1 | 1 | 0 | 0.081581 | 1
2329 | 0 | 0.045076 | 1 | 0 | 0 | 1 | 1 | 0 | 0.045076 | 1
2330 | 0 | 0.040531 | 1 | 0 | 0 | 1 | 1 | 0 | 0.040531 | 1
2331 | 0 | 0.02657 | 1 | 0 | 0 | 1 | 1 | 0 | 0.02657 | 1
2332 | 0 | 0.016459 | 1 | 0 | 0 | 1 | 1 | 0 | 0.016459 | 1
2333 | 0 | 0.021924 | 1 | 0 | 0 | 1 | 1 | 0 | 0.021924 | 1
2334 | 0 | 0.0062606 | 1 | 0 | 0 | 1 | 1 | 0 | 0.0062606 | 1
2335 | 0 | 0.0073499 | 1 | 0 | 0 | 1 | 1 | 0 | 0.0073499 | 1
2336 | 0 | 0.033988 | 1 | 0 | 0 | 1 | 1 | 0 | 0.033988 | 1
2337 | 0 | 0.049925 | 1 | 0 | 0 | 1 | 1 | 0 | 0.049925 | 1
2338 | 0.075052 | 0.082653 | 1 | 0 | 0 | 1 | 1 | 0.075052 | 0.082653 | 1
2339 | 0.21384 | 0.11358 | 1 | 0 | 0 | 1 | 1 | 0.21384 | 0.11358 | 1
2340 | 0.20444 | 0.13938 | 1 | 0 | 0 | 1 | 1 | 0.20444 | 0.13938 | 1
2341 | 0.2006 | 0.16145 | 1 | 0 | 0 | 1 | 1 | 0.2006 | 0.16145 | 1
2342 | 0.17828 | 0.13976 | 1 | 0 | 0 | 1 | 1 | 0.17828 | 0.13976 | 1
2343 | 0.14849 | 0.11749 | 1 | 0 | 0 | 1 | 1 | 0.14849 | 0.11749 | 1
2344 | 0 | 0.09533 | 1 | 0 | 0 | 1 | 1 | 0 | 0.09533 | 1
2345 | 0 | 0.096387 | 1 | 0 | 0 | 1 | 1 | 0 | 0.096387 | 1
2346 | 0 | 0.066431 | 1 | 0 | 1 | 1 | 1 | 0 | 0.066431 | 1
2347 | 0 | 0.017331 | 1 | 0 | 1 | 1 | 1 | 0 | 0.017331 | 1
2348 | 0 | 0.0064971 | 1 | 0 | 1 | 1 | 1 | 0 | 0.0064971 | 1
2349 | 0 | 0.031785 | 1 | 0 | 1 | 1 | 1 | 0 | 0.031785 | 1
2350 | 0 | 0.049015 | 1 | 0 | 0 | 1 | 1 | 0 | 0.049015 | 1
2351 | 0 | 0.036911 | 1 | 0 | 0 | 1 | 1 | 0 | 0.036911 | 1
2352 | 0 | 0.064367 | 1 | 0 | 0 | 1 | 1 | 0 | 0.064367 | 1
2353 | 0 | 0.064015 | 0.90985 | 0 | 0 | 1 | 1 | 0 | 0.064015 | 1
2354 | 0 | 0.0043596 | 0.90985 | 0 | 0 | 1 | 1 | 0 | 0.0043596 | 1
2355 | 0 | 0 | 0.90985 | 0 | 0 | 1 | 1 | 0 | 0 | 1
2356 | 0 | 0 | 0.90985 | 0 | 0 | 1 | 1 | 0 | 0 | 1
2357 | 0 | 0 | 0.90985 | 0 | 0 | 1 | 1 | 0 | 0 | 1
2358 | 0 | 0 | 0.90985 | 0 | 0 | 1 | 1 | 0 | 0 | 1
2359 | 0 | 0 | 0.90985 | 0 | 0 | 1 | 1 | 0 | 0 | 1
2360 | 0 | 0 | 0.90985 | 0 | 0 | 1 | 1 | 0 | 0 | 1
2361 | 0.059168 | 0.021839 | 0.90985 | 0 | 0 | 1 | 1 | 0.059168 | 0.021839 | 1
2362 | 0.19077 | 0.047364 | 0.90985 | 0 | 0 | 1 | 1 | 0.19077 | 0.047364 | 1
2363 | 0.33398 | 0.065406 | 0.90985 | 0 | 0 | 1 | 1 | 0.33398 | 0.065406 | 1
2364 | 0.27227 | 0.092165 | 0.90985 | 0 | 0 | 1 | 1 | 0.27227 | 0.092165 | 1
2365 | 0.19669 | 0.13254 | 0.90985 | 0 | 0 | 1 | 1 | 0.19669 | 0.13254 | 1
2366 | 0.29183 | 0.13046 | 0.90985 | 0 | 0 | 1 | 1 | 0.29183 | 0.13046 | 1
2367 | 0.22225 | 0.12438 | 0.90985 | 0 | 0 | 1 | 1 | 0.22225 | 0.12438 | 1
2368 | 0.022837 | 0.12066 | 0.90985 | 0 | 0 | 1 | 1 | 0.022837 | 0.12066 | 1
2369 | 0.0075137 | 0.12481 | 0.90985 | 0 | 0 | 1 | 1 | 0.0075137 | 0.12481 | 1
2370 | 0 | 0.099706 | 0.90985 | 0 | 1 | 1 | 1 | 0 | 0.099706 | 1
2371 | 0 | 0.054794 | 0.90985 | 0 | 1 | 1 | 1 | 0 | 0.054794 | 1
2372 | 0 | 0.051816 | 0.90985 | 0 | 1 | 1 | 1 | 0 | 0.051816 | 1
2373 | 0 | 0.055121 | 0.90985 | 0 | 1 | 1 | 1 | 0 | 0.055121 | 1
2374 | 0 | 0.10627 | 0.90985 | 0 | 0 | 1 | 1 | 0 | 0.10627 | 1
2375 | 0 | 0.09519 | 0.90985 | 0 | 0 | 1 | 1 | 0 | 0.09519 | 1
2376 | 0 | 0.095778 | 0.90985 | 0 | 0 | 1 | 1 | 0 | 0.095778 | 1
2377 | 0 | 0.0355 | 0.90985 | 0 | 0 | 1 | 1 | 0 | 0.0355 | 1
2378 | 0 | 0.015288 | 0.90985 | 0 | 0 | 1 | 1 | 0 | 0.015288 | 1
2379 | 0 | 0 | 0.90985 | 0 | 0 | 1 | 1 | 0 | 0 | 1
2380 | 0 | 0 | 0.90985 | 0 | 0 | 1 | 1 | 0 | 0 | 1
2381 | 0 | 0 | 0.90985 | 0 | 0 | 1 | 1 | 0 | 0 | 1
2382 | 0 | 0.004626 | 0.90985 | 0 | 0 | 1 | 1 | 0 | 0.004626 | 1
2383 | 0 | 0.014385 | 0.90985 | 0 | 0 | 1 | 1 | 0 | 0.014385 | 1
2384 | 0.0017091 | 0.030197 | 0.90985 | 0 | 0 | 1 | 1 | 0.0017091 | 0.030197 | 1
2385 | 0.14667 | 0.042644 | 0.90985 | 0 | 0 | 1 | 1 | 0.14667 | 0.042644 | 1
2386 | 0.28582 | 0.065504 | 0.90985 | 0 | 0 | 1 | 1 | 0.28582 | 0.065504 | 1
2387 | 0.35114 | 0.091689 | 0.90985 | 0 | 0 | 1 | 1 | 0.35114 | 0.091689 | 1
2388 | 0.36425 | 0.10671 | 0.90985 | 0 | 0 | 1 | 1 | 0.36425 | 0.10671 | 1
2389 | 0.32322 | 0.14315 | 0.90985 | 0 | 0 | 1 | 1 | 0.32322 | 0.14315 | 1
2390 | 0.34199 | 0.13775 | 0.90985 | 0 | 0 | 1 | 1 | 0.34199 | 0.13775 | 1
2391 | 0.20128 | 0.12124 | 0.90985 | 0 | 0 | 1 | 1 | 0.20128 | 0.12124 | 1
2392 | 0.094535 | 0.12606 | 0.90985 | 0 | 0 | 1 | 1 | 0.094535 | 0.12606 | 1
2393 | 0.024961 | 0.15245 | 0.90985 | 0 | 0 | 1 | 1 | 0.024961 | 0.15245 | 1
2394 | 0 | 0.14978 | 0.90985 | 0 | 1 | 1 | 1 | 0 | 0.14978 | 1
2395 | 0 | 0.1159 | 0.90985 | 0 | 1 | 1 | 1 | 0 | 0.1159 | 1
2396 | 0 | 0.0845 | 0.90985 | 0 | 1 | 1 | 1 | 0 | 0.0845 | 1
2397 | 0 | 0.062917 | 0.90985 | 0 | 1 | 1 | 1 | 0 | 0.062917 | 1
2398 | 0 | 0.10183 | 0.90985 | 0 | 0 | 1 | 1 | 0 | 0.10183 | 1
2399 | 0 | 0.089255 | 0.90985 | 0 | 0 | 1 | 1 | 0 | 0.089255 | 1
2400 | 0 | 0.070832 | 0.90985 | 0 | 0 | 1 | 1 | 0 | 0.070832 | 1
2401 | 0 | 0.0663 | 0.90985 | 0 | 0 | 1 | 1 | 0 | 0.0663 | 1
2402 | 0 | 0.010523 | 0.90985 | 0 | 0 | 1 | 1 | 0 | 0.010523 | 1
2403 | 0 | 0.0032781 | 0.90985 | 0 | 0 | 1 | 1 | 0 | 0.0032781 | 1
2404 | 0 | 0.0045142 | 0.90985 | 0 | 0 | 1 | 1 | 0 | 0.0045142 | 1
2405 | 0 | 0.0067279 | 0.90985 | 0 | 0 | 1 | 1 | 0 | 0.0067279 | 1
2406 | 0 | 0.022007 | 0.90985 | 0 | 0 | 1 | 1 | 0 | 0.022007 | 1
2407 | 0 | 0.030775 | 0.90985 | 0 | 0 | 1 | 1 | 0 | 0.030775 | 1
2408 | 0 | 0.034641 | 0.90985 | 0 | 0 | 1 | 1 | 0 | 0.034641 | 1
2409 | 0.098678 | 0.048215 | 0.90985 | 0 | 0 | 1 | 1 | 0.098678 | 0.048215 | 1
2410 | 0.26865 | 0.078368 | 0.90985 | 0 | 0 | 1 | 1 | 0.26865 | 0.078368 | 1
2411 | 0.27838 | 0.097618 | 0.90985 | 0 | 0 | 1 | 1 | 0.27838 | 0.097618 | 1
2412 | 0.29738 | 0.1148 | 0.90985 | 0 | 0 | 1 | 1 | 0.29738 | 0.1148 | 1
2413 | 0.24548 | 0.15139 | 0.90985 | 0 | 0 | 1 | 1 | 0.24548 | 0.15139 | 1
2414 | 0.34476 | 0.16335 | 0.90985 | 0 | 0 | 1 | 1 | 0.34476 | 0.16335 | 1
2415 | 0.17577 | 0.15514 | 0.90985 | 0 | 0 | 1 | 1 | 0.17577 | 0.15514 | 1
2416 | 0.13418 | 0.15363 | 0.90985 | 0 | 0 | 1 | 1 | 0.13418 | 0.15363 | 1
2417 | 0 | 0.16755 | 0.90985 | 0 | 0 | 1 | 1 | 0 | 0.16755 | 1
2418 | 0 | 0.15801 | 0.90985 | 0 | 1 | 1 | 1 | 0 | 0.15801 | 1
2419 | 0 | 0.12747 | 0.90985 | 0 | 1 | 1 | 1 | 0 | 0.12747 | 1
2420 | 0 | 0.12412 | 0.90985 | 0 | 1 | 1 | 1 | 0 | 0.12412 | 1
2421 | 0 | 0.095267 | 0.90985 | 0 | 1 | 1 | 1 | 0 | 0.095267 | 1
2422 | 0 | 0.11724 | 0.90985 | 0 | 0 | 1 | 1 | 0 | 0.11724 | 1
2423 | 0 | 0.088174 | 0.90985 | 0 | 0 | 1 | 1 | 0 | 0.088174 | 1
2424 | 0 | 0.053163 | 0.90985 | 0 | 0 | 1 | 1 | 0 | 0.053163 | 1
2425 | 0 | 0.063662 | 0.90985 | 0 | 0 | 1 | 1 | 0 | 0.063662 | 1
2426 | 0 | 0.018148 | 0.90985 | 0 | 0 | 1 | 1 | 0 | 0.018148 | 1
2427 | 0 | 0.016202 | 0.90985 | 0 | 0 | 1 | 1 | 0 | 0.016202 | 1
2428 | 0 | 0.010028 | 0.90985 | 0 | 0 | 1 | 1 | 0 | 0.010028 | 1
2429 | 0 | 0.027418 | 0.90985 | 0 | 0 | 1 | 1 | 0 | 0.027418 | 1
2430 | 0 | 0.044732 | 0.90985 | 0 | 0 | 1 | 1 | 0 | 0.044732 | 1
2431 | 0 | 0.064489 | 0.90985 | 0 | 0 | 1 | 1 | 0 | 0.064489 | 1
2432 | 0 | 0.084046 | 0.90985 | 0 | 0 | 1 | 1 | 0 | 0.084046 | 1
2433 | 0.09473 | 0.10227 | 0.90985 | 0 | 0 | 1 | 1 | 0.09473 | 0.10227 | 1
2434 | 0.27002 | 0.14961 | 0.90985 | 0 | 0 | 1 | 1 | 0.27002 | 0.14961 | 1
2435 | 0.3129 | 0.15748 | 0.90985 | 0 | 0 | 1 | 1 | 0.3129 | 0.15748 | 1
2436 | 0.29959 | 0.17742 | 0.90985 | 0 | 0 | 1 | 1 | 0.29959 | 0.17742 | 1
2437 | 0.32627 | 0.18513 | 0.90985 | 0 | 0 | 1 | 1 | 0.32627 | 0.18513 | 1
2438 | 0.33326 | 0.18635 | 0.90985 | 0 | 0 | 1 | 1 | 0.33326 | 0.18635 | 1
2439 | 0.21061 | 0.18491 | 0.90985 | 0 | 0 | 1 | 1 | 0.21061 | 0.18491 | 1
2440 | 0.14181 | 0.15938 | 0.90985 | 0 | 0 | 1 | 1 | 0.14181 | 0.15938 | 1
2441 | 0 | 0.17304 | 0.90985 | 0 | 0 | 1 | 1 | 0 | 0.17304 | 1
2442 | 0 | 0.15364 | 0.90985 | 0 | 1 | 1 | 1 | 0 | 0.15364 | 1
2443 | 0 | 0.12604 | 0.90985 | 0 | 1 | 1 | 1 | 0 | 0.12604 | 1
2444 | 0 | 0.11373 | 0.90985 | 0 | 1 | 1 | 1 | 0 | 0.11373 | 1
2445 | 0 | 0.07783 | 0.90985 | 0 | 1 | 1 | 1 | 0 | 0.07783 | 1
2446 | 0 | 0.070559 | 0.90985 | 0 | 0 | 1 | 1 | 0 | 0.070559 | 1
2447 | 0 | 0.064778 | 0.90985 | 0 | 0 | 1 | 1 | 0 | 0.064778 | 1
2448 | 0 | 0.059422 | 0.90985 | 0 | 0 | 1 | 1 | 0 | 0.059422 | 1
2449 | 0 | 0.051183 | 0.90985 | 0 | 0 | 1 | 1 | 0 | 0.051183 | 1
2450 | 0 | 0.033974 | 0.90985 | 0 | 0 | 1 | 1 | 0 | 0.033974 | 1
2451 | 0 | 0.028596 | 0.90985 | 0 | 0 | 1 | 1 | 0 | 0.028596 | 1
2452 | 0 | 0.026094 | 0.90985 | 0 | 0 | 1 | 1 | 0 | 0.026094 | 1
2453 | 0 | 0.04299 | 0.90985 | 0 | 0 | 1 | 1 | 0 | 0.04299 | 1
2454 | 0 | 0.065207 | 0.90985 | 0 | 0 | 1 | 1 | 0 | 0.065207 | 1
2455 | 0 | 0.084821 | 0.90985 | 0 | 0 | 1 | 1 | 0 | 0.084821 | 1
2456 | 0 | 0.097958 | 0.90985 | 0 | 0 | 1 | 1 | 0 | 0.097958 | 1
2457 | 0.052023 | 0.11579 | 0.90985 | 0 | 0 | 1 | 1 | 0.052023 | 0.11579 | 1
2458 | 0.26997 | 0.15946 | 0.90985 | 0 | 0 | 1 | 1 | 0.26997 | 0.15946 | 1
2459 | 0.31163 | 0.17265 | 0.90985 | 0 | 0 | 1 | 1 | 0.31163 | 0.17265 | 1
2460 | 0.24298 | 0.18661 | 0.90985 | 0 | 0 | 1 | 1 | 0.24298 | 0.18661 | 1
2461 | 0.14222 | 0.19105 | 0.90985 | 0 | 0 | 1 | 1 | 0.14222 | 0.19105 | 1
2462 | 0.17986 | 0.20715 | 0.90985 | 0 | 0 | 1 | 1 | 0.17986 | 0.20715 | 1
2463 | 0.18105 | 0.21865 | 0.90985 | 0 | 0 | 1 | 1 | 0.18105 | 0.21865 | 1
2464 | 0.046102 | 0.18028 | 0.90985 | 0 | 0 | 1 | 1 | 0.046102 | 0.18028 | 1
2465 | 0 | 0.17881 | 0.90985 | 0 | 0 | 1 | 1 | 0 | 0.17881 | 1
2466 | 0 | 0.15563 | 0.90985 | 0 | 1 | 1 | 1 | 0 | 0.15563 | 1
2467 | 0 | 0.11389 | 0.90985 | 0 | 1 | 1 | 1 | 0 | 0.11389 | 1
2468 | 0 | 0.12279 | 0.90985 | 0 | 1 | 1 | 1 | 0 | 0.12279 | 1
2469 | 0 | 0.11844 | 0.90985 | 0 | 1 | 1 | 1 | 0 | 0.11844 | 1
2470 | 0 | 0.11483 | 0.90985 | 0 | 0 | 1 | 1 | 0 | 0.11483 | 1
2471 | 0 | 0.13354 | 0.90985 | 0 | 0 | 1 | 1 | 0 | 0.13354 | 1
2472 | 0 | 0.12713 | 0.90985 | 0 | 0 | 1 | 1 | 0 | 0.12713 | 1
2473 | 0 | 0.074609 | 0.90985 | 0 | 0 | 1 | 1 | 0 | 0.074609 | 1
2474 | 0 | 0.076532 | 0.90985 | 0 | 0 | 1 | 1 | 0 | 0.076532 | 1
2475 | 0 | 0.044773 | 0.90985 | 0 | 0 | 1 | 1 | 0 | 0.044773 | 1
2476 | 0 | 0.043595 | 0.90985 | 0 | 0 | 1 | 1 | 0 | 0.043595 | 1
2477 | 0 | 0.032812 | 0.90985 | 0 | 0 | 1 | 1 | 0 | 0.032812 | 1
2478 | 0 | 0.036052 | 0.90985 | 0 | 0 | 1 | 1 | 0 | 0.036052 | 1
2479 | 0 | 0.075436 | 0.90985 | 0 | 0 | 1 | 1 | 0 | 0.075436 | 1
2480 | 0 | 0.096883 | 0.90985 | 0 | 0 | 1 | 1 | 0 | 0.096883 | 1
2481 | 0.074245 | 0.10081 | 0.90985 | 0 | 0 | 1 | 1 | 0.074245 | 0.10081 | 1
2482 | 0.27929 | 0.15492 | 0.90985 | 0 | 0 | 1 | 1 | 0.27929 | 0.15492 | 1
2483 | 0.31771 | 0.1718 | 0.90985 | 0 | 0 | 1 | 1 | 0.31771 | 0.1718 | 1
2484 | 0.27763 | 0.19217 | 0.90985 | 0 | 0 | 1 | 1 | 0.27763 | 0.19217 | 1
2485 | 0.1674 | 0.20461 | 0.90985 | 0 | 0 | 1 | 1 | 0.1674 | 0.20461 | 1
2486 | 0.21296 | 0.21427 | 0.90985 | 0 | 0 | 1 | 1 | 0.21296 | 0.21427 | 1
2487 | 0.17939 | 0.20631 | 0.90985 | 0 | 0 | 1 | 1 | 0.17939 | 0.20631 | 1
2488 | 0.043389 | 0.18587 | 0.90985 | 0 | 0 | 1 | 1 | 0.043389 | 0.18587 | 1
2489 | 0 | 0.17333 | 0.90985 | 0 | 0 | 1 | 1 | 0 | 0.17333 | 1
2490 | 0 | 0.16043 | 0.90985 | 0 | 1 | 1 | 1 | 0 | 0.16043 | 1
2491 | 0 | 0.13795 | 0.90985 | 0 | 1 | 1 | 1 | 0 | 0.13795 | 1
2492 | 0 | 0.13473 | 0.90985 | 0 | 1 | 1 | 1 | 0 | 0.13473 | 1
2493 | 0 | 0.10723 | 0.90985 | 0 | 1 | 1 | 1 | 0 | 0.10723 | 1
2494 | 0 | 0.10221 | 0.90985 | 0 | 0 | 1 | 1 | 0 | 0.10221 | 1
2495 | 0 | 0.14451 | 0.90985 | 0 | 0 | 1 | 1 | 0 | 0.14451 | 1
2496 | 0 | 0.14641 | 0.90985 | 0 | 0 | 1 | 1 | 0 | 0.14641 | 1
2497 | 0 | 0.11655 | 0.96684 | 0 | 0 | 1 | 1 | 0 | 0.11655 | 1
2498 | 0 | 0.075785 | 0.96684 | 0 | 0 | 1 | 1 | 0 | 0.075785 | 1
2499 | 0 | 0.038143 | 0.96684 | 0 | 0 | 1 | 1 | 0 | 0.038143 | 1
2500 | 0 | 0.042516 | 0.96684 | 0 | 0 | 1 | 1 | 0 | 0.042516 | 1
2501 | 0 | 0.019778 | 0.96684 | 0 | 0 | 1 | 1 | 0 | 0.019778 | 1
2502 | 0 | 0.0077073 | 0.96684 | 0 | 0 | 1 | 1 | 0 | 0.0077073 | 1
2503 | 0 | 0.036761 | 0.96684 | 0 | 0 | 1 | 1 | 0 | 0.036761 | 1
2504 | 0 | 0.037756 | 0.96684 | 0 | 0 | 1 | 1 | 0 | 0.037756 | 1
2505 | 0.070743 | 0.037732 | 0.96684 | 0 | 0 | 1 | 1 | 0.070743 | 0.037732 | 1
2506 | 0.25256 | 0.07298 | 0.96684 | 0 | 0 | 1 | 1 | 0.25256 | 0.07298 | 1
2507 | 0.20115 | 0.10517 | 0.96684 | 0 | 0 | 1 | 1 | 0.20115 | 0.10517 | 1
2508 | 0.21628 | 0.12402 | 0.96684 | 0 | 0 | 1 | 1 | 0.21628 | 0.12402 | 1
2509 | 0.134 | 0.14235 | 0.96684 | 0 | 0 | 1 | 1 | 0.134 | 0.14235 | 1
2510 | 0.16095 | 0.15116 | 0.96684 | 0 | 0 | 1 | 1 | 0.16095 | 0.15116 | 1
2511 | 0.16781 | 0.14361 | 0.96684 | 0 | 0 | 1 | 1 | 0.16781 | 0.14361 | 1
2512 | 0.071537 | 0.15498 | 0.96684 | 0 | 0 | 1 | 1 | 0.071537 | 0.15498 | 1
2513 | 0 | 0.15239 | 0.96684 | 0 | 0 | 1 | 1 | 0 | 0.15239 | 1
2514 | 0 | 0.14648 | 0.96684 | 0 | 1 | 1 | 1 | 0 | 0.14648 | 1
2515 | 0 | 0.1163 | 0.96684 | 0 | 1 | 1 | 1 | 0 | 0.1163 | 1
2516 | 0 | 0.10527 | 0.96684 | 0 | 1 | 1 | 1 | 0 | 0.10527 | 1
2517 | 0 | 0.11924 | 0.96684 | 0 | 1 | 1 | 1 | 0 | 0.11924 | 1
2518 | 0 | 0.13088 | 0.96684 | 0 | 0 | 1 | 1 | 0 | 0.13088 | 1
2519 | 0 | 0.15402 | 0.96684 | 0 | 0 | 1 | 1 | 0 | 0.15402 | 1
2520 | 0 | 0.13406 | 0.96684 | 0 | 0 | 1 | 1 | 0 | 0.13406 | 1
2521 | 0 | 0.1254 | 0.96684 | 0 | 0 | 1 | 1 | 0 | 0.1254 | 1
2522 | 0 | 0.087458 | 0.96684 | 0 | 0 | 1 | 1 | 0 | 0.087458 | 1
2523 | 0 | 0.056885 | 0.96684 | 0 | 0 | 1 | 1 | 0 | 0.056885 | 1
2524 | 0 | 0.04894 | 0.96684 | 0 | 0 | 1 | 1 | 0 | 0.04894 | 1
2525 | 0 | 0.023882 | 0.96684 | 0 | 0 | 1 | 1 | 0 | 0.023882 | 1
2526 | 0 | 0.015982 | 0.96684 | 0 | 0 | 1 | 1 | 0 | 0.015982 | 1
2527 | 0 | 0.054905 | 0.96684 | 0 | 0 | 1 | 1 | 0 | 0.054905 | 1
2528 | 0 | 0.068242 | 0.96684 | 0 | 0 | 1 | 1 | 0 | 0.068242 | 1
2529 | 0.060846 | 0.05683 | 0.96684 | 0 | 0 | 1 | 1 | 0.060846 | 0.05683 | 1
2530 | 0.17739 | 0.093415 | 0.96684 | 0 | 0 | 1 | 1 | 0.17739 | 0.093415 | 1
2531 | 0.17188 | 0.12131 | 0.96684 | 0 | 0 | 1 | 1 | 0.17188 | 0.12131 | 1
2532 | 0.23669 | 0.15855 | 0.96684 | 0 | 0 | 1 | 1 | 0.23669 | 0.15855 | 1
2533 | 0.26238 | 0.18336 | 0.96684 | 0 | 0 | 1 | 1 | 0.26238 | 0.18336 | 1
2534 | 0.25661 | 0.19364 | 0.96684 | 0 | 0 | 1 | 1 | 0.25661 | 0.19364 | 1
2535 | 0.19533 | 0.17474 | 0.96684 | 0 | 0 | 1 | 1 | 0.19533 | 0.17474 | 1
2536 | 0.11595 | 0.18479 | 0.96684 | 0 | 0 | 1 | 1 | 0.11595 | 0.18479 | 1
2537 | 0.010514 | 0.17479 | 0.96684 | 0 | 0 | 1 | 1 | 0.010514 | 0.17479 | 1
2538 | 0 | 0.15878 | 0.96684 | 0 | 1 | 1 | 1 | 0 | 0.15878 | 1
2539 | 0 | 0.14353 | 0.96684 | 0 | 1 | 1 | 1 | 0 | 0.14353 | 1
2540 | 0 | 0.14732 | 0.96684 | 0 | 1 | 1 | 1 | 0 | 0.14732 | 1
2541 | 0 | 0.15379 | 0.96684 | 0 | 1 | 1 | 1 | 0 | 0.15379 | 1
2542 | 0 | 0.1595 | 0.96684 | 0 | 0 | 1 | 1 | 0 | 0.1595 | 1
2543 | 0 | 0.19169 | 0.96684 | 0 | 0 | 1 | 1 | 0 | 0.19169 | 1
2544 | 0 | 0.17827 | 0.96684 | 0 | 0 | 1 | 1 | 0 | 0.17827 | 1
2545 | 0 | 0.1132 | 0.91049 | 0 | 0 | 1 | 1 | 0 | 0.1132 | 1
2546 | 0 | 0.11991 | 0.91049 | 0 | 0 | 1 | 1 | 0 | 0.11991 | 1
2547 | 0 | 0.11284 | 0.91049 | 0 | 0 | 1 | 1 | 0 | 0.11284 | 1
2548 | 0 | 0.076137 | 0.91049 | 0 | 0 | 1 | 1 | 0 | 0.076137 | 1
2549 | 0 | 0.054341 | 0.91049 | 0 | 0 | 1 | 1 | 0 | 0.054341 | 1
2550 | 0 | 0.061872 | 0.91049 | 0 | 0 | 1 | 1 | 0 | 0.061872 | 1
2551 | 0 | 0.097007 | 0.91049 | 0 | 0 | 1 | 1 | 0 | 0.097007 | 1
2552 | 0 | 0.11738 | 0.91049 | 0 | 0 | 1 | 1 | 0 | 0.11738 | 1
2553 | 0.051209 | 0.10241 | 0.91049 | 0 | 0 | 1 | 1 | 0.051209 | 0.10241 | 1
2554 | 0.18802 | 0.14131 | 0.91049 | 0 | 0 | 1 | 1 | 0.18802 | 0.14131 | 1
2555 | 0.18725 | 0.1696 | 0.91049 | 0 | 0 | 1 | 1 | 0.18725 | 0.1696 | 1
2556 | 0.24517 | 0.20334 | 0.91049 | 0 | 0 | 1 | 1 | 0.24517 | 0.20334 | 1
2557 | 0.30074 | 0.22562 | 0.91049 | 0 | 0 | 1 | 1 | 0.30074 | 0.22562 | 1
2558 | 0.22736 | 0.2411 | 0.91049 | 0 | 0 | 1 | 1 | 0.22736 | 0.2411 | 1
2559 | 0.19954 | 0.22962 | 0.91049 | 0 | 0 | 1 | 1 | 0.19954 | 0.22962 | 1
2560 | 0.10829 | 0.2299 | 0.91049 | 0 | 0 | 1 | 1 | 0.10829 | 0.2299 | 1
2561 | 0.013694 | 0.21586 | 0.91049 | 0 | 0 | 1 | 1 | 0.013694 | 0.21586 | 1
2562 | 0 | 0.20003 | 0.91049 | 0 | 1 | 1 | 1 | 0 | 0.20003 | 1
2563 | 0 | 0.17293 | 0.91049 | 0 | 1 | 1 | 1 | 0 | 0.17293 | 1
2564 | 0 | 0.15635 | 0.91049 | 0 | 1 | 1 | 1 | 0 | 0.15635 | 1
2565 | 0 | 0.16429 | 0.91049 | 0 | 1 | 1 | 1 | 0 | 0.16429 | 1
2566 | 0 | 0.18404 | 0.91049 | 0 | 0 | 1 | 1 | 0 | 0.18404 | 1
2567 | 0 | 0.18872 | 0.91049 | 0 | 0 | 1 | 1 | 0 | 0.18872 | 1
2568 | 0 | 0.17367 | 0.91049 | 0 | 0 | 1 | 1 | 0 | 0.17367 | 1
2569 | 0 | 0.13955 | 0.91049 | 0 | 0 | 1 | 1 | 0 | 0.13955 | 1
2570 | 0 | 0.12051 | 0.91049 | 0 | 0 | 1 | 1 | 0 | 0.12051 | 1
2571 | 0 | 0.1377 | 0.91049 | 0 | 0 | 1 | 1 | 0 | 0.1377 | 1
2572 | 0 | 0.076636 | 0.91049 | 0 | 0 | 1 | 1 | 0 | 0.076636 | 1
2573 | 0 | 0.059227 | 0.91049 | 0 | 0 | 1 | 1 | 0 | 0.059227 | 1
2574 | 0 | 0.061817 | 0.91049 | 0 | 0 | 1 | 1 | 0 | 0.061817 | 1
2575 | 0 | 0.095127 | 0.91049 | 0 | 0 | 1 | 1 | 0 | 0.095127 | 1
2576 | 0 | 0.14872 | 0.91049 | 0 | 0 | 1 | 1 | 0 | 0.14872 | 1
2577 | 0.010733 | 0.15314 | 0.91049 | 0 | 0 | 1 | 1 | 0.010733 | 0.15314 | 1
2578 | 0.14562 | 0.19193 | 0.91049 | 0 | 0 | 1 | 1 | 0.14562 | 0.19193 | 1
2579 | 0.21342 | 0.21771 | 0.91049 | 0 | 0 | 1 | 1 | 0.21342 | 0.21771 | 1
2580 | 0.25026 | 0.23657 | 0.91049 | 0 | 0 | 1 | 1 | 0.25026 | 0.23657 | 1
2581 | 0.29857 | 0.25782 | 0.91049 | 0 | 0 | 1 | 1 | 0.29857 | 0.25782 | 1
2582 | 0.26847 | 0.27669 | 0.91049 | 0 | 0 | 1 | 1 | 0.26847 | 0.27669 | 1
2583 | 0.1937 | 0.26701 | 0.91049 | 0 | 0 | 1 | 1 | 0.1937 | 0.26701 | 1
2584 | 0.1128 | 0.24655 | 0.91049 | 0 | 0 | 1 | 1 | 0.1128 | 0.24655 | 1
2585 | 0.0050736 | 0.21002 | 0.91049 | 0 | 0 | 1 | 1 | 0.0050736 | 0.21002 | 1
2586 | 0 | 0.21978 | 0.91049 | 0 | 1 | 1 | 1 | 0 | 0.21978 | 1
2587 | 0 | 0.19096 | 0.91049 | 0 | 1 | 1 | 1 | 0 | 0.19096 | 1
2588 | 0 | 0.17971 | 0.91049 | 0 | 1 | 1 | 1 | 0 | 0.17971 | 1
2589 | 0 | 0.16685 | 0.91049 | 0 | 1 | 1 | 1 | 0 | 0.16685 | 1
2590 | 0 | 0.18035 | 0.91049 | 0 | 0 | 1 | 1 | 0 | 0.18035 | 1
2591 | 0 | 0.17234 | 0.91049 | 0 | 0 | 1 | 1 | 0 | 0.17234 | 1
2592 | 0 | 0.16192 | 0.91049 | 0 | 0 | 1 | 1 | 0 | 0.16192 | 1
2593 | 0 | 0.14073 | 0.91049 | 0 | 0 | 1 | 1 | 0 | 0.14073 | 1
2594 | 0 | 0.11027 | 0.91049 | 0 | 0 | 1 | 1 | 0 | 0.11027 | 1
2595 | 0 | 0.14127 | 0.91049 | 0 | 0 | 1 | 1 | 0 | 0.14127 | 1
2596 | 0 | 0.080378 | 0.91049 | 0 | 0 | 1 | 1 | 0 | 0.080378 | 1
2597 | 0 | 0.052685 | 0.91049 | 0 | 0 | 1 | 1 | 0 | 0.052685 | 1
2598 | 0 | 0.052355 | 0.91049 | 0 | 0 | 1 | 1 | 0 | 0.052355 | 1
2599 | 0 | 0.066986 | 0.91049 | 0 | 0 | 1 | 1 | 0 | 0.066986 | 1
2600 | 0 | 0.11038 | 0.91049 | 0 | 0 | 1 | 1 | 0 | 0.11038 | 1
2601 | 0.0095824 | 0.1146 | 0.91049 | 0 | 0 | 1 | 1 | 0.0095824 | 0.1146 | 1
2602 | 0.11112 | 0.14849 | 0.91049 | 0 | 0 | 1 | 1 | 0.11112 | 0.14849 | 1
2603 | 0.21694 | 0.16427 | 0.91049 | 0 | 0 | 1 | 1 | 0.21694 | 0.16427 | 1
2604 | 0.2744 | 0.17071 | 0.91049 | 0 | 0 | 1 | 1 | 0.2744 | 0.17071 | 1
2605 | 0.3273 | 0.19197 | 0.91049 | 0 | 0 | 1 | 1 | 0.3273 | 0.19197 | 1
2606 | 0.29527 | 0.19786 | 0.91049 | 0 | 0 | 1 | 1 | 0.29527 | 0.19786 | 1
2607 | 0.22886 | 0.20075 | 0.91049 | 0 | 0 | 1 | 1 | 0.22886 | 0.20075 | 1
2608 | 0.099209 | 0.18383 | 0.91049 | 0 | 0 | 1 | 1 | 0.099209 | 0.18383 | 1
2609 | 0 | 0.16948 | 0.91049 | 0 | 0 | 1 | 1 | 0 | 0.16948 | 1
2610 | 0 | 0.19916 | 0.91049 | 0 | 1 | 1 | 1 | 0 | 0.19916 | 1
2611 | 0 | 0.17663 | 0.91049 | 0 | 1 | 1 | 1 | 0 | 0.17663 | 1
2612 | 0 | 0.16257 | 0.91049 | 0 | 1 | 1 | 1 | 0 | 0.16257 | 1
2613 | 0 | 0.14321 | 0.91049 | 0 | 1 | 1 | 1 | 0 | 0.14321 | 1
2614 | 0 | 0.15287 | 0.91049 | 0 | 0 | 1 | 1 | 0 | 0.15287 | 1
2615 | 0 | 0.12156 | 0.91049 | 0 | 0 | 1 | 1 | 0 | 0.12156 | 1
2616 | 0 | 0.096349 | 0.91049 | 0 | 0 | 1 | 1 | 0 | 0.096349 | 1
2617 | 0 | 0.11834 | 0.91049 | 0 | 0 | 1 | 1 | 0 | 0.11834 | 1
2618 | 0 | 0.071861 | 0.91049 | 0 | 0 | 1 | 1 | 0 | 0.071861 | 1
2619 | 0 | 0.091257 | 0.91049 | 0 | 0 | 1 | 1 | 0 | 0.091257 | 1
2620 | 0 | 0.072341 | 0.91049 | 0 | 0 | 1 | 1 | 0 | 0.072341 | 1
2621 | 0 | 0.050156 | 0.91049 | 0 | 0 | 1 | 1 | 0 | 0.050156 | 1
2622 | 0 | 0.048205 | 0.91049 | 0 | 0 | 1 | 1 | 0 | 0.048205 | 1
2623 | 0 | 0.055295 | 0.91049 | 0 | 0 | 1 | 1 | 0 | 0.055295 | 1
2624 | 0 | 0.088005 | 0.91049 | 0 | 0 | 1 | 1 | 0 | 0.088005 | 1
2625 | 0.005249 | 0.10621 | 0.91049 | 0 | 0 | 1 | 1 | 0.005249 | 0.10621 | 1
2626 | 0.094965 | 0.10859 | 0.91049 | 0 | 0 | 1 | 1 | 0.094965 | 0.10859 | 1
2627 | 0.17381 | 0.10787 | 0.91049 | 0 | 0 | 1 | 1 | 0.17381 | 0.10787 | 1
2628 | 0.27337 | 0.11941 | 0.91049 | 0 | 0 | 1 | 1 | 0.27337 | 0.11941 | 1
2629 | 0.29907 | 0.15302 | 0.91049 | 0 | 0 | 1 | 1 | 0.29907 | 0.15302 | 1
2630 | 0.23784 | 0.15108 | 0.91049 | 0 | 0 | 1 | 1 | 0.23784 | 0.15108 | 1
2631 | 0.16097 | 0.16896 | 0.91049 | 0 | 0 | 1 | 1 | 0.16097 | 0.16896 | 1
2632 | 0.028439 | 0.17068 | 0.91049 | 0 | 0 | 1 | 1 | 0.028439 | 0.17068 | 1
2633 | 0 | 0.1711 | 0.91049 | 0 | 0 | 1 | 1 | 0 | 0.1711 | 1
2634 | 0 | 0.19297 | 0.91049 | 0 | 1 | 1 | 1 | 0 | 0.19297 | 1
2635 | 0 | 0.16918 | 0.91049 | 0 | 1 | 1 | 1 | 0 | 0.16918 | 1
2636 | 0 | 0.18232 | 0.91049 | 0 | 1 | 1 | 1 | 0 | 0.18232 | 1
2637 | 0 | 0.16316 | 0.91049 | 0 | 1 | 1 | 1 | 0 | 0.16316 | 1
2638 | 0 | 0.16839 | 0.91049 | 0 | 0 | 1 | 1 | 0 | 0.16839 | 1
2639 | 0 | 0.15343 | 0.91049 | 0 | 0 | 1 | 1 | 0 | 0.15343 | 1
2640 | 0 | 0.13916 | 0.91049 | 0 | 0 | 1 | 1 | 0 | 0.13916 | 1
2641 | 0 | 0.072419 | 0.91049 | 0 | 0 | 1 | 1 | 0 | 0.072419 | 1
2642 | 0 | 0.094506 | 0.91049 | 0 | 0 | 1 | 1 | 0 | 0.094506 | 1
2643 | 0 | 0.084306 | 0.91049 | 0 | 0 | 1 | 1 | 0 | 0.084306 | 1
2644 | 0 | 0.078697 | 0.91049 | 0 | 0 | 1 | 1 | 0 | 0.078697 | 1
2645 | 0 | 0.067331 | 0.91049 | 0 | 0 | 1 | 1 | 0 | 0.067331 | 1
2646 | 0 | 0.072546 | 0.91049 | 0 | 0 | 1 | 1 | 0 | 0.072546 | 1
2647 | 0 | 0.069756 | 0.91049 | 0 | 0 | 1 | 1 | 0 | 0.069756 | 1
2648 | 0 | 0.078634 | 0.91049 | 0 | 0 | 1 | 1 | 0 | 0.078634 | 1
2649 | 0.026858 | 0.10731 | 0.91049 | 0 | 0 | 1 | 1 | 0.026858 | 0.10731 | 1
2650 | 0.1148 | 0.13328 | 0.91049 | 0 | 0 | 1 | 1 | 0.1148 | 0.13328 | 1
2651 | 0.20234 | 0.12166 | 0.91049 | 0 | 0 | 1 | 1 | 0.20234 | 0.12166 | 1
2652 | 0.30912 | 0.15 | 0.91049 | 0 | 0 | 1 | 1 | 0.30912 | 0.15 | 1
2653 | 0.32245 | 0.16685 | 0.91049 | 0 | 0 | 1 | 1 | 0.32245 | 0.16685 | 1
2654 | 0.20958 | 0.16565 | 0.91049 | 0 | 0 | 1 | 1 | 0.20958 | 0.16565 | 1
2655 | 0.19088 | 0.17478 | 0.91049 | 0 | 0 | 1 | 1 | 0.19088 | 0.17478 | 1
2656 | 0.0088931 | 0.15142 | 0.91049 | 0 | 0 | 1 | 1 | 0.0088931 | 0.15142 | 1
2657 | 0 | 0.16154 | 0.91049 | 0 | 0 | 1 | 1 | 0 | 0.16154 | 1
2658 | 0 | 0.18439 | 0.91049 | 0 | 1 | 1 | 1 | 0 | 0.18439 | 1
2659 | 0 | 0.18171 | 0.91049 | 0 | 1 | 1 | 1 | 0 | 0.18171 | 1
2660 | 0 | 0.19757 | 0.91049 | 0 | 1 | 1 | 1 | 0 | 0.19757 | 1
2661 | 0 | 0.17011 | 0.91049 | 0 | 1 | 1 | 1 | 0 | 0.17011 | 1
2662 | 0 | 0.16863 | 0.91049 | 0 | 0 | 1 | 1 | 0 | 0.16863 | 1
2663 | 0 | 0.15747 | 0.91049 | 0 | 0 | 1 | 1 | 0 | 0.15747 | 1
2664 | 0 | 0.15042 | 0.91049 | 0 | 0 | 1 | 1 | 0 | 0.15042 | 1
2665 | 0 | 0.10348 | 0.91049 | 0 | 0 | 1 | 1 | 0 | 0.10348 | 1
2666 | 0 | 0.078595 | 0.91049 | 0 | 0 | 1 | 1 | 0 | 0.078595 | 1
2667 | 0 | 0.064601 | 0.91049 | 0 | 0 | 1 | 1 | 0 | 0.064601 | 1
2668 | 0 | 0.060875 | 0.91049 | 0 | 0 | 1 | 1 | 0 | 0.060875 | 1
2669 | 0 | 0.069953 | 0.91049 | 0 | 0 | 1 | 1 | 0 | 0.069953 | 1
2670 | 0 | 0.0513 | 0.91049 | 0 | 0 | 1 | 1 | 0 | 0.0513 | 1
2671 | 0 | 0.036693 | 0.91049 | 0 | 0 | 1 | 1 | 0 | 0.036693 | 1
2672 | 0 | 0.04362 | 0.91049 | 0 | 0 | 1 | 1 | 0 | 0.04362 | 1
2673 | 0.061361 | 0.0736 | 0.91049 | 0 | 0 | 1 | 1 | 0.061361 | 0.0736 | 1
2674 | 0.19974 | 0.10304 | 0.91049 | 0 | 0 | 1 | 1 | 0.19974 | 0.10304 | 1
2675 | 0.24849 | 0.10716 | 0.91049 | 0 | 0 | 1 | 1 | 0.24849 | 0.10716 | 1
2676 | 0.33792 | 0.13574 | 0.91049 | 0 | 0 | 1 | 1 | 0.33792 | 0.13574 | 1
2677 | 0.32615 | 0.14037 | 0.91049 | 0 | 0 | 1 | 1 | 0.32615 | 0.14037 | 1
2678 | 0.17034 | 0.14095 | 0.91049 | 0 | 0 | 1 | 1 | 0.17034 | 0.14095 | 1
2679 | 0.11481 | 0.1455 | 0.91049 | 0 | 0 | 1 | 1 | 0.11481 | 0.1455 | 1
2680 | 0.040364 | 0.094257 | 0.91049 | 0 | 0 | 1 | 1 | 0.040364 | 0.094257 | 1
2681 | 0 | 0.12938 | 0.91049 | 0 | 0 | 1 | 1 | 0 | 0.12938 | 1
2682 | 0 | 0.17299 | 0.91049 | 0 | 1 | 1 | 1 | 0 | 0.17299 | 1
2683 | 0 | 0.15473 | 0.91049 | 0 | 1 | 1 | 1 | 0 | 0.15473 | 1
2684 | 0 | 0.14643 | 0.91049 | 0 | 1 | 1 | 1 | 0 | 0.14643 | 1
2685 | 0 | 0.14564 | 0.91049 | 0 | 1 | 1 | 1 | 0 | 0.14564 | 1
2686 | 0 | 0.14877 | 0.91049 | 0 | 0 | 1 | 1 | 0 | 0.14877 | 1
2687 | 0 | 0.1395 | 0.91049 | 0 | 0 | 1 | 1 | 0 | 0.1395 | 1
2688 | 0 | 0.14539 | 0.91049 | 0 | 0 | 1 | 1 | 0 | 0.14539 | 1
2689 | 0 | 0.12718 | 0.91049 | 0 | 0 | 1 | 1 | 0 | 0.12718 | 1
2690 | 0 | 0.096092 | 0.91049 | 0 | 0 | 1 | 1 | 0 | 0.096092 | 1
2691 | 0 | 0.077116 | 0.91049 | 0 | 0 | 1 | 1 | 0 | 0.077116 | 1
2692 | 0 | 0.052532 | 0.91049 | 0 | 0 | 1 | 1 | 0 | 0.052532 | 1
2693 | 0 | 0.081008 | 0.91049 | 0 | 0 | 1 | 1 | 0 | 0.081008 | 1
2694 | 0 | 0.049669 | 0.91049 | 0 | 0 | 1 | 1 | 0 | 0.049669 | 1
2695 | 0 | 0.034056 | 0.91049 | 0 | 0 | 1 | 1 | 0 | 0.034056 | 1
2696 | 0 | 0.032085 | 0.91049 | 0 | 0 | 1 | 1 | 0 | 0.032085 | 1
2697 | 0.071533 | 0.056032 | 0.91049 | 0 | 0 | 1 | 1 | 0.071533 | 0.056032 | 1
2698 | 0.17732 | 0.11029 | 0.91049 | 0 | 0 | 1 | 1 | 0.17732 | 0.11029 | 1
2699 | 0.25234 | 0.13202 | 0.91049 | 0 | 0 | 1 | 1 | 0.25234 | 0.13202 | 1
2700 | 0.31505 | 0.13061 | 0.91049 | 0 | 0 | 1 | 1 | 0.31505 | 0.13061 | 1
2701 | 0.35024 | 0.11714 | 0.91049 | 0 | 0 | 1 | 1 | 0.35024 | 0.11714 | 1
2702 | 0.25568 | 0.12428 | 0.91049 | 0 | 0 | 1 | 1 | 0.25568 | 0.12428 | 1
2703 | 0.15757 | 0.10747 | 0.91049 | 0 | 0 | 1 | 1 | 0.15757 | 0.10747 | 1
2704 | 0.099686 | 0.043863 | 0.91049 | 0 | 0 | 1 | 1 | 0.099686 | 0.043863 | 1
2705 | 0 | 0.071395 | 0.91049 | 0 | 0 | 1 | 1 | 0 | 0.071395 | 1
2706 | 0 | 0.10617 | 0.91049 | 0 | 1 | 1 | 1 | 0 | 0.10617 | 1
2707 | 0 | 0.096678 | 0.91049 | 0 | 1 | 1 | 1 | 0 | 0.096678 | 1
2708 | 0 | 0.057276 | 0.91049 | 0 | 1 | 1 | 1 | 0 | 0.057276 | 1
2709 | 0 | 0.078138 | 0.91049 | 0 | 1 | 1 | 1 | 0 | 0.078138 | 1
2710 | 0 | 0.10809 | 0.91049 | 0 | 0 | 1 | 1 | 0 | 0.10809 | 1
2711 | 0 | 0.084666 | 0.91049 | 0 | 0 | 1 | 1 | 0 | 0.084666 | 1
2712 | 0 | 0.075522 | 0.91049 | 0 | 0 | 1 | 1 | 0 | 0.075522 | 1
2713 | 0 | 0.13226 | 0.91049 | 0 | 0 | 1 | 1 | 0 | 0.13226 | 1
2714 | 0 | 0.06504 | 0.91049 | 0 | 0 | 1 | 1 | 0 | 0.06504 | 1
2715 | 0 | 0.081522 | 0.91049 | 0 | 0 | 1 | 1 | 0 | 0.081522 | 1
2716 | 0 | 0.047847 | 0.91049 | 0 | 0 | 1 | 1 | 0 | 0.047847 | 1
2717 | 0 | 0.066076 | 0.91049 | 0 | 0 | 1 | 1 | 0 | 0.066076 | 1
2718 | 0 | 0.049602 | 0.91049 | 0 | 0 | 1 | 1 | 0 | 0.049602 | 1
2719 | 0 | 0.023753 | 0.91049 | 0 | 0 | 1 | 1 | 0 | 0.023753 | 1
2720 | 0 | 0.024981 | 0.91049 | 0 | 0 | 1 | 1 | 0 | 0.024981 | 1
2721 | 0.10016 | 0.044162 | 0.91049 | 0 | 0 | 1 | 1 | 0.10016 | 0.044162 | 1
2722 | 0.21232 | 0.087568 | 0.91049 | 0 | 0 | 1 | 1 | 0.21232 | 0.087568 | 1
2723 | 0.25583 | 0.11378 | 0.91049 | 0 | 0 | 1 | 1 | 0.25583 | 0.11378 | 1
2724 | 0.31281 | 0.11832 | 0.91049 | 0 | 0 | 1 | 1 | 0.31281 | 0.11832 | 1
2725 | 0.34038 | 0.1285 | 0.91049 | 0 | 0 | 1 | 1 | 0.34038 | 0.1285 | 1
2726 | 0.30573 | 0.11324 | 0.91049 | 0 | 0 | 1 | 1 | 0.30573 | 0.11324 | 1
2727 | 0.15392 | 0.089885 | 0.91049 | 0 | 0 | 1 | 1 | 0.15392 | 0.089885 | 1
2728 | 0.12837 | 0.052206 | 0.91049 | 0 | 0 | 1 | 1 | 0.12837 | 0.052206 | 1
2729 | 0 | 0.067518 | 0.91049 | 0 | 0 | 1 | 1 | 0 | 0.067518 | 1
2730 | 0 | 0.064773 | 0.91049 | 0 | 1 | 1 | 1 | 0 | 0.064773 | 1
2731 | 0 | 0.053145 | 0.91049 | 0 | 1 | 1 | 1 | 0 | 0.053145 | 1
2732 | 0 | 0.02516 | 0.91049 | 0 | 1 | 1 | 1 | 0 | 0.02516 | 1
2733 | 0 | 0.058217 | 0.91049 | 0 | 1 | 1 | 1 | 0 | 0.058217 | 1
2734 | 0 | 0.083169 | 0.91049 | 0 | 0 | 1 | 1 | 0 | 0.083169 | 1
2735 | 0 | 0.071001 | 0.91049 | 0 | 0 | 1 | 1 | 0 | 0.071001 | 1
2736 | 0 | 0.067296 | 0.91049 | 0 | 0 | 1 | 1 | 0 | 0.067296 | 1
2737 | 0 | 0.081 | 0.91049 | 0 | 0 | 1 | 1 | 0 | 0.081 | 1
2738 | 0 | 0.051 | 0.91049 | 0 | 0 | 1 | 1 | 0 | 0.051 | 1
2739 | 0 | 0.056084 | 0.91049 | 0 | 0 | 1 | 1 | 0 | 0.056084 | 1
2740 | 0 | 0.054505 | 0.91049 | 0 | 0 | 1 | 1 | 0 | 0.054505 | 1
2741 | 0 | 0.06664 | 0.91049 | 0 | 0 | 1 | 1 | 0 | 0.06664 | 1
2742 | 0 | 0.043813 | 0.91049 | 0 | 0 | 1 | 1 | 0 | 0.043813 | 1
2743 | 0 | 0.035506 | 0.91049 | 0 | 0 | 1 | 1 | 0 | 0.035506 | 1
2744 | 0 | 0.031729 | 0.91049 | 0 | 0 | 1 | 1 | 0 | 0.031729 | 1
2745 | 0.16488 | 0.018594 | 0.91049 | 0 | 0 | 1 | 1 | 0.16488 | 0.018594 | 1
2746 | 0.27955 | 0.069227 | 0.91049 | 0 | 0 | 1 | 1 | 0.27955 | 0.069227 | 1
2747 | 0.30248 | 0.084671 | 0.91049 | 0 | 0 | 1 | 1 | 0.30248 | 0.084671 | 1
2748 | 0.32076 | 0.092451 | 0.91049 | 0 | 0 | 1 | 1 | 0.32076 | 0.092451 | 1
2749 | 0.36103 | 0.11657 | 0.91049 | 0 | 0 | 1 | 1 | 0.36103 | 0.11657 | 1
2750 | 0.36671 | 0.10949 | 0.91049 | 0 | 0 | 1 | 1 | 0.36671 | 0.10949 | 1
2751 | 0.20871 | 0.087643 | 0.91049 | 0 | 0 | 1 | 1 | 0.20871 | 0.087643 | 1
2752 | 0.10877 | 0.074377 | 0.91049 | 0 | 0 | 1 | 1 | 0.10877 | 0.074377 | 1
2753 | 0 | 0.037371 | 0.91049 | 0 | 0 | 1 | 1 | 0 | 0.037371 | 1
2754 | 0 | 0.040173 | 0.91049 | 0 | 1 | 1 | 1 | 0 | 0.040173 | 1
2755 | 0 | 0.027865 | 0.91049 | 0 | 1 | 1 | 1 | 0 | 0.027865 | 1
2756 | 0 | 0.0058334 | 0.91049 | 0 | 1 | 1 | 1 | 0 | 0.0058334 | 1
2757 | 0 | 0.039731 | 0.91049 | 0 | 1 | 1 | 1 | 0 | 0.039731 | 1
2758 | 0 | 0.053096 | 0.91049 | 0 | 0 | 1 | 1 | 0 | 0.053096 | 1
2759 | 0 | 0.041603 | 0.91049 | 0 | 0 | 1 | 1 | 0 | 0.041603 | 1
2760 | 0 | 0.035701 | 0.91049 | 0 | 0 | 1 | 1 | 0 | 0.035701 | 1
2761 | 0 | 0.062249 | 0.91049 | 0 | 0 | 1 | 1 | 0 | 0.062249 | 1
2762 | 0 | 0.036296 | 0.91049 | 0 | 0 | 1 | 1 | 0 | 0.036296 | 1
2763 | 0 | 0.028587 | 0.91049 | 0 | 0 | 1 | 1 | 0 | 0.028587 | 1
2764 | 0 | 0.036872 | 0.91049 | 0 | 0 | 1 | 1 | 0 | 0.036872 | 1
2765 | 0 | 0.033734 | 0.91049 | 0 | 0 | 1 | 1 | 0 | 0.033734 | 1
2766 | 0 | 0.019638 | 0.91049 | 0 | 0 | 1 | 1 | 0 | 0.019638 | 1
2767 | 0 | 0.010523 | 0.91049 | 0 | 0 | 1 | 1 | 0 | 0.010523 | 1
2768 | 0 | 0.014491 | 0.91049 | 0 | 0 | 1 | 1 | 0 | 0.014491 | 1
2769 | 0.089638 | 0.00060335 | 0.91049 | 0 | 0 | 1 | 1 | 0.089638 | 0.00060335 | 1
2770 | 0.2873 | 0.029322 | 0.91049 | 0 | 0 | 1 | 1 | 0.2873 | 0.029322 | 1
2771 | 0.34171 | 0.036003 | 0.91049 | 0 | 0 | 1 | 1 | 0.34171 | 0.036003 | 1
2772 | 0.36138 | 0.064046 | 0.91049 | 0 | 0 | 1 | 1 | 0.36138 | 0.064046 | 1
2773 | 0.30411 | 0.096006 | 0.91049 | 0 | 0 | 1 | 1 | 0.30411 | 0.096006 | 1
2774 | 0.25906 | 0.079838 | 0.91049 | 0 | 0 | 1 | 1 | 0.25906 | 0.079838 | 1
2775 | 0.1166 | 0.072306 | 0.91049 | 0 | 0 | 1 | 1 | 0.1166 | 0.072306 | 1
2776 | 0.012479 | 0.064677 | 0.91049 | 0 | 0 | 1 | 1 | 0.012479 | 0.064677 | 1
2777 | 0 | 0.027381 | 0.91049 | 0 | 0 | 1 | 1 | 0 | 0.027381 | 1
2778 | 0 | 0.033968 | 0.91049 | 0 | 1 | 1 | 1 | 0 | 0.033968 | 1
2779 | 0 | 0.018051 | 0.91049 | 0 | 1 | 1 | 1 | 0 | 0.018051 | 1
2780 | 0 | 0.0017948 | 0.91049 | 0 | 1 | 1 | 1 | 0 | 0.0017948 | 1
2781 | 0 | 0.012733 | 0.91049 | 0 | 1 | 1 | 1 | 0 | 0.012733 | 1
2782 | 0 | 0.014576 | 0.91049 | 0 | 0 | 1 | 1 | 0 | 0.014576 | 1
2783 | 0 | 0.024413 | 0.91049 | 0 | 0 | 1 | 1 | 0 | 0.024413 | 1
2784 | 0 | 0.018509 | 0.91049 | 0 | 0 | 1 | 1 | 0 | 0.018509 | 1
2785 | 0 | 0.042372 | 0.91049 | 0 | 0 | 1 | 1 | 0 | 0.042372 | 1
2786 | 0 | 0.01839 | 0.91049 | 0 | 0 | 1 | 1 | 0 | 0.01839 | 1
2787 | 0 | 0.0059995 | 0.91049 | 0 | 0 | 1 | 1 | 0 | 0.0059995 | 1
2788 | 0 | 0.019282 | 0.91049 | 0 | 0 | 1 | 1 | 0 | 0.019282 | 1
2789 | 0 | 0.013887 | 0.91049 | 0 | 0 | 1 | 1 | 0 | 0.013887 | 1
2790 | 0 | 0 | 0.91049 | 0 | 0 | 1 | 1 | 0 | 0 | 1
2791 | 0 | 0 | 0.91049 | 0 | 0 | 1 | 1 | 0 | 0 | 1
2792 | 0 | 0 | 0.91049 | 0 | 0 | 1 | 1 | 0 | 0 | 1
2793 | 0.028859 | 0 | 0.91049 | 0 | 0 | 1 | 1 | 0.028859 | 0 | 1
2794 | 0.18782 | 0 | 0.91049 | 0 | 0 | 1 | 1 | 0.18782 | 0 | 1
2795 | 0.192 | 0 | 0.91049 | 0 | 0 | 1 | 1 | 0.192 | 0 | 1
2796 | 0.28136 | 0.0086378 | 0.91049 | 0 | 0 | 1 | 1 | 0.28136 | 0.0086378 | 1
2797 | 0.23627 | 0.031366 | 0.91049 | 0 | 0 | 1 | 1 | 0.23627 | 0.031366 | 1
2798 | 0.15804 | 0.041747 | 0.91049 | 0 | 0 | 1 | 1 | 0.15804 | 0.041747 | 1
2799 | 0.04836 | 0.035914 | 0.91049 | 0 | 0 | 1 | 1 | 0.04836 | 0.035914 | 1
2800 | 0 | 0.03004 | 0.91049 | 0 | 0 | 1 | 1 | 0 | 0.03004 | 1
2801 | 0 | 0.0011692 | 0.91049 | 0 | 0 | 1 | 1 | 0 | 0.0011692 | 1
2802 | 0 | 0.015105 | 0.91049 | 0 | 1 | 1 | 1 | 0 | 0.015105 | 1
2803 | 0 | 0 | 0.91049 | 0 | 1 | 1 | 1 | 0 | 0 | 1
2804 | 0 | 0 | 0.91049 | 0 | 1 | 1 | 1 | 0 | 0 | 1
2805 | 0 | 0 | 0.91049 | 0 | 1 | 1 | 1 | 0 | 0 | 1
2806 | 0 | 0 | 0.91049 | 0 | 0 | 1 | 1 | 0 | 0 | 1
2807 | 0 | 0 | 0.91049 | 0 | 0 | 1 | 1 | 0 | 0 | 1
2808 | 0 | 0 | 0.91049 | 0 | 0 | 1 | 1 | 0 | 0 | 1
2809 | 0 | 0.010099 | 0.85414 | 0 | 0 | 1 | 1 | 0 | 0.010099 | 1
2810 | 0 | 0.0019092 | 0.85414 | 0 | 0 | 1 | 1 | 0 | 0.0019092 | 1
2811 | 0 | 0.020073 | 0.85414 | 0 | 0 | 1 | 1 | 0 | 0.020073 | 1
2812 | 0 | 0.027742 | 0.85414 | 0 | 0 | 1 | 1 | 0 | 0.027742 | 1
2813 | 0 | 0.0074877 | 0.85414 | 0 | 0 | 1 | 1 | 0 | 0.0074877 | 1
2814 | 0 | 0.00065602 | 0.85414 | 0 | 0 | 1 | 1 | 0 | 0.00065602 | 1
2815 | 0 | 0 | 0.85414 | 0 | 0 | 1 | 1 | 0 | 0 | 1
2816 | 0 | 0 | 0.85414 | 0 | 0 | 1 | 1 | 0 | 0 | 1
2817 | 0 | 0 | 0.85414 | 0 | 0 | 1 | 1 | 0 | 0 | 1
2818 | 0.10868 | 0 | 0.85414 | 0 | 0 | 1 | 1 | 0.10868 | 0 | 1
2819 | 0.092644 | 0 | 0.85414 | 0 | 0 | 1 | 1 | 0.092644 | 0 | 1
2820 | 0.17044 | 0.0046857 | 0.85414 | 0 | 0 | 1 | 1 | 0.17044 | 0.0046857 | 1
2821 | 0.10428 | 0.022424 | 0.85414 | 0 | 0 | 1 | 1 | 0.10428 | 0.022424 | 1
2822 | 0 | 0.020878 | 0.85414 | 0 | 0 | 1 | 1 | 0 | 0.020878 | 1
2823 | 0 | 0.017321 | 0.85414 | 0 | 0 | 1 | 1 | 0 | 0.017321 | 1
2824 | 0 | 0.0027524 | 0.85414 | 0 | 0 | 1 | 1 | 0 | 0.0027524 | 1
2825 | 0 | 0 | 0.85414 | 0 | 0 | 1 | 1 | 0 | 0 | 1
2826 | 0 | 0 | 0.85414 | 0 | 1 | 1 | 1 | 0 | 0 | 1
2827 | 0 | 0 | 0.85414 | 0 | 1 | 1 | 1 | 0 | 0 | 1
2828 | 0 | 0 | 0.85414 | 0 | 1 | 1 | 1 | 0 | 0 | 1
2829 | 0 | 0 | 0.85414 | 0 | 1 | 1 | 1 | 0 | 0 | 1
2830 | 0 | 0 | 0.85414 | 0 | 0 | 1 | 1 | 0 | 0 | 1
2831 | 0 | 0 | 0.85414 | 0 | 0 | 1 | 1 | 0 | 0 | 1
2832 | 0 | 0 | 0.85414 | 0 | 0 | 1 | 1 | 0 | 0 | 1
2833 | 0 | 0 | 0.8388 | 0 | 0 | 1 | 1 | 0 | 0 | 1
2834 | 0 | 0 | 0.8388 | 0 | 0 | 1 | 1 | 0 | 0 | 1
2835 | 0 | 0.0052825 | 0.8388 | 0 | 0 | 1 | 1 | 0 | 0.0052825 | 1
2836 | 0 | 0.006297 | 0.8388 | 0 | 0 | 1 | 1 | 0 | 0.006297 | 1
2837 | 0 | 0.015291 | 0.8388 | 0 | 0 | 1 | 1 | 0 | 0.015291 | 1
2838 | 0 | 0.013258 | 0.8388 | 0 | 0 | 1 | 1 | 0 | 0.013258 | 1
2839 | 0 | 0 | 0.8388 | 0 | 0 | 1 | 1 | 0 | 0 | 1
2840 | 0 | 0 | 0.8388 | 0 | 0 | 1 | 1 | 0 | 0 | 1
2841 | 0 | 0 | 0.8388 | 0 | 0 | 1 | 1 | 0 | 0 | 1
2842 | 0 | 0 | 0.8388 | 0 | 0 | 1 | 1 | 0 | 0 | 1
2843 | 0 | 0 | 0.8388 | 0 | 0 | 1 | 1 | 0 | 0 | 1
2844 | 0.045611 | 0 | 0.8388 | 0 | 0 | 1 | 1 | 0.045611 | 0 | 1
2845 | 0.040389 | 0 | 0.8388 | 0 | 0 | 1 | 1 | 0.040389 | 0 | 1
2846 | 0 | 0.010344 | 0.8388 | 0 | 0 | 1 | 1 | 0 | 0.010344 | 1
2847 | 0 | 0.018994 | 0.8388 | 0 | 0 | 1 | 1 | 0 | 0.018994 | 1
2848 | 0 | 0.013675 | 0.8388 | 0 | 0 | 1 | 1 | 0 | 0.013675 | 1
2849 | 0 | 0.0054328 | 0.8388 | 0 | 0 | 1 | 1 | 0 | 0.0054328 | 1
2850 | 0 | 0 | 0.8388 | 0 | 1 | 1 | 1 | 0 | 0 | 1
2851 | 0 | 0 | 0.8388 | 0 | 1 | 1 | 1 | 0 | 0 | 1
2852 | 0 | 0 | 0.8388 | 0 | 1 | 1 | 1 | 0 | 0 | 1
2853 | 0 | 0 | 0.8388 | 0 | 1 | 1 | 1 | 0 | 0 | 1
2854 | 0 | 0 | 0.8388 | 0 | 0 | 1 | 1 | 0 | 0 | 1
2855 | 0 | 0 | 0.8388 | 0 | 0 | 1 | 1 | 0 | 0 | 1
2856 | 0 | 0 | 0.8388 | 0 | 0 | 1 | 1 | 0 | 0 | 1
2857 | 0 | 0 | 0.8388 | 0 | 0 | 1 | 1 | 0 | 0 | 1
2858 | 0 | 0 | 0.8388 | 0 | 0 | 1 | 1 | 0 | 0 | 1
2859 | 0 | 0.0062869 | 0.8388 | 0 | 0 | 1 | 1 | 0 | 0.0062869 | 1
2860 | 0 | 0.0068232 | 0.8388 | 0 | 0 | 1 | 1 | 0 | 0.0068232 | 1
2861 | 0 | 0.024531 | 0.8388 | 0 | 0 | 1 | 1 | 0 | 0.024531 | 1
2862 | 0 | 0.031235 | 0.8388 | 0 | 0 | 1 | 1 | 0 | 0.031235 | 1
2863 | 0 | 0.019734 | 0.8388 | 0 | 0 | 1 | 1 | 0 | 0.019734 | 1
2864 | 0 | 0.00084673 | 0.8388 | 0 | 0 | 1 | 1 | 0 | 0.00084673 | 1
2865 | 0 | 0.00037948 | 0.8388 | 0 | 0 | 1 | 1 | 0 | 0.00037948 | 1
2866 | 0.042539 | 0.017908 | 0.8388 | 0 | 0 | 1 | 1 | 0.042539 | 0.017908 | 1
2867 | 0.055626 | 0.044267 | 0.8388 | 0 | 0 | 1 | 1 | 0.055626 | 0.044267 | 1
2868 | 0.12012 | 0.032296 | 0.8388 | 0 | 0 | 1 | 1 | 0.12012 | 0.032296 | 1
2869 | 0.11948 | 0.031966 | 0.8388 | 0 | 0 | 1 | 1 | 0.11948 | 0.031966 | 1
2870 | 0.016232 | 0.037041 | 0.8388 | 0 | 0 | 1 | 1 | 0.016232 | 0.037041 | 1
2871 | 0.032984 | 0.042923 | 0.8388 | 0 | 0 | 1 | 1 | 0.032984 | 0.042923 | 1
2872 | 0 | 0.0408 | 0.8388 | 0 | 0 | 1 | 1 | 0 | 0.0408 | 1
2873 | 0 | 0.042352 | 0.8388 | 0 | 0 | 1 | 1 | 0 | 0.042352 | 1
2874 | 0 | 0.026051 | 0.8388 | 0 | 1 | 1 | 1 | 0 | 0.026051 | 1
2875 | 0 | 0 | 0.8388 | 0 | 1 | 1 | 1 | 0 | 0 | 1
2876 | 0 | 0 | 0.8388 | 0 | 1 | 1 | 1 | 0 | 0 | 1
2877 | 0 | 0.00073693 | 0.8388 | 0 | 1 | 1 | 1 | 0 | 0.00073693 | 1
2878 | 0 | 0 | 0.8388 | 0 | 0 | 1 | 1 | 0 | 0 | 1
2879 | 0 | 0.0089363 | 0.8388 | 0 | 0 | 1 | 1 | 0 | 0.0089363 | 1
2880 | 0 | 0 | 0.8388 | 0 | 0 | 1 | 1 | 0 | 0 | 1
2881 | 0 | 0 | 0.8388 | 0 | 0 | 1 | 1 | 0 | 0 | 1
2882 | 0 | 0 | 0.8388 | 0 | 0 | 1 | 1 | 0 | 0 | 1
2883 | 0 | 0 | 0.8388 | 0 | 0 | 1 | 1 | 0 | 0 | 1
2884 | 0 | 0 | 0.8388 | 0 | 0 | 1 | 1 | 0 | 0 | 1
2885 | 0 | 0.00086621 | 0.8388 | 0 | 0 | 1 | 1 | 0 | 0.00086621 | 1
2886 | 0 | 0.0095404 | 0.8388 | 0 | 0 | 1 | 1 | 0 | 0.0095404 | 1
2887 | 0 | 0.0093846 | 0.8388 | 0 | 0 | 1 | 1 | 0 | 0.0093846 | 1
2888 | 0 | 0 | 0.8388 | 0 | 0 | 1 | 1 | 0 | 0 | 1
2889 | 0 | 0 | 0.8388 | 0 | 0 | 1 | 1 | 0 | 0 | 1
2890 | 0 | 0.017163 | 0.8388 | 0 | 0 | 1 | 1 | 0 | 0.017163 | 1
2891 | 0.023067 | 0.055578 | 0.8388 | 0 | 0 | 1 | 1 | 0.023067 | 0.055578 | 1
2892 | 0.10104 | 0.052894 | 0.8388 | 0 | 0 | 1 | 1 | 0.10104 | 0.052894 | 1
2893 | 0.13633 | 0.046037 | 0.8388 | 0 | 0 | 1 | 1 | 0.13633 | 0.046037 | 1
2894 | 0.15078 | 0.04463 | 0.8388 | 0 | 0 | 1 | 1 | 0.15078 | 0.04463 | 1
2895 | 0.13596 | 0.047294 | 0.8388 | 0 | 0 | 1 | 1 | 0.13596 | 0.047294 | 1
2896 | 0.056015 | 0.062489 | 0.8388 | 0 | 0 | 1 | 1 | 0.056015 | 0.062489 | 1
2897 | 0 | 0.064273 | 0.8388 | 0 | 0 | 1 | 1 | 0 | 0.064273 | 1
2898 | 0 | 0.056724 | 0.8388 | 0 | 1 | 1 | 1 | 0 | 0.056724 | 1
2899 | 0 | 0.02753 | 0.8388 | 0 | 1 | 1 | 1 | 0 | 0.02753 | 1
2900 | 0 | 0.00027586 | 0.8388 | 0 | 1 | 1 | 1 | 0 | 0.00027586 | 1
2901 | 0 | 0.0077279 | 0.8388 | 0 | 1 | 1 | 1 | 0 | 0.0077279 | 1
2902 | 0 | 0.0092196 | 0.8388 | 0 | 0 | 1 | 1 | 0 | 0.0092196 | 1
2903 | 0 | 0.012352 | 0.8388 | 0 | 0 | 1 | 1 | 0 | 0.012352 | 1
2904 | 0 | 0 | 0.8388 | 0 | 0 | 1 | 1 | 0 | 0 | 1
2905 | 0 | 0 | 0.8388 | 0 | 0 | 1 | 1 | 0 | 0 | 1
2906 | 0 | 0 | 0.8388 | 0 | 0 | 1 | 1 | 0 | 0 | 1
2907 | 0 | 0 | 0.8388 | 0 | 0 | 1 | 1 | 0 | 0 | 1
2908 | 0 | 0 | 0.8388 | 0 | 0 | 1 | 1 | 0 | 0 | 1
2909 | 0 | 0 | 0.8388 | 0 | 0 | 1 | 1 | 0 | 0 | 1
2910 | 0 | 0 | 0.8388 | 0 | 0 | 1 | 1 | 0 | 0 | 1
2911 | 0 | 0 | 0.8388 | 0 | 0 | 1 | 1 | 0 | 0 | 1
2912 | 0 | 0 | 0.8388 | 0 | 0 | 1 | 1 | 0 | 0 | 1
2913 | 0 | 0 | 0.8388 | 0 | 0 | 1 | 1 | 0 | 0 | 1
2914 | 0.032257 | 0.0074035 | 0.8388 | 0 | 0 | 1 | 1 | 0.032257 | 0.0074035 | 1
2915 | 0.088923 | 0.042035 | 0.8388 | 0 | 0 | 1 | 1 | 0.088923 | 0.042035 | 1
2916 | 0.18657 | 0.067106 | 0.8388 | 0 | 0 | 1 | 1 | 0.18657 | 0.067106 | 1
2917 | 0.17453 | 0.062234 | 0.8388 | 0 | 0 | 1 | 1 | 0.17453 | 0.062234 | 1
2918 | 0.21741 | 0.032659 | 0.8388 | 0 | 0 | 1 | 1 | 0.21741 | 0.032659 | 1
2919 | 0.13442 | 0.024168 | 0.8388 | 0 | 0 | 1 | 1 | 0.13442 | 0.024168 | 1
2920 | 0.021322 | 0.031303 | 0.8388 | 0 | 0 | 1 | 1 | 0.021322 | 0.031303 | 1
2921 | 0 | 0.045026 | 0.8388 | 0 | 0 | 1 | 1 | 0 | 0.045026 | 1
2922 | 0 | 0.040028 | 0.8388 | 0 | 1 | 1 | 1 | 0 | 0.040028 | 1
2923 | 0 | 0.023388 | 0.8388 | 0 | 1 | 1 | 1 | 0 | 0.023388 | 1
2924 | 0 | 0.0010667 | 0.8388 | 0 | 1 | 1 | 1 | 0 | 0.0010667 | 1
2925 | 0 | 0.0001289 | 0.8388 | 0 | 1 | 1 | 1 | 0 | 0.0001289 | 1
2926 | 0 | 0 | 0.8388 | 0 | 0 | 1 | 1 | 0 | 0 | 1
2927 | 0 | 0.010189 | 0.8388 | 0 | 0 | 1 | 1 | 0 | 0.010189 | 1
2928 | 0 | 0 | 0.8388 | 0 | 0 | 1 | 1 | 0 | 0 | 1
2929 | 0 | 0 | 0.8388 | 0 | 0 | 1 | 1 | 0 | 0 | 1
2930 | 0 | 0 | 0.8388 | 0 | 0 | 1 | 1 | 0 | 0 | 1
2931 | 0 | 0 | 0.8388 | 0 | 0 | 1 | 1 | 0 | 0 | 1
2932 | 0 | 0 | 0.8388 | 0 | 0 | 1 | 1 | 0 | 0 | 1
2933 | 0 | 0 | 0.8388 | 0 | 0 | 1 | 1 | 0 | 0 | 1
2934 | 0 | 0 | 0.8388 | 0 | 0 | 1 | 1 | 0 | 0 | 1
2935 | 0 | 0 | 0.8388 | 0 | 0 | 1 | 1 | 0 | 0 | 1
2936 | 0 | 0 | 0.8388 | 0 | 0 | 1 | 1 | 0 | 0 | 1
2937 | 0 | 0 | 0.8388 | 0 | 0 | 1 | 1 | 0 | 0 | 1
2938 | 0.027695 | 0 | 0.8388 | 0 | 0 | 1 | 1 | 0.027695 | 0 | 1
2939 | 0.10885 | 0.015579 | 0.8388 | 0 | 0 | 1 | 1 | 0.10885 | 0.015579 | 1
2940 | 0.15869 | 0.047732 | 0.8388 | 0 | 0 | 1 | 1 | 0.15869 | 0.047732 | 1
2941 | 0.17674 | 0.047047 | 0.8388 | 0 | 0 | 1 | 1 | 0.17674 | 0.047047 | 1
2942 | 0.18864 | 0.033834 | 0.8388 | 0 | 0 | 1 | 1 | 0.18864 | 0.033834 | 1
2943 | 0.12813 | 0.021846 | 0.8388 | 0 | 0 | 1 | 1 | 0.12813 | 0.021846 | 1
2944 | 0.042571 | 0.017747 | 0.8388 | 0 | 0 | 1 | 1 | 0.042571 | 0.017747 | 1
2945 | 0 | 0.021733 | 0.8388 | 0 | 0 | 1 | 1 | 0 | 0.021733 | 1
2946 | 0 | 0.00010774 | 0.8388 | 0 | 1 | 1 | 1 | 0 | 0.00010774 | 1
2947 | 0 | 0 | 0.8388 | 0 | 1 | 1 | 1 | 0 | 0 | 1
2948 | 0 | 0 | 0.8388 | 0 | 1 | 1 | 1 | 0 | 0 | 1
2949 | 0 | 0 | 0.8388 | 0 | 1 | 1 | 1 | 0 | 0 | 1
2950 | 0 | 0 | 0.8388 | 0 | 0 | 1 | 1 | 0 | 0 | 1
2951 | 0 | 0 | 0.8388 | 0 | 0 | 1 | 1 | 0 | 0 | 1
2952 | 0 | 0 | 0.8388 | 0 | 0 | 1 | 1 | 0 | 0 | 1
2953 | 0 | 0 | 0.8388 | 0 | 0 | 1 | 1 | 0 | 0 | 1
2954 | 0 | 0 | 0.8388 | 0 | 0 | 1 | 1 | 0 | 0 | 1
2955 | 0 | 0 | 0.8388 | 0 | 0 | 1 | 1 | 0 | 0 | 1
2956 | 0 | 0 | 0.8388 | 0 | 0 | 1 | 1 | 0 | 0 | 1
2957 | 0 | 0 | 0.8388 | 0 | 0 | 1 | 1 | 0 | 0 | 1
2958 | 0 | 0 | 0.8388 | 0 | 0 | 1 | 1 | 0 | 0 | 1
2959 | 0 | 0 | 0.8388 | 0 | 0 | 1 | 1 | 0 | 0 | 1
2960 | 0 | 0 | 0.8388 | 0 | 0 | 1 | 1 | 0 | 0 | 1
2961 | 0 | 0 | 0.8388 | 0 | 0 | 1 | 1 | 0 | 0 | 1
2962 | 0.12165 | 0 | 0.8388 | 0 | 0 | 1 | 1 | 0.12165 | 0 | 1
2963 | 0.20214 | 0 | 0.8388 | 0 | 0 | 1 | 1 | 0.20214 | 0 | 1
2964 | 0.25786 | 0.021588 | 0.8388 | 0 | 0 | 1 | 1 | 0.25786 | 0.021588 | 1
2965 | 0.24128 | 0.02795 | 0.8388 | 0 | 0 | 1 | 1 | 0.24128 | 0.02795 | 1
2966 | 0.23358 | 0.023569 | 0.8388 | 0 | 0 | 1 | 1 | 0.23358 | 0.023569 | 1
2967 | 0.19722 | 0.0042597 | 0.8388 | 0 | 0 | 1 | 1 | 0.19722 | 0.0042597 | 1
2968 | 0.060185 | 0 | 0.8388 | 0 | 0 | 1 | 1 | 0.060185 | 0 | 1
2969 | 0 | 0.0040306 | 0.8388 | 0 | 0 | 1 | 1 | 0 | 0.0040306 | 1
2970 | 0 | 0 | 0.8388 | 0 | 1 | 1 | 1 | 0 | 0 | 1
2971 | 0 | 0 | 0.8388 | 0 | 1 | 1 | 1 | 0 | 0 | 1
2972 | 0 | 0 | 0.8388 | 0 | 1 | 1 | 1 | 0 | 0 | 1
2973 | 0 | 0 | 0.8388 | 0 | 1 | 1 | 1 | 0 | 0 | 1
2974 | 0 | 0 | 0.8388 | 0 | 0 | 1 | 1 | 0 | 0 | 1
2975 | 0 | 0 | 0.8388 | 0 | 0 | 1 | 1 | 0 | 0 | 1
2976 | 0 | 0 | 0.8388 | 0 | 0 | 1 | 1 | 0 | 0 | 1
2977 | 0 | 0 | 0.8388 | 0 | 0 | 1 | 1 | 0 | 0 | 1
2978 | 0 | 0 | 0.8388 | 0 | 0 | 1 | 1 | 0 | 0 | 1
2979 | 0 | 0 | 0.8388 | 0 | 0 | 1 | 1 | 0 | 0 | 1
2980 | 0 | 0 | 0.8388 | 0 | 0 | 1 | 1 | 0 | 0 | 1
2981 | 0 | 0 | 0.8388 | 0 | 0 | 1 | 1 | 0 | 0 | 1
2982 | 0 | 0 | 0.8388 | 0 | 0 | 1 | 1 | 0 | 0 | 1
2983 | 0 | 0 | 0.8388 | 0 | 0 | 1 | 1 | 0 | 0 | 1
2984 | 0 | 0 | 0.8388 | 0 | 0 | 1 | 1 | 0 | 0 | 1
2985 | 0.054173 | 0 | 0.8388 | 0 | 0 | 1 | 1 | 0.054173 | 0 | 1
2986 | 0.20705 | 0 | 0.8388 | 0 | 0 | 1 | 1 | 0.20705 | 0 | 1
2987 | 0.33197 | 0.0030865 | 0.8388 | 0 | 0 | 1 | 1 | 0.33197 | 0.0030865 | 1
2988 | 0.30515 | 0.042264 | 0.8388 | 0 | 0 | 1 | 1 | 0.30515 | 0.042264 | 1
2989 | 0.32482 | 0.060805 | 0.8388 | 0 | 0 | 1 | 1 | 0.32482 | 0.060805 | 1
2990 | 0.25317 | 0.081796 | 0.8388 | 0 | 0 | 1 | 1 | 0.25317 | 0.081796 | 1
2991 | 0.19549 | 0.064276 | 0.8388 | 0 | 0 | 1 | 1 | 0.19549 | 0.064276 | 1
2992 | 0.12366 | 0.046444 | 0.8388 | 0 | 0 | 1 | 1 | 0.12366 | 0.046444 | 1
2993 | 0.010434 | 0.042423 | 0.8388 | 0 | 0 | 1 | 1 | 0.010434 | 0.042423 | 1
2994 | 0 | 0.011802 | 0.8388 | 0 | 1 | 1 | 1 | 0 | 0.011802 | 1
2995 | 0 | 0 | 0.8388 | 0 | 1 | 1 | 1 | 0 | 0 | 1
2996 | 0 | 0 | 0.8388 | 0 | 1 | 1 | 1 | 0 | 0 | 1
2997 | 0 | 0 | 0.8388 | 0 | 1 | 1 | 1 | 0 | 0 | 1
2998 | 0 | 0 | 0.8388 | 0 | 0 | 1 | 1 | 0 | 0 | 1
2999 | 0 | 0 | 0.8388 | 0 | 0 | 1 | 1 | 0 | 0 | 1
3000 | 0 | 0 | 0.8388 | 0 | 0 | 1 | 1 | 0 | 0 | 1
3001 | 0 | 0 | 0.95151 | 0 | 0 | 1 | 1 | 0 | 0 | 1
3002 | 0 | 0 | 0.95151 | 0 | 0 | 1 | 1 | 0 | 0 | 1
3003 | 0 | 0 | 0.95151 | 0 | 0 | 1 | 1 | 0 | 0 | 1
3004 | 0 | 0 | 0.95151 | 0 | 0 | 1 | 1 | 0 | 0 | 1
3005 | 0 | 0 | 0.95151 | 0 | 0 | 1 | 1 | 0 | 0 | 1
3006 | 0 | 0 | 0.95151 | 0 | 0 | 1 | 1 | 0 | 0 | 1
3007 | 0 | 0 | 0.95151 | 0 | 0 | 1 | 1 | 0 | 0 | 1
3008 | 0 | 0 | 0.95151 | 0 | 0 | 1 | 1 | 0 | 0 | 1
3009 | 0.083664 | 0 | 0.95151 | 0 | 0 | 1 | 1 | 0.083664 | 0 | 1
3010 | 0.2052 | 0.014802 | 0.95151 | 0 | 0 | 1 | 1 | 0.2052 | 0.014802 | 1
3011 | 0.37244 | 0.0038216 | 0.95151 | 0 | 0 | 1 | 1 | 0.37244 | 0.0038216 | 1
3012 | 0.39962 | 0.036149 | 0.95151 | 0 | 0 | 1 | 1 | 0.39962 | 0.036149 | 1
3013 | 0.35655 | 0.050665 | 0.95151 | 0 | 0 | 1 | 1 | 0.35655 | 0.050665 | 1
3014 | 0.29979 | 0.069639 | 0.95151 | 0 | 0 | 1 | 1 | 0.29979 | 0.069639 | 1
3015 | 0.24665 | 0.061655 | 0.95151 | 0 | 0 | 1 | 1 | 0.24665 | 0.061655 | 1
3016 | 0.13558 | 0.055754 | 0.95151 | 0 | 0 | 1 | 1 | 0.13558 | 0.055754 | 1
3017 | 0.0017743 | 0.07216 | 0.95151 | 0 | 0 | 1 | 1 | 0.0017743 | 0.07216 | 1
3018 | 0 | 0.048987 | 0.95151 | 0 | 1 | 1 | 1 | 0 | 0.048987 | 1
3019 | 0 | 0.020631 | 0.95151 | 0 | 1 | 1 | 1 | 0 | 0.020631 | 1
3020 | 0 | 0 | 0.95151 | 0 | 1 | 1 | 1 | 0 | 0 | 1
3021 | 0 | 0 | 0.95151 | 0 | 1 | 1 | 1 | 0 | 0 | 1
3022 | 0 | 0.0032465 | 0.95151 | 0 | 0 | 1 | 1 | 0 | 0.0032465 | 1
3023 | 0 | 0 | 0.95151 | 0 | 0 | 1 | 1 | 0 | 0 | 1
3024 | 0 | 0 | 0.95151 | 0 | 0 | 1 | 1 | 0 | 0 | 1
3025 | 0 | 0 | 0.95151 | 0 | 0 | 1 | 1 | 0 | 0 | 1
3026 | 0 | 0 | 0.95151 | 0 | 0 | 1 | 1 | 0 | 0 | 1
3027 | 0 | 0 | 0.95151 | 0 | 0 | 1 | 1 | 0 | 0 | 1
3028 | 0 | 0 | 0.95151 | 0 | 0 | 1 | 1 | 0 | 0 | 1
3029 | 0 | 0 | 0.95151 | 0 | 0 | 1 | 1 | 0 | 0 | 1
3030 | 0 | 0 | 0.95151 | 0 | 0 | 1 | 1 | 0 | 0 | 1
3031 | 0 | 0 | 0.95151 | 0 | 0 | 1 | 1 | 0 | 0 | 1
3032 | 0 | 0 | 0.95151 | 0 | 0 | 1 | 1 | 0 | 0 | 1
3033 | 0.1123 | 0 | 0.95151 | 0 | 0 | 1 | 1 | 0.1123 | 0 | 1
3034 | 0.20801 | 0.012469 | 0.95151 | 0 | 0 | 1 | 1 | 0.20801 | 0.012469 | 1
3035 | 0.30734 | 0.02238 | 0.95151 | 0 | 0 | 1 | 1 | 0.30734 | 0.02238 | 1
3036 | 0.34306 | 0.038379 | 0.95151 | 0 | 0 | 1 | 1 | 0.34306 | 0.038379 | 1
3037 | 0.29396 | 0.047001 | 0.95151 | 0 | 0 | 1 | 1 | 0.29396 | 0.047001 | 1
3038 | 0.21019 | 0.070296 | 0.95151 | 0 | 0 | 1 | 1 | 0.21019 | 0.070296 | 1
3039 | 0.16491 | 0.080466 | 0.95151 | 0 | 0 | 1 | 1 | 0.16491 | 0.080466 | 1
3040 | 0.067056 | 0.075276 | 0.95151 | 0 | 0 | 1 | 1 | 0.067056 | 0.075276 | 1
3041 | 0 | 0.070141 | 0.95151 | 0 | 0 | 1 | 1 | 0 | 0.070141 | 1
3042 | 0 | 0.047932 | 0.95151 | 0 | 1 | 1 | 1 | 0 | 0.047932 | 1
3043 | 0 | 0.02277 | 0.95151 | 0 | 1 | 1 | 1 | 0 | 0.02277 | 1
3044 | 0 | 0.0046316 | 0.95151 | 0 | 1 | 1 | 1 | 0 | 0.0046316 | 1
3045 | 0 | 0 | 0.95151 | 0 | 1 | 1 | 1 | 0 | 0 | 1
3046 | 0 | 0 | 0.95151 | 0 | 0 | 1 | 1 | 0 | 0 | 1
3047 | 0 | 0 | 0.95151 | 0 | 0 | 1 | 1 | 0 | 0 | 1
3048 | 0 | 0 | 0.95151 | 0 | 0 | 1 | 1 | 0 | 0 | 1
3049 | 0 | 0 | 0.95151 | 0 | 0 | 1 | 1 | 0 | 0 | 1
3050 | 0 | 0 | 0.95151 | 0 | 0 | 1 | 1 | 0 | 0 | 1
3051 | 0 | 0 | 0.95151 | 0 | 0 | 1 | 1 | 0 | 0 | 1
3052 | 0 | 0 | 0.95151 | 0 | 0 | 1 | 1 | 0 | 0 | 1
3053 | 0 | 0 | 0.95151 | 0 | 0 | 1 | 1 | 0 | 0 | 1
3054 | 0 | 0 | 0.95151 | 0 | 0 | 1 | 1 | 0 | 0 | 1
3055 | 0 | 0 | 0.95151 | 0 | 0 | 1 | 1 | 0 | 0 | 1
3056 | 0 | 0 | 0.95151 | 0 | 0 | 1 | 1 | 0 | 0 | 1
3057 | 0.067788 | 0.0012336 | 0.95151 | 0 | 0 | 1 | 1 | 0.067788 | 0.0012336 | 1
3058 | 0.15769 | 0.0036725 | 0.95151 | 0 | 0 | 1 | 1 | 0.15769 | 0.0036725 | 1
3059 | 0.22933 | 0.01926 | 0.95151 | 0 | 0 | 1 | 1 | 0.22933 | 0.01926 | 1
3060 | 0.25722 | 0.028741 | 0.95151 | 0 | 0 | 1 | 1 | 0.25722 | 0.028741 | 1
3061 | 0.22334 | 0.023727 | 0.95151 | 0 | 0 | 1 | 1 | 0.22334 | 0.023727 | 1
3062 | 0.14642 | 0.028041 | 0.95151 | 0 | 0 | 1 | 1 | 0.14642 | 0.028041 | 1
3063 | 0.093238 | 0.034115 | 0.95151 | 0 | 0 | 1 | 1 | 0.093238 | 0.034115 | 1
3064 | 0 | 0.035266 | 0.95151 | 0 | 0 | 1 | 1 | 0 | 0.035266 | 1
3065 | 0 | 0.041571 | 0.95151 | 0 | 0 | 1 | 1 | 0 | 0.041571 | 1
3066 | 0 | 0.033638 | 0.95151 | 0 | 1 | 1 | 1 | 0 | 0.033638 | 1
3067 | 0 | 0 | 0.95151 | 0 | 1 | 1 | 1 | 0 | 0 | 1
3068 | 0 | 0 | 0.95151 | 0 | 1 | 1 | 1 | 0 | 0 | 1
3069 | 0 | 0 | 0.95151 | 0 | 1 | 1 | 1 | 0 | 0 | 1
3070 | 0 | 0 | 0.95151 | 0 | 0 | 1 | 1 | 0 | 0 | 1
3071 | 0 | 0 | 0.95151 | 0 | 0 | 1 | 1 | 0 | 0 | 1
3072 | 0 | 0 | 0.95151 | 0 | 0 | 1 | 1 | 0 | 0 | 1
3073 | 0 | 0 | 0.95151 | 0 | 0 | 1 | 1 | 0 | 0 | 1
3074 | 0 | 0 | 0.95151 | 0 | 0 | 1 | 1 | 0 | 0 | 1
3075 | 0 | 0 | 0.95151 | 0 | 0 | 1 | 1 | 0 | 0 | 1
3076 | 0 | 0 | 0.95151 | 0 | 0 | 1 | 1 | 0 | 0 | 1
3077 | 0 | 0 | 0.95151 | 0 | 0 | 1 | 1 | 0 | 0 | 1
3078 | 0 | 0 | 0.95151 | 0 | 0 | 1 | 1 | 0 | 0 | 1
3079 | 0 | 0 | 0.95151 | 0 | 0 | 1 | 1 | 0 | 0 | 1
3080 | 0 | 0 | 0.95151 | 0 | 0 | 1 | 1 | 0 | 0 | 1
3081 | 0.070231 | 0 | 0.95151 | 0 | 0 | 1 | 1 | 0.070231 | 0 | 1
3082 | 0.15155 | 0 | 0.95151 | 0 | 0 | 1 | 1 | 0.15155 | 0 | 1
3083 | 0.192 | 0.018721 | 0.95151 | 0 | 0 | 1 | 1 | 0.192 | 0.018721 | 1
3084 | 0.18723 | 0.026341 | 0.95151 | 0 | 0 | 1 | 1 | 0.18723 | 0.026341 | 1
3085 | 0.16569 | 0.033884 | 0.95151 | 0 | 0 | 1 | 1 | 0.16569 | 0.033884 | 1
3086 | 0.108 | 0.038207 | 0.95151 | 0 | 0 | 1 | 1 | 0.108 | 0.038207 | 1
3087 | 0.02992 | 0.042122 | 0.95151 | 0 | 0 | 1 | 1 | 0.02992 | 0.042122 | 1
3088 | 0 | 0.032336 | 0.95151 | 0 | 0 | 1 | 1 | 0 | 0.032336 | 1
3089 | 0 | 0.022565 | 0.95151 | 0 | 0 | 1 | 1 | 0 | 0.022565 | 1
3090 | 0 | 0.020996 | 0.95151 | 0 | 1 | 1 | 1 | 0 | 0.020996 | 1
3091 | 0 | 0.00025677 | 0.95151 | 0 | 1 | 1 | 1 | 0 | 0.00025677 | 1
3092 | 0 | 0 | 0.95151 | 0 | 1 | 1 | 1 | 0 | 0 | 1
3093 | 0 | 0 | 0.95151 | 0 | 1 | 1 | 1 | 0 | 0 | 1
3094 | 0 | 0.0024506 | 0.95151 | 0 | 0 | 1 | 1 | 0 | 0.0024506 | 1
3095 | 0 | 0.0097311 | 0.95151 | 0 | 0 | 1 | 1 | 0 | 0.0097311 | 1
3096 | 0 | 0.023686 | 0.95151 | 0 | 0 | 1 | 1 | 0 | 0.023686 | 1
3097 | 0 | 0 | 0.95151 | 0 | 0 | 1 | 1 | 0 | 0 | 1
3098 | 0 | 0 | 0.95151 | 0 | 0 | 1 | 1 | 0 | 0 | 1
3099 | 0 | 0 | 0.95151 | 0 | 0 | 1 | 1 | 0 | 0 | 1
3100 | 0 | 0 | 0.95151 | 0 | 0 | 1 | 1 | 0 | 0 | 1
3101 | 0 | 0 | 0.95151 | 0 | 0 | 1 | 1 | 0 | 0 | 1
3102 | 0 | 0 | 0.95151 | 0 | 0 | 1 | 1 | 0 | 0 | 1
3103 | 0 | 0 | 0.95151 | 0 | 0 | 1 | 1 | 0 | 0 | 1
3104 | 0 | 0 | 0.95151 | 0 | 0 | 1 | 1 | 0 | 0 | 1
3105 | 0.071881 | 0 | 0.95151 | 0 | 0 | 1 | 1 | 0.071881 | 0 | 1
3106 | 0.179 | 0 | 0.95151 | 0 | 0 | 1 | 1 | 0.179 | 0 | 1
3107 | 0.195 | 0.02987 | 0.95151 | 0 | 0 | 1 | 1 | 0.195 | 0.02987 | 1
3108 | 0.14263 | 0.043982 | 0.95151 | 0 | 0 | 1 | 1 | 0.14263 | 0.043982 | 1
3109 | 0.10234 | 0.054049 | 0.95151 | 0 | 0 | 1 | 1 | 0.10234 | 0.054049 | 1
3110 | 0.072244 | 0.047219 | 0.95151 | 0 | 0 | 1 | 1 | 0.072244 | 0.047219 | 1
3111 | 0.0066701 | 0.052004 | 0.95151 | 0 | 0 | 1 | 1 | 0.0066701 | 0.052004 | 1
3112 | 0 | 0.044231 | 0.95151 | 0 | 0 | 1 | 1 | 0 | 0.044231 | 1
3113 | 0 | 0.034385 | 0.95151 | 0 | 0 | 1 | 1 | 0 | 0.034385 | 1
3114 | 0 | 0.056541 | 0.95151 | 0 | 1 | 1 | 1 | 0 | 0.056541 | 1
3115 | 0 | 0.048795 | 0.95151 | 0 | 1 | 1 | 1 | 0 | 0.048795 | 1
3116 | 0 | 0.047923 | 0.95151 | 0 | 1 | 1 | 1 | 0 | 0.047923 | 1
3117 | 0 | 0.048611 | 0.95151 | 0 | 1 | 1 | 1 | 0 | 0.048611 | 1
3118 | 0 | 0.054764 | 0.95151 | 0 | 0 | 1 | 1 | 0 | 0.054764 | 1
3119 | 0 | 0.058984 | 0.95151 | 0 | 0 | 1 | 1 | 0 | 0.058984 | 1
3120 | 0 | 0.052488 | 0.95151 | 0 | 0 | 1 | 1 | 0 | 0.052488 | 1
3121 | 0 | 0.0094559 | 0.95151 | 0 | 0 | 1 | 1 | 0 | 0.0094559 | 1
3122 | 0 | 0.013223 | 0.95151 | 0 | 0 | 1 | 1 | 0 | 0.013223 | 1
3123 | 0 | 0 | 0.95151 | 0 | 0 | 1 | 1 | 0 | 0 | 1
3124 | 0 | 0 | 0.95151 | 0 | 0 | 1 | 1 | 0 | 0 | 1
3125 | 0 | 0 | 0.95151 | 0 | 0 | 1 | 1 | 0 | 0 | 1
3126 | 0 | 0 | 0.95151 | 0 | 0 | 1 | 1 | 0 | 0 | 1
3127 | 0 | 0 | 0.95151 | 0 | 0 | 1 | 1 | 0 | 0 | 1
3128 | 0 | 0 | 0.95151 | 0 | 0 | 1 | 1 | 0 | 0 | 1
3129 | 0.1416 | 0 | 0.95151 | 0 | 0 | 1 | 1 | 0.1416 | 0 | 1
3130 | 0.2602 | 0.047235 | 0.95151 | 0 | 0 | 1 | 1 | 0.2602 | 0.047235 | 1
3131 | 0.25457 | 0.084835 | 0.95151 | 0 | 0 | 1 | 1 | 0.25457 | 0.084835 | 1
3132 | 0.2497 | 0.10247 | 0.95151 | 0 | 0 | 1 | 1 | 0.2497 | 0.10247 | 1
3133 | 0.18954 | 0.11249 | 0.95151 | 0 | 0 | 1 | 1 | 0.18954 | 0.11249 | 1
3134 | 0.17967 | 0.098297 | 0.95151 | 0 | 0 | 1 | 1 | 0.17967 | 0.098297 | 1
3135 | 0.10795 | 0.10042 | 0.95151 | 0 | 0 | 1 | 1 | 0.10795 | 0.10042 | 1
3136 | 0.074952 | 0.087971 | 0.95151 | 0 | 0 | 1 | 1 | 0.074952 | 0.087971 | 1
3137 | 0 | 0.065026 | 0.95151 | 0 | 0 | 1 | 1 | 0 | 0.065026 | 1
3138 | 0 | 0.069885 | 0.95151 | 0 | 1 | 1 | 1 | 0 | 0.069885 | 1
3139 | 0 | 0.071586 | 0.95151 | 0 | 1 | 1 | 1 | 0 | 0.071586 | 1
3140 | 0 | 0.071842 | 0.95151 | 0 | 1 | 1 | 1 | 0 | 0.071842 | 1
3141 | 0 | 0.060325 | 0.95151 | 0 | 1 | 1 | 1 | 0 | 0.060325 | 1
3142 | 0 | 0.063962 | 0.95151 | 0 | 0 | 1 | 1 | 0 | 0.063962 | 1
3143 | 0 | 0.04803 | 0.95151 | 0 | 0 | 1 | 1 | 0 | 0.04803 | 1
3144 | 0 | 0.039598 | 0.95151 | 0 | 0 | 1 | 1 | 0 | 0.039598 | 1
3145 | 0 | 0.035902 | 0.95151 | 0 | 0 | 1 | 1 | 0 | 0.035902 | 1
3146 | 0 | 0.022273 | 0.95151 | 0 | 0 | 1 | 1 | 0 | 0.022273 | 1
3147 | 0 | 0.015934 | 0.95151 | 0 | 0 | 1 | 1 | 0 | 0.015934 | 1
3148 | 0 | 0.010891 | 0.95151 | 0 | 0 | 1 | 1 | 0 | 0.010891 | 1
3149 | 0 | 0.014045 | 0.95151 | 0 | 0 | 1 | 1 | 0 | 0.014045 | 1
3150 | 0 | 0.0014109 | 0.95151 | 0 | 0 | 1 | 1 | 0 | 0.0014109 | 1
3151 | 0 | 0.018926 | 0.95151 | 0 | 0 | 1 | 1 | 0 | 0.018926 | 1
3152 | 0 | 0.014237 | 0.95151 | 0 | 0 | 1 | 1 | 0 | 0.014237 | 1
3153 | 0.15824 | 0.02968 | 0.95151 | 0 | 0 | 1 | 1 | 0.15824 | 0.02968 | 1
3154 | 0.29017 | 0.073771 | 0.95151 | 0 | 0 | 1 | 1 | 0.29017 | 0.073771 | 1
3155 | 0.30274 | 0.11235 | 0.95151 | 0 | 0 | 1 | 1 | 0.30274 | 0.11235 | 1
3156 | 0.33346 | 0.14041 | 0.95151 | 0 | 0 | 1 | 1 | 0.33346 | 0.14041 | 1
3157 | 0.2436 | 0.13724 | 0.95151 | 0 | 0 | 1 | 1 | 0.2436 | 0.13724 | 1
3158 | 0.20864 | 0.11809 | 0.95151 | 0 | 0 | 1 | 1 | 0.20864 | 0.11809 | 1
3159 | 0.20477 | 0.12919 | 0.95151 | 0 | 0 | 1 | 1 | 0.20477 | 0.12919 | 1
3160 | 0.22029 | 0.12549 | 0.95151 | 0 | 0 | 1 | 1 | 0.22029 | 0.12549 | 1
3161 | 0.026965 | 0.097749 | 0.95151 | 0 | 0 | 1 | 1 | 0.026965 | 0.097749 | 1
3162 | 0 | 0.098714 | 0.95151 | 0 | 1 | 1 | 1 | 0 | 0.098714 | 1
3163 | 0 | 0.098674 | 0.95151 | 0 | 1 | 1 | 1 | 0 | 0.098674 | 1
3164 | 0 | 0.10363 | 0.95151 | 0 | 1 | 1 | 1 | 0 | 0.10363 | 1
3165 | 0 | 0.078886 | 0.95151 | 0 | 1 | 1 | 1 | 0 | 0.078886 | 1
3166 | 0 | 0.066958 | 0.95151 | 0 | 0 | 1 | 1 | 0 | 0.066958 | 1
3167 | 0 | 0.05577 | 0.95151 | 0 | 0 | 1 | 1 | 0 | 0.05577 | 1
3168 | 0 | 0.039177 | 0.95151 | 0 | 0 | 1 | 1 | 0 | 0.039177 | 1
3169 | 0 | 0.037511 | 0.88078 | 0 | 0 | 1 | 1 | 0 | 0.037511 | 1
3170 | 0 | 0.031662 | 0.88078 | 0 | 0 | 1 | 1 | 0 | 0.031662 | 1
3171 | 0 | 0.022473 | 0.88078 | 0 | 0 | 1 | 1 | 0 | 0.022473 | 1
3172 | 0 | 0.016679 | 0.88078 | 0 | 0 | 1 | 1 | 0 | 0.016679 | 1
3173 | 0 | 0.023032 | 0.88078 | 0 | 0 | 1 | 1 | 0 | 0.023032 | 1
3174 | 0 | 0.011526 | 0.88078 | 0 | 0 | 1 | 1 | 0 | 0.011526 | 1
3175 | 0 | 0.036945 | 0.88078 | 0 | 0 | 1 | 1 | 0 | 0.036945 | 1
3176 | 0 | 0.05954 | 0.88078 | 0 | 0 | 1 | 1 | 0 | 0.05954 | 1
3177 | 0.13668 | 0.084934 | 0.88078 | 0 | 0 | 1 | 1 | 0.13668 | 0.084934 | 1
3178 | 0.2957 | 0.11161 | 0.88078 | 0 | 0 | 1 | 1 | 0.2957 | 0.11161 | 1
3179 | 0.40525 | 0.13368 | 0.88078 | 0 | 0 | 1 | 1 | 0.40525 | 0.13368 | 1
3180 | 0.45421 | 0.1755 | 0.88078 | 0 | 0 | 1 | 1 | 0.45421 | 0.1755 | 1
3181 | 0.43513 | 0.19824 | 0.88078 | 0 | 0 | 1 | 1 | 0.43513 | 0.19824 | 1
3182 | 0.41399 | 0.17568 | 0.88078 | 0 | 0 | 1 | 1 | 0.41399 | 0.17568 | 1
3183 | 0.28619 | 0.17383 | 0.88078 | 0 | 0 | 1 | 1 | 0.28619 | 0.17383 | 1
3184 | 0.23477 | 0.15815 | 0.88078 | 0 | 0 | 1 | 1 | 0.23477 | 0.15815 | 1
3185 | 0.089434 | 0.12465 | 0.88078 | 0 | 0 | 1 | 1 | 0.089434 | 0.12465 | 1
3186 | 0 | 0.11406 | 0.88078 | 0 | 1 | 1 | 1 | 0 | 0.11406 | 1
3187 | 0 | 0.097536 | 0.88078 | 0 | 1 | 1 | 1 | 0 | 0.097536 | 1
3188 | 0 | 0.065367 | 0.88078 | 0 | 1 | 1 | 1 | 0 | 0.065367 | 1
3189 | 0 | 0.046601 | 0.88078 | 0 | 1 | 1 | 1 | 0 | 0.046601 | 1
3190 | 0 | 0.047552 | 0.88078 | 0 | 0 | 1 | 1 | 0 | 0.047552 | 1
3191 | 0 | 0.041702 | 0.88078 | 0 | 0 | 1 | 1 | 0 | 0.041702 | 1
3192 | 0 | 0.015501 | 0.88078 | 0 | 0 | 1 | 1 | 0 | 0.015501 | 1
3193 | 0 | 0.035304 | 0.88078 | 0 | 0 | 1 | 1 | 0 | 0.035304 | 1
3194 | 0 | 0.0083835 | 0.88078 | 0 | 0 | 1 | 1 | 0 | 0.0083835 | 1
3195 | 0 | 0 | 0.88078 | 0 | 0 | 1 | 1 | 0 | 0 | 1
3196 | 0 | 0 | 0.88078 | 0 | 0 | 1 | 1 | 0 | 0 | 1
3197 | 0 | 0.010563 | 0.88078 | 0 | 0 | 1 | 1 | 0 | 0.010563 | 1
3198 | 0 | 0 | 0.88078 | 0 | 0 | 1 | 1 | 0 | 0 | 1
3199 | 0 | 0.014218 | 0.88078 | 0 | 0 | 1 | 1 | 0 | 0.014218 | 1
3200 | 0 | 0.029889 | 0.88078 | 0 | 0 | 1 | 1 | 0 | 0.029889 | 1
3201 | 0.093642 | 0.032191 | 0.88078 | 0 | 0 | 1 | 1 | 0.093642 | 0.032191 | 1
3202 | 0.25839 | 0.046972 | 0.88078 | 0 | 0 | 1 | 1 | 0.25839 | 0.046972 | 1
3203 | 0.43741 | 0.059133 | 0.88078 | 0 | 0 | 1 | 1 | 0.43741 | 0.059133 | 1
3204 | 0.4244 | 0.10998 | 0.88078 | 0 | 0 | 1 | 1 | 0.4244 | 0.10998 | 1
3205 | 0.3863 | 0.14199 | 0.88078 | 0 | 0 | 1 | 1 | 0.3863 | 0.14199 | 1
3206 | 0.41388 | 0.11979 | 0.88078 | 0 | 0 | 1 | 1 | 0.41388 | 0.11979 | 1
3207 | 0.30492 | 0.12875 | 0.88078 | 0 | 0 | 1 | 1 | 0.30492 | 0.12875 | 1
3208 | 0.20532 | 0.12764 | 0.88078 | 0 | 0 | 1 | 1 | 0.20532 | 0.12764 | 1
3209 | 0.08165 | 0.10099 | 0.88078 | 0 | 0 | 1 | 1 | 0.08165 | 0.10099 | 1
3210 | 0 | 0.099478 | 0.88078 | 0 | 1 | 1 | 1 | 0 | 0.099478 | 1
3211 | 0 | 0.075874 | 0.88078 | 0 | 1 | 1 | 1 | 0 | 0.075874 | 1
3212 | 0 | 0.0333 | 0.88078 | 0 | 1 | 1 | 1 | 0 | 0.0333 | 1
3213 | 0 | 0.026024 | 0.88078 | 0 | 1 | 1 | 1 | 0 | 0.026024 | 1
3214 | 0 | 0.042193 | 0.88078 | 0 | 0 | 1 | 1 | 0 | 0.042193 | 1
3215 | 0 | 0.046962 | 0.88078 | 0 | 0 | 1 | 1 | 0 | 0.046962 | 1
3216 | 0 | 0.016796 | 0.88078 | 0 | 0 | 1 | 1 | 0 | 0.016796 | 1
3217 | 0 | 0 | 0.88078 | 0 | 0 | 1 | 1 | 0 | 0 | 1
3218 | 0 | 0 | 0.88078 | 0 | 0 | 1 | 1 | 0 | 0 | 1
3219 | 0 | 0 | 0.88078 | 0 | 0 | 1 | 1 | 0 | 0 | 1
3220 | 0 | 0 | 0.88078 | 0 | 0 | 1 | 1 | 0 | 0 | 1
3221 | 0 | 0 | 0.88078 | 0 | 0 | 1 | 1 | 0 | 0 | 1
3222 | 0 | 0 | 0.88078 | 0 | 0 | 1 | 1 | 0 | 0 | 1
3223 | 0 | 0 | 0.88078 | 0 | 0 | 1 | 1 | 0 | 0 | 1
3224 | 0 | 0.019366 | 0.88078 | 0 | 0 | 1 | 1 | 0 | 0.019366 | 1
3225 | 0.082027 | 0.020257 | 0.88078 | 0 | 0 | 1 | 1 | 0.082027 | 0.020257 | 1
3226 | 0.27605 | 0.045295 | 0.88078 | 0 | 0 | 1 | 1 | 0.27605 | 0.045295 | 1
3227 | 0.40795 | 0.059484 | 0.88078 | 0 | 0 | 1 | 1 | 0.40795 | 0.059484 | 1
3228 | 0.41078 | 0.10523 | 0.88078 | 0 | 0 | 1 | 1 | 0.41078 | 0.10523 | 1
3229 | 0.34828 | 0.1271 | 0.88078 | 0 | 0 | 1 | 1 | 0.34828 | 0.1271 | 1
3230 | 0.38672 | 0.11778 | 0.88078 | 0 | 0 | 1 | 1 | 0.38672 | 0.11778 | 1
3231 | 0.24529 | 0.11638 | 0.88078 | 0 | 0 | 1 | 1 | 0.24529 | 0.11638 | 1
3232 | 0.12359 | 0.12397 | 0.88078 | 0 | 0 | 1 | 1 | 0.12359 | 0.12397 | 1
3233 | 0.062417 | 0.12136 | 0.88078 | 0 | 0 | 1 | 1 | 0.062417 | 0.12136 | 1
3234 | 0 | 0.11573 | 0.88078 | 0 | 1 | 1 | 1 | 0 | 0.11573 | 1
3235 | 0 | 0.083317 | 0.88078 | 0 | 1 | 1 | 1 | 0 | 0.083317 | 1
3236 | 0 | 0.040449 | 0.88078 | 0 | 1 | 1 | 1 | 0 | 0.040449 | 1
3237 | 0 | 0.043489 | 0.88078 | 0 | 1 | 1 | 1 | 0 | 0.043489 | 1
3238 | 0 | 0.063488 | 0.88078 | 0 | 0 | 1 | 1 | 0 | 0.063488 | 1
3239 | 0 | 0.066154 | 0.88078 | 0 | 0 | 1 | 1 | 0 | 0.066154 | 1
3240 | 0 | 0.045277 | 0.88078 | 0 | 0 | 1 | 1 | 0 | 0.045277 | 1
3241 | 0 | 0 | 0.88078 | 0 | 0 | 1 | 1 | 0 | 0 | 1
3242 | 0 | 0 | 0.88078 | 0 | 0 | 1 | 1 | 0 | 0 | 1
3243 | 0 | 0 | 0.88078 | 0 | 0 | 1 | 1 | 0 | 0 | 1
3244 | 0 | 0 | 0.88078 | 0 | 0 | 1 | 1 | 0 | 0 | 1
3245 | 0 | 0.011346 | 0.88078 | 0 | 0 | 1 | 1 | 0 | 0.011346 | 1
3246 | 0 | 0.016376 | 0.88078 | 0 | 0 | 1 | 1 | 0 | 0.016376 | 1
3247 | 0 | 0.01243 | 0.88078 | 0 | 0 | 1 | 1 | 0 | 0.01243 | 1
3248 | 0 | 0.028527 | 0.88078 | 0 | 0 | 1 | 1 | 0 | 0.028527 | 1
3249 | 0.035086 | 0.0050401 | 0.88078 | 0 | 0 | 1 | 1 | 0.035086 | 0.0050401 | 1
3250 | 0.2795 | 0.039321 | 0.88078 | 0 | 0 | 1 | 1 | 0.2795 | 0.039321 | 1
3251 | 0.37313 | 0.065808 | 0.88078 | 0 | 0 | 1 | 1 | 0.37313 | 0.065808 | 1
3252 | 0.40249 | 0.09431 | 0.88078 | 0 | 0 | 1 | 1 | 0.40249 | 0.09431 | 1
3253 | 0.34209 | 0.097688 | 0.88078 | 0 | 0 | 1 | 1 | 0.34209 | 0.097688 | 1
3254 | 0.3131 | 0.073191 | 0.88078 | 0 | 0 | 1 | 1 | 0.3131 | 0.073191 | 1
3255 | 0.27068 | 0.067828 | 0.88078 | 0 | 0 | 1 | 1 | 0.27068 | 0.067828 | 1
3256 | 0.17206 | 0.083305 | 0.88078 | 0 | 0 | 1 | 1 | 0.17206 | 0.083305 | 1
3257 | 0.064868 | 0.10743 | 0.88078 | 0 | 0 | 1 | 1 | 0.064868 | 0.10743 | 1
3258 | 0 | 0.11169 | 0.88078 | 0 | 1 | 1 | 1 | 0 | 0.11169 | 1
3259 | 0 | 0.08327 | 0.88078 | 0 | 1 | 1 | 1 | 0 | 0.08327 | 1
3260 | 0 | 0.063059 | 0.88078 | 0 | 1 | 1 | 1 | 0 | 0.063059 | 1
3261 | 0 | 0.05239 | 0.88078 | 0 | 1 | 1 | 1 | 0 | 0.05239 | 1
3262 | 0 | 0.063839 | 0.88078 | 0 | 0 | 1 | 1 | 0 | 0.063839 | 1
3263 | 0 | 0.055331 | 0.88078 | 0 | 0 | 1 | 1 | 0 | 0.055331 | 1
3264 | 0 | 0.041567 | 0.88078 | 0 | 0 | 1 | 1 | 0 | 0.041567 | 1
3265 | 0 | 0.0078796 | 0.88078 | 0 | 0 | 1 | 1 | 0 | 0.0078796 | 1
3266 | 0 | 0 | 0.88078 | 0 | 0 | 1 | 1 | 0 | 0 | 1
3267 | 0 | 0 | 0.88078 | 0 | 0 | 1 | 1 | 0 | 0 | 1
3268 | 0 | 0.0085847 | 0.88078 | 0 | 0 | 1 | 1 | 0 | 0.0085847 | 1
3269 | 0 | 0.0066232 | 0.88078 | 0 | 0 | 1 | 1 | 0 | 0.0066232 | 1
3270 | 0 | 0.013694 | 0.88078 | 0 | 0 | 1 | 1 | 0 | 0.013694 | 1
3271 | 0 | 0.014603 | 0.88078 | 0 | 0 | 1 | 1 | 0 | 0.014603 | 1
3272 | 0 | 0.023865 | 0.88078 | 0 | 0 | 1 | 1 | 0 | 0.023865 | 1
3273 | 0.07131 | 0.0013811 | 0.88078 | 0 | 0 | 1 | 1 | 0.07131 | 0.0013811 | 1
3274 | 0.32719 | 0.02918 | 0.88078 | 0 | 0 | 1 | 1 | 0.32719 | 0.02918 | 1
3275 | 0.36115 | 0.057923 | 0.88078 | 0 | 0 | 1 | 1 | 0.36115 | 0.057923 | 1
3276 | 0.36968 | 0.10103 | 0.88078 | 0 | 0 | 1 | 1 | 0.36968 | 0.10103 | 1
3277 | 0.32816 | 0.10698 | 0.88078 | 0 | 0 | 1 | 1 | 0.32816 | 0.10698 | 1
3278 | 0.21311 | 0.092375 | 0.88078 | 0 | 0 | 1 | 1 | 0.21311 | 0.092375 | 1
3279 | 0.20275 | 0.080688 | 0.88078 | 0 | 0 | 1 | 1 | 0.20275 | 0.080688 | 1
3280 | 0.13914 | 0.074175 | 0.88078 | 0 | 0 | 1 | 1 | 0.13914 | 0.074175 | 1
3281 | 0.034066 | 0.0643 | 0.88078 | 0 | 0 | 1 | 1 | 0.034066 | 0.0643 | 1
3282 | 0 | 0.077441 | 0.88078 | 0 | 1 | 1 | 1 | 0 | 0.077441 | 1
3283 | 0 | 0.05426 | 0.88078 | 0 | 1 | 1 | 1 | 0 | 0.05426 | 1
3284 | 0 | 0.036268 | 0.88078 | 0 | 1 | 1 | 1 | 0 | 0.036268 | 1
3285 | 0 | 0.02321 | 0.88078 | 0 | 1 | 1 | 1 | 0 | 0.02321 | 1
3286 | 0 | 0.010056 | 0.88078 | 0 | 0 | 1 | 1 | 0 | 0.010056 | 1
3287 | 0 | 0.0021972 | 0.88078 | 0 | 0 | 1 | 1 | 0 | 0.0021972 | 1
3288 | 0 | 0.0012519 | 0.88078 | 0 | 0 | 1 | 1 | 0 | 0.0012519 | 1
3289 | 0 | 0.018671 | 0.88078 | 0 | 0 | 1 | 1 | 0 | 0.018671 | 1
3290 | 0 | 0 | 0.88078 | 0 | 0 | 1 | 1 | 0 | 0 | 1
3291 | 0 | 0 | 0.88078 | 0 | 0 | 1 | 1 | 0 | 0 | 1
3292 | 0 | 0 | 0.88078 | 0 | 0 | 1 | 1 | 0 | 0 | 1
3293 | 0 | 0 | 0.88078 | 0 | 0 | 1 | 1 | 0 | 0 | 1
3294 | 0 | 0 | 0.88078 | 0 | 0 | 1 | 1 | 0 | 0 | 1
3295 | 0 | 0 | 0.88078 | 0 | 0 | 1 | 1 | 0 | 0 | 1
3296 | 0 | 0.0021562 | 0.88078 | 0 | 0 | 1 | 1 | 0 | 0.0021562 | 1
3297 | 0.096076 | 0 | 0.88078 | 0 | 0 | 1 | 1 | 0.096076 | 0 | 1
3298 | 0.31777 | 0.0019069 | 0.88078 | 0 | 0 | 1 | 1 | 0.31777 | 0.0019069 | 1
3299 | 0.36307 | 0.041091 | 0.88078 | 0 | 0 | 1 | 1 | 0.36307 | 0.041091 | 1
3300 | 0.33959 | 0.091228 | 0.88078 | 0 | 0 | 1 | 1 | 0.33959 | 0.091228 | 1
3301 | 0.35603 | 0.099456 | 0.88078 | 0 | 0 | 1 | 1 | 0.35603 | 0.099456 | 1
3302 | 0.17693 | 0.076861 | 0.88078 | 0 | 0 | 1 | 1 | 0.17693 | 0.076861 | 1
3303 | 0.14902 | 0.062482 | 0.88078 | 0 | 0 | 1 | 1 | 0.14902 | 0.062482 | 1
3304 | 0.074816 | 0.040111 | 0.88078 | 0 | 0 | 1 | 1 | 0.074816 | 0.040111 | 1
3305 | 0 | 0.0096126 | 0.88078 | 0 | 0 | 1 | 1 | 0 | 0.0096126 | 1
3306 | 0 | 0.023312 | 0.88078 | 0 | 1 | 1 | 1 | 0 | 0.023312 | 1
3307 | 0 | 0.015569 | 0.88078 | 0 | 1 | 1 | 1 | 0 | 0.015569 | 1
3308 | 0 | 0 | 0.88078 | 0 | 1 | 1 | 1 | 0 | 0 | 1
3309 | 0 | 0 | 0.88078 | 0 | 1 | 1 | 1 | 0 | 0 | 1
3310 | 0 | 0 | 0.88078 | 0 | 0 | 1 | 1 | 0 | 0 | 1
3311 | 0 | 0 | 0.88078 | 0 | 0 | 1 | 1 | 0 | 0 | 1
3312 | 0 | 0 | 0.88078 | 0 | 0 | 1 | 1 | 0 | 0 | 1
3313 | 0 | 0 | 0.88078 | 0 | 0 | 1 | 1 | 0 | 0 | 1
3314 | 0 | 0 | 0.88078 | 0 | 0 | 1 | 1 | 0 | 0 | 1
3315 | 0 | 0 | 0.88078 | 0 | 0 | 1 | 1 | 0 | 0 | 1
3316 | 0 | 0 | 0.88078 | 0 | 0 | 1 | 1 | 0 | 0 | 1
3317 | 0 | 0 | 0.88078 | 0 | 0 | 1 | 1 | 0 | 0 | 1
3318 | 0 | 0 | 0.88078 | 0 | 0 | 1 | 1 | 0 | 0 | 1
3319 | 0 | 0 | 0.88078 | 0 | 0 | 1 | 1 | 0 | 0 | 1
3320 | 0 | 0 | 0.88078 | 0 | 0 | 1 | 1 | 0 | 0 | 1
3321 | 0.2026 | 0.0051682 | 0.88078 | 0 | 0 | 1 | 1 | 0.2026 | 0.0051682 | 1
3322 | 0.335 | 0.00083324 | 0.88078 | 0 | 0 | 1 | 1 | 0.335 | 0.00083324 | 1
3323 | 0.33229 | 0.026669 | 0.88078 | 0 | 0 | 1 | 1 | 0.33229 | 0.026669 | 1
3324 | 0.277 | 0.06607 | 0.88078 | 0 | 0 | 1 | 1 | 0.277 | 0.06607 | 1
3325 | 0.32358 | 0.088199 | 0.88078 | 0 | 0 | 1 | 1 | 0.32358 | 0.088199 | 1
3326 | 0.16739 | 0.084441 | 0.88078 | 0 | 0 | 1 | 1 | 0.16739 | 0.084441 | 1
3327 | 0.063217 | 0.063506 | 0.88078 | 0 | 0 | 1 | 1 | 0.063217 | 0.063506 | 1
3328 | 0 | 0.032311 | 0.88078 | 0 | 0 | 1 | 1 | 0 | 0.032311 | 1
3329 | 0 | 0 | 0.88078 | 0 | 0 | 1 | 1 | 0 | 0 | 1
3330 | 0 | 0 | 0.88078 | 0 | 1 | 1 | 1 | 0 | 0 | 1
3331 | 0 | 0 | 0.88078 | 0 | 1 | 1 | 1 | 0 | 0 | 1
3332 | 0 | 0 | 0.88078 | 0 | 1 | 1 | 1 | 0 | 0 | 1
3333 | 0 | 0 | 0.88078 | 0 | 1 | 1 | 1 | 0 | 0 | 1
3334 | 0 | 0 | 0.88078 | 0 | 0 | 1 | 1 | 0 | 0 | 1
3335 | 0 | 0 | 0.88078 | 0 | 0 | 1 | 1 | 0 | 0 | 1
3336 | 0 | 0 | 0.88078 | 0 | 0 | 1 | 1 | 0 | 0 | 1
3337 | 0 | 0 | 0.88078 | 0 | 0 | 1 | 1 | 0 | 0 | 1
3338 | 0 | 0 | 0.88078 | 0 | 0 | 1 | 1 | 0 | 0 | 1
3339 | 0 | 0 | 0.88078 | 0 | 0 | 1 | 1 | 0 | 0 | 1
3340 | 0 | 0 | 0.88078 | 0 | 0 | 1 | 1 | 0 | 0 | 1
3341 | 0 | 0 | 0.88078 | 0 | 0 | 1 | 1 | 0 | 0 | 1
3342 | 0 | 0 | 0.88078 | 0 | 0 | 1 | 1 | 0 | 0 | 1
3343 | 0 | 0 | 0.88078 | 0 | 0 | 1 | 1 | 0 | 0 | 1
3344 | 0 | 0 | 0.88078 | 0 | 0 | 1 | 1 | 0 | 0 | 1
3345 | 0.17487 | 0.0035705 | 0.88078 | 0 | 0 | 1 | 1 | 0.17487 | 0.0035705 | 1
3346 | 0.31478 | 0.0076966 | 0.88078 | 0 | 0 | 1 | 1 | 0.31478 | 0.0076966 | 1
3347 | 0.34061 | 0.024739 | 0.88078 | 0 | 0 | 1 | 1 | 0.34061 | 0.024739 | 1
3348 | 0.31406 | 0.036947 | 0.88078 | 0 | 0 | 1 | 1 | 0.31406 | 0.036947 | 1
3349 | 0.38343 | 0.060397 | 0.88078 | 0 | 0 | 1 | 1 | 0.38343 | 0.060397 | 1
3350 | 0.28112 | 0.066497 | 0.88078 | 0 | 0 | 1 | 1 | 0.28112 | 0.066497 | 1
3351 | 0.12184 | 0.039761 | 0.88078 | 0 | 0 | 1 | 1 | 0.12184 | 0.039761 | 1
3352 | 0.024041 | 0.015173 | 0.88078 | 0 | 0 | 1 | 1 | 0.024041 | 0.015173 | 1
3353 | 0 | 0 | 0.88078 | 0 | 0 | 1 | 1 | 0 | 0 | 1
3354 | 0 | 0 | 0.88078 | 0 | 1 | 1 | 1 | 0 | 0 | 1
3355 | 0 | 0 | 0.88078 | 0 | 1 | 1 | 1 | 0 | 0 | 1
3356 | 0 | 0 | 0.88078 | 0 | 1 | 1 | 1 | 0 | 0 | 1
3357 | 0 | 0.0026406 | 0.88078 | 0 | 1 | 1 | 1 | 0 | 0.0026406 | 1
3358 | 0 | 0 | 0.88078 | 0 | 0 | 1 | 1 | 0 | 0 | 1
3359 | 0 | 0 | 0.88078 | 0 | 0 | 1 | 1 | 0 | 0 | 1
3360 | 0 | 0 | 0.88078 | 0 | 0 | 1 | 1 | 0 | 0 | 1
3361 | 0 | 0 | 0.88078 | 0 | 0 | 1 | 1 | 0 | 0 | 1
3362 | 0 | 0 | 0.88078 | 0 | 0 | 1 | 1 | 0 | 0 | 1
3363 | 0 | 0 | 0.88078 | 0 | 0 | 1 | 1 | 0 | 0 | 1
3364 | 0 | 0 | 0.88078 | 0 | 0 | 1 | 1 | 0 | 0 | 1
3365 | 0 | 0 | 0.88078 | 0 | 0 | 1 | 1 | 0 | 0 | 1
3366 | 0 | 0 | 0.88078 | 0 | 0 | 1 | 1 | 0 | 0 | 1
3367 | 0 | 0 | 0.88078 | 0 | 0 | 1 | 1 | 0 | 0 | 1
3368 | 0 | 0 | 0.88078 | 0 | 0 | 1 | 1 | 0 | 0 | 1
3369 | 0.20281 | 0 | 0.88078 | 0 | 0 | 1 | 1 | 0.20281 | 0 | 1
3370 | 0.34146 | 0.013799 | 0.88078 | 0 | 0 | 1 | 1 | 0.34146 | 0.013799 | 1
3371 | 0.38365 | 0.018511 | 0.88078 | 0 | 0 | 1 | 1 | 0.38365 | 0.018511 | 1
3372 | 0.37421 | 0.025454 | 0.88078 | 0 | 0 | 1 | 1 | 0.37421 | 0.025454 | 1
3373 | 0.40536 | 0.046078 | 0.88078 | 0 | 0 | 1 | 1 | 0.40536 | 0.046078 | 1
3374 | 0.37741 | 0.042697 | 0.88078 | 0 | 0 | 1 | 1 | 0.37741 | 0.042697 | 1
3375 | 0.21154 | 0.011797 | 0.88078 | 0 | 0 | 1 | 1 | 0.21154 | 0.011797 | 1
3376 | 0.11225 | 0.0025399 | 0.88078 | 0 | 0 | 1 | 1 | 0.11225 | 0.0025399 | 1
3377 | 0 | 0.0056433 | 0.88078 | 0 | 0 | 1 | 1 | 0 | 0.0056433 | 1
3378 | 0 | 0.016961 | 0.88078 | 0 | 1 | 1 | 1 | 0 | 0.016961 | 1
3379 | 0 | 0.0048443 | 0.88078 | 0 | 1 | 1 | 1 | 0 | 0.0048443 | 1
3380 | 0 | 0.0041807 | 0.88078 | 0 | 1 | 1 | 1 | 0 | 0.0041807 | 1
3381 | 0 | 0.012434 | 0.88078 | 0 | 1 | 1 | 1 | 0 | 0.012434 | 1
3382 | 0 | 0 | 0.88078 | 0 | 0 | 1 | 1 | 0 | 0 | 1
3383 | 0 | 0 | 0.88078 | 0 | 0 | 1 | 1 | 0 | 0 | 1
3384 | 0 | 0 | 0.88078 | 0 | 0 | 1 | 1 | 0 | 0 | 1
3385 | 0 | 0 | 0.88078 | 0 | 0 | 1 | 1 | 0 | 0 | 1
3386 | 0 | 0 | 0.88078 | 0 | 0 | 1 | 1 | 0 | 0 | 1
3387 | 0 | 0 | 0.88078 | 0 | 0 | 1 | 1 | 0 | 0 | 1
3388 | 0 | 0 | 0.88078 | 0 | 0 | 1 | 1 | 0 | 0 | 1
3389 | 0 | 0 | 0.88078 | 0 | 0 | 1 | 1 | 0 | 0 | 1
3390 | 0 | 0 | 0.88078 | 0 | 0 | 1 | 1 | 0 | 0 | 1
3391 | 0 | 0 | 0.88078 | 0 | 0 | 1 | 1 | 0 | 0 | 1
3392 | 0 | 0 | 0.88078 | 0 | 0 | 1 | 1 | 0 | 0 | 1
3393 | 0.18703 | 0 | 0.88078 | 0 | 0 | 1 | 1 | 0.18703 | 0 | 1
3394 | 0.32253 | 0.0050269 | 0.88078 | 0 | 0 | 1 | 1 | 0.32253 | 0.0050269 | 1
3395 | 0.41639 | 0.021098 | 0.88078 | 0 | 0 | 1 | 1 | 0.41639 | 0.021098 | 1
3396 | 0.49121 | 0.044488 | 0.88078 | 0 | 0 | 1 | 1 | 0.49121 | 0.044488 | 1
3397 | 0.48991 | 0.05957 | 0.88078 | 0 | 0 | 1 | 1 | 0.48991 | 0.05957 | 1
3398 | 0.47931 | 0.047011 | 0.88078 | 0 | 0 | 1 | 1 | 0.47931 | 0.047011 | 1
3399 | 0.34631 | 0.030188 | 0.88078 | 0 | 0 | 1 | 1 | 0.34631 | 0.030188 | 1
3400 | 0.21223 | 0.035183 | 0.88078 | 0 | 0 | 1 | 1 | 0.21223 | 0.035183 | 1
3401 | 0.04711 | 0.0501 | 0.88078 | 0 | 0 | 1 | 1 | 0.04711 | 0.0501 | 1
3402 | 0 | 0.039799 | 0.88078 | 0 | 1 | 1 | 1 | 0 | 0.039799 | 1
3403 | 0 | 0.02893 | 0.88078 | 0 | 1 | 1 | 1 | 0 | 0.02893 | 1
3404 | 0 | 0.0085853 | 0.88078 | 0 | 1 | 1 | 1 | 0 | 0.0085853 | 1
3405 | 0 | 0.013048 | 0.88078 | 0 | 1 | 1 | 1 | 0 | 0.013048 | 1
3406 | 0 | 0.0028048 | 0.88078 | 0 | 0 | 1 | 1 | 0 | 0.0028048 | 1
3407 | 0 | 0 | 0.88078 | 0 | 0 | 1 | 1 | 0 | 0 | 1
3408 | 0 | 0 | 0.88078 | 0 | 0 | 1 | 1 | 0 | 0 | 1
3409 | 0 | 0 | 0.88078 | 0 | 0 | 1 | 1 | 0 | 0 | 1
3410 | 0 | 0 | 0.88078 | 0 | 0 | 1 | 1 | 0 | 0 | 1
3411 | 0 | 0 | 0.88078 | 0 | 0 | 1 | 1 | 0 | 0 | 1
3412 | 0 | 0 | 0.88078 | 0 | 0 | 1 | 1 | 0 | 0 | 1
3413 | 0 | 0 | 0.88078 | 0 | 0 | 1 | 1 | 0 | 0 | 1
3414 | 0 | 0 | 0.88078 | 0 | 0 | 1 | 1 | 0 | 0 | 1
3415 | 0 | 0 | 0.88078 | 0 | 0 | 1 | 1 | 0 | 0 | 1
3416 | 0 | 0 | 0.88078 | 0 | 0 | 1 | 1 | 0 | 0 | 1
3417 | 0.11641 | 0 | 0.88078 | 0 | 0 | 1 | 1 | 0.11641 | 0 | 1
3418 | 0.29052 | 0 | 0.88078 | 0 | 0 | 1 | 1 | 0.29052 | 0 | 1
3419 | 0.39804 | 0.0095408 | 0.88078 | 0 | 0 | 1 | 1 | 0.39804 | 0.0095408 | 1
3420 | 0.45905 | 0.041525 | 0.88078 | 0 | 0 | 1 | 1 | 0.45905 | 0.041525 | 1
3421 | 0.36996 | 0.046113 | 0.88078 | 0 | 0 | 1 | 1 | 0.36996 | 0.046113 | 1
3422 | 0.3451 | 0.036954 | 0.88078 | 0 | 0 | 1 | 1 | 0.3451 | 0.036954 | 1
3423 | 0.24498 | 0.033898 | 0.88078 | 0 | 0 | 1 | 1 | 0.24498 | 0.033898 | 1
3424 | 0.18239 | 0.046011 | 0.88078 | 0 | 0 | 1 | 1 | 0.18239 | 0.046011 | 1
3425 | 0.040003 | 0.065791 | 0.88078 | 0 | 0 | 1 | 1 | 0.040003 | 0.065791 | 1
3426 | 0 | 0.048465 | 0.88078 | 0 | 1 | 1 | 1 | 0 | 0.048465 | 1
3427 | 0 | 0.038904 | 0.88078 | 0 | 1 | 1 | 1 | 0 | 0.038904 | 1
3428 | 0 | 0.013381 | 0.88078 | 0 | 1 | 1 | 1 | 0 | 0.013381 | 1
3429 | 0 | 0.028165 | 0.88078 | 0 | 1 | 1 | 1 | 0 | 0.028165 | 1
3430 | 0 | 0.022422 | 0.88078 | 0 | 0 | 1 | 1 | 0 | 0.022422 | 1
3431 | 0 | 0 | 0.88078 | 0 | 0 | 1 | 1 | 0 | 0 | 1
3432 | 0 | 0 | 0.88078 | 0 | 0 | 1 | 1 | 0 | 0 | 1
3433 | 0 | 0 | 0.88078 | 0 | 0 | 1 | 1 | 0 | 0 | 1
3434 | 0 | 0 | 0.88078 | 0 | 0 | 1 | 1 | 0 | 0 | 1
3435 | 0 | 0 | 0.88078 | 0 | 0 | 1 | 1 | 0 | 0 | 1
3436 | 0 | 0 | 0.88078 | 0 | 0 | 1 | 1 | 0 | 0 | 1
3437 | 0 | 0 | 0.88078 | 0 | 0 | 1 | 1 | 0 | 0 | 1
3438 | 0 | 0 | 0.88078 | 0 | 0 | 1 | 1 | 0 | 0 | 1
3439 | 0 | 0 | 0.88078 | 0 | 0 | 1 | 1 | 0 | 0 | 1
3440 | 0 | 0 | 0.88078 | 0 | 0 | 1 | 1 | 0 | 0 | 1
3441 | 0.089901 | 0 | 0.88078 | 0 | 0 | 1 | 1 | 0.089901 | 0 | 1
3442 | 0.24532 | 0 | 0.88078 | 0 | 0 | 1 | 1 | 0.24532 | 0 | 1
3443 | 0.32871 | 0.029441 | 0.88078 | 0 | 0 | 1 | 1 | 0.32871 | 0.029441 | 1
3444 | 0.32453 | 0.058641 | 0.88078 | 0 | 0 | 1 | 1 | 0.32453 | 0.058641 | 1
3445 | 0.21406 | 0.052559 | 0.88078 | 0 | 0 | 1 | 1 | 0.21406 | 0.052559 | 1
3446 | 0.15123 | 0.055977 | 0.88078 | 0 | 0 | 1 | 1 | 0.15123 | 0.055977 | 1
3447 | 0.083465 | 0.05501 | 0.88078 | 0 | 0 | 1 | 1 | 0.083465 | 0.05501 | 1
3448 | 0.023048 | 0.072899 | 0.88078 | 0 | 0 | 1 | 1 | 0.023048 | 0.072899 | 1
3449 | 0 | 0.058864 | 0.88078 | 0 | 0 | 1 | 1 | 0 | 0.058864 | 1
3450 | 0 | 0.044826 | 0.88078 | 0 | 1 | 1 | 1 | 0 | 0.044826 | 1
3451 | 0 | 0.018582 | 0.88078 | 0 | 1 | 1 | 1 | 0 | 0.018582 | 1
3452 | 0 | 0 | 0.88078 | 0 | 1 | 1 | 1 | 0 | 0 | 1
3453 | 0 | 0.0032225 | 0.88078 | 0 | 1 | 1 | 1 | 0 | 0.0032225 | 1
3454 | 0 | 0.0034134 | 0.88078 | 0 | 0 | 1 | 1 | 0 | 0.0034134 | 1
3455 | 0 | 0 | 0.88078 | 0 | 0 | 1 | 1 | 0 | 0 | 1
3456 | 0 | 0 | 0.88078 | 0 | 0 | 1 | 1 | 0 | 0 | 1
3457 | 0 | 0 | 0.96684 | 0 | 0 | 1 | 1 | 0 | 0 | 1
3458 | 0 | 0 | 0.96684 | 0 | 0 | 1 | 1 | 0 | 0 | 1
3459 | 0 | 0 | 0.96684 | 0 | 0 | 1 | 1 | 0 | 0 | 1
3460 | 0 | 0 | 0.96684 | 0 | 0 | 1 | 1 | 0 | 0 | 1
3461 | 0 | 0 | 0.96684 | 0 | 0 | 1 | 1 | 0 | 0 | 1
3462 | 0 | 0 | 0.96684 | 0 | 0 | 1 | 1 | 0 | 0 | 1
3463 | 0 | 0 | 0.96684 | 0 | 0 | 1 | 1 | 0 | 0 | 1
3464 | 0 | 0 | 0.96684 | 0 | 0 | 1 | 1 | 0 | 0 | 1
3465 | 0.1181 | 0 | 0.96684 | 0 | 0 | 1 | 1 | 0.1181 | 0 | 1
3466 | 0.2725 | 0 | 0.96684 | 0 | 0 | 1 | 1 | 0.2725 | 0 | 1
3467 | 0.29867 | 0.0056856 | 0.96684 | 0 | 0 | 1 | 1 | 0.29867 | 0.0056856 | 1
3468 | 0.26225 | 0.027489 | 0.96684 | 0 | 0 | 1 | 1 | 0.26225 | 0.027489 | 1
3469 | 0.16245 | 0.024641 | 0.96684 | 0 | 0 | 1 | 1 | 0.16245 | 0.024641 | 1
3470 | 0.048039 | 0.026718 | 0.96684 | 0 | 0 | 1 | 1 | 0.048039 | 0.026718 | 1
3471 | 0.03906 | 0.016093 | 0.96684 | 0 | 0 | 1 | 1 | 0.03906 | 0.016093 | 1
3472 | 0.0098611 | 0.04271 | 0.96684 | 0 | 0 | 1 | 1 | 0.0098611 | 0.04271 | 1
3473 | 0 | 0.033741 | 0.96684 | 0 | 0 | 1 | 1 | 0 | 0.033741 | 1
3474 | 0 | 0.037898 | 0.96684 | 0 | 1 | 1 | 1 | 0 | 0.037898 | 1
3475 | 0 | 0.014758 | 0.96684 | 0 | 1 | 1 | 1 | 0 | 0.014758 | 1
3476 | 0 | 0 | 0.96684 | 0 | 1 | 1 | 1 | 0 | 0 | 1
3477 | 0 | 0.020341 | 0.96684 | 0 | 1 | 1 | 1 | 0 | 0.020341 | 1
3478 | 0 | 0.020922 | 0.96684 | 0 | 0 | 1 | 1 | 0 | 0.020922 | 1
3479 | 0 | 0.0038058 | 0.96684 | 0 | 0 | 1 | 1 | 0 | 0.0038058 | 1
3480 | 0 | 0 | 0.96684 | 0 | 0 | 1 | 1 | 0 | 0 | 1
3481 | 0 | 0 | 0.96684 | 0 | 0 | 1 | 1 | 0 | 0 | 1
3482 | 0 | 0 | 0.96684 | 0 | 0 | 1 | 1 | 0 | 0 | 1
3483 | 0 | 0 | 0.96684 | 0 | 0 | 1 | 1 | 0 | 0 | 1
3484 | 0 | 0 | 0.96684 | 0 | 0 | 1 | 1 | 0 | 0 | 1
3485 | 0 | 0 | 0.96684 | 0 | 0 | 1 | 1 | 0 | 0 | 1
3486 | 0 | 0 | 0.96684 | 0 | 0 | 1 | 1 | 0 | 0 | 1
3487 | 0 | 0 | 0.96684 | 0 | 0 | 1 | 1 | 0 | 0 | 1
3488 | 0 | 0 | 0.96684 | 0 | 0 | 1 | 1 | 0 | 0 | 1
3489 | 0.19827 | 0 | 0.96684 | 0 | 0 | 1 | 1 | 0.19827 | 0 | 1
3490 | 0.33533 | 0.010334 | 0.96684 | 0 | 0 | 1 | 1 | 0.33533 | 0.010334 | 1
3491 | 0.28697 | 0.028807 | 0.96684 | 0 | 0 | 1 | 1 | 0.28697 | 0.028807 | 1
3492 | 0.20093 | 0.033015 | 0.96684 | 0 | 0 | 1 | 1 | 0.20093 | 0.033015 | 1
3493 | 0.12922 | 0.031116 | 0.96684 | 0 | 0 | 1 | 1 | 0.12922 | 0.031116 | 1
3494 | 0.018823 | 0.029269 | 0.96684 | 0 | 0 | 1 | 1 | 0.018823 | 0.029269 | 1
3495 | 0.027456 | 0.019013 | 0.96684 | 0 | 0 | 1 | 1 | 0.027456 | 0.019013 | 1
3496 | 0 | 0.041685 | 0.96684 | 0 | 0 | 1 | 1 | 0 | 0.041685 | 1
3497 | 0 | 0.024715 | 0.96684 | 0 | 0 | 1 | 1 | 0 | 0.024715 | 1
3498 | 0 | 0.031155 | 0.96684 | 0 | 1 | 1 | 1 | 0 | 0.031155 | 1
3499 | 0 | 0.010784 | 0.96684 | 0 | 1 | 1 | 1 | 0 | 0.010784 | 1
3500 | 0 | 0.0041193 | 0.96684 | 0 | 1 | 1 | 1 | 0 | 0.0041193 | 1
3501 | 0 | 0.014554 | 0.96684 | 0 | 1 | 1 | 1 | 0 | 0.014554 | 1
3502 | 0 | 0.0080235 | 0.96684 | 0 | 0 | 1 | 1 | 0 | 0.0080235 | 1
3503 | 0 | 0.001684 | 0.96684 | 0 | 0 | 1 | 1 | 0 | 0.001684 | 1
3504 | 0 | 0 | 0.96684 | 0 | 0 | 1 | 1 | 0 | 0 | 1
3505 | 0 | 0 | 0.96684 | 0 | 0 | 1 | 1 | 0 | 0 | 1
3506 | 0 | 0 | 0.96684 | 0 | 0 | 1 | 1 | 0 | 0 | 1
3507 | 0 | 0 | 0.96684 | 0 | 0 | 1 | 1 | 0 | 0 | 1
3508 | 0 | 0 | 0.96684 | 0 | 0 | 1 | 1 | 0 | 0 | 1
3509 | 0 | 0 | 0.96684 | 0 | 0 | 1 | 1 | 0 | 0 | 1
3510 | 0 | 0 | 0.96684 | 0 | 0 | 1 | 1 | 0 | 0 | 1
3511 | 0 | 0 | 0.96684 | 0 | 0 | 1 | 1 | 0 | 0 | 1
3512 | 0 | 0 | 0.96684 | 0 | 0 | 1 | 1 | 0 | 0 | 1
3513 | 0.14923 | 0 | 0.96684 | 0 | 0 | 1 | 1 | 0.14923 | 0 | 1
3514 | 0.28599 | 0.0051232 | 0.96684 | 0 | 0 | 1 | 1 | 0.28599 | 0.0051232 | 1
3515 | 0.27606 | 0.0087854 | 0.96684 | 0 | 0 | 1 | 1 | 0.27606 | 0.0087854 | 1
3516 | 0.19608 | 0.020275 | 0.96684 | 0 | 0 | 1 | 1 | 0.19608 | 0.020275 | 1
3517 | 0.18482 | 0.03993 | 0.96684 | 0 | 0 | 1 | 1 | 0.18482 | 0.03993 | 1
3518 | 0.11086 | 0.039146 | 0.96684 | 0 | 0 | 1 | 1 | 0.11086 | 0.039146 | 1
3519 | 0.068801 | 0.034924 | 0.96684 | 0 | 0 | 1 | 1 | 0.068801 | 0.034924 | 1
3520 | 0.033146 | 0.039449 | 0.96684 | 0 | 0 | 1 | 1 | 0.033146 | 0.039449 | 1
3521 | 0 | 0.031632 | 0.96684 | 0 | 0 | 1 | 1 | 0 | 0.031632 | 1
3522 | 0 | 0.020055 | 0.96684 | 0 | 1 | 1 | 1 | 0 | 0.020055 | 1
3523 | 0 | 0.013465 | 0.96684 | 0 | 1 | 1 | 1 | 0 | 0.013465 | 1
3524 | 0 | 0.0015992 | 0.96684 | 0 | 1 | 1 | 1 | 0 | 0.0015992 | 1
3525 | 0 | 0.011896 | 0.96684 | 0 | 1 | 1 | 1 | 0 | 0.011896 | 1
3526 | 0 | 0.00034401 | 0.96684 | 0 | 0 | 1 | 1 | 0 | 0.00034401 | 1
3527 | 0 | 0.00057696 | 0.96684 | 0 | 0 | 1 | 1 | 0 | 0.00057696 | 1
3528 | 0 | 0 | 0.96684 | 0 | 0 | 1 | 1 | 0 | 0 | 1
3529 | 0 | 0 | 0.91055 | 0 | 0 | 1 | 1 | 0 | 0 | 1
3530 | 0 | 0 | 0.91055 | 0 | 0 | 1 | 1 | 0 | 0 | 1
3531 | 0 | 0 | 0.91055 | 0 | 0 | 1 | 1 | 0 | 0 | 1
3532 | 0 | 0 | 0.91055 | 0 | 0 | 1 | 1 | 0 | 0 | 1
3533 | 0 | 0 | 0.91055 | 0 | 0 | 1 | 1 | 0 | 0 | 1
3534 | 0 | 0 | 0.91055 | 0 | 0 | 1 | 1 | 0 | 0 | 1
3535 | 0 | 0 | 0.91055 | 0 | 0 | 1 | 1 | 0 | 0 | 1
3536 | 0 | 0 | 0.91055 | 0 | 0 | 1 | 1 | 0 | 0 | 1
3537 | 0.092416 | 0 | 0.91055 | 0 | 0 | 1 | 1 | 0.092416 | 0 | 1
3538 | 0.25322 | 0 | 0.91055 | 0 | 0 | 1 | 1 | 0.25322 | 0 | 1
3539 | 0.30915 | 0 | 0.91055 | 0 | 0 | 1 | 1 | 0.30915 | 0 | 1
3540 | 0.23831 | 0 | 0.91055 | 0 | 0 | 1 | 1 | 0.23831 | 0 | 1
3541 | 0.2275 | 0.004108 | 0.91055 | 0 | 0 | 1 | 1 | 0.2275 | 0.004108 | 1
3542 | 0.21232 | 0.011856 | 0.91055 | 0 | 0 | 1 | 1 | 0.21232 | 0.011856 | 1
3543 | 0.049496 | 0.016165 | 0.91055 | 0 | 0 | 1 | 1 | 0.049496 | 0.016165 | 1
3544 | 0 | 2.7225e-05 | 0.91055 | 0 | 0 | 1 | 1 | 0 | 2.7225e-05 | 1
3545 | 0 | 0 | 0.91055 | 0 | 0 | 1 | 1 | 0 | 0 | 1
3546 | 0 | 0 | 0.91055 | 0 | 1 | 1 | 1 | 0 | 0 | 1
3547 | 0 | 0 | 0.91055 | 0 | 1 | 1 | 1 | 0 | 0 | 1
3548 | 0 | 0 | 0.91055 | 0 | 1 | 1 | 1 | 0 | 0 | 1
3549 | 0 | 0 | 0.91055 | 0 | 1 | 1 | 1 | 0 | 0 | 1
3550 | 0 | 0 | 0.91055 | 0 | 0 | 1 | 1 | 0 | 0 | 1
3551 | 0 | 0 | 0.91055 | 0 | 0 | 1 | 1 | 0 | 0 | 1
3552 | 0 | 0 | 0.91055 | 0 | 0 | 1 | 1 | 0 | 0 | 1
3553 | 0 | 0 | 0.91055 | 0 | 0 | 1 | 1 | 0 | 0 | 1
3554 | 0 | 0 | 0.91055 | 0 | 0 | 1 | 1 | 0 | 0 | 1
3555 | 0 | 0 | 0.91055 | 0 | 0 | 1 | 1 | 0 | 0 | 1
3556 | 0 | 0 | 0.91055 | 0 | 0 | 1 | 1 | 0 | 0 | 1
3557 | 0 | 0 | 0.91055 | 0 | 0 | 1 | 1 | 0 | 0 | 1
3558 | 0 | 0 | 0.91055 | 0 | 0 | 1 | 1 | 0 | 0 | 1
3559 | 0 | 0 | 0.91055 | 0 | 0 | 1 | 1 | 0 | 0 | 1
3560 | 0 | 0 | 0.91055 | 0 | 0 | 1 | 1 | 0 | 0 | 1
3561 | 0.054521 | 0 | 0.91055 | 0 | 0 | 1 | 1 | 0.054521 | 0 | 1
3562 | 0.16764 | 0 | 0.91055 | 0 | 0 | 1 | 1 | 0.16764 | 0 | 1
3563 | 0.22922 | 0 | 0.91055 | 0 | 0 | 1 | 1 | 0.22922 | 0 | 1
3564 | 0.2097 | 0.0051694 | 0.91055 | 0 | 0 | 1 | 1 | 0.2097 | 0.0051694 | 1
3565 | 0.19214 | 0.03057 | 0.91055 | 0 | 0 | 1 | 1 | 0.19214 | 0.03057 | 1
3566 | 0.17501 | 0.057102 | 0.91055 | 0 | 0 | 1 | 1 | 0.17501 | 0.057102 | 1
3567 | 0.012912 | 0.056775 | 0.91055 | 0 | 0 | 1 | 1 | 0.012912 | 0.056775 | 1
3568 | 0 | 0.045833 | 0.91055 | 0 | 0 | 1 | 1 | 0 | 0.045833 | 1
3569 | 0 | 0.045394 | 0.91055 | 0 | 0 | 1 | 1 | 0 | 0.045394 | 1
3570 | 0 | 0.038686 | 0.91055 | 0 | 1 | 1 | 1 | 0 | 0.038686 | 1
3571 | 0 | 0.039845 | 0.91055 | 0 | 1 | 1 | 1 | 0 | 0.039845 | 1
3572 | 0 | 0.028335 | 0.91055 | 0 | 1 | 1 | 1 | 0 | 0.028335 | 1
3573 | 0 | 0.012071 | 0.91055 | 0 | 1 | 1 | 1 | 0 | 0.012071 | 1
3574 | 0 | 0 | 0.91055 | 0 | 0 | 1 | 1 | 0 | 0 | 1
3575 | 0 | 0 | 0.91055 | 0 | 0 | 1 | 1 | 0 | 0 | 1
3576 | 0 | 0 | 0.91055 | 0 | 0 | 1 | 1 | 0 | 0 | 1
3577 | 0 | 0 | 0.91055 | 0 | 0 | 1 | 1 | 0 | 0 | 1
3578 | 0 | 0 | 0.91055 | 0 | 0 | 1 | 1 | 0 | 0 | 1
3579 | 0 | 0 | 0.91055 | 0 | 0 | 1 | 1 | 0 | 0 | 1
3580 | 0 | 0 | 0.91055 | 0 | 0 | 1 | 1 | 0 | 0 | 1
3581 | 0 | 0 | 0.91055 | 0 | 0 | 1 | 1 | 0 | 0 | 1
3582 | 0 | 0 | 0.91055 | 0 | 0 | 1 | 1 | 0 | 0 | 1
3583 | 0 | 0 | 0.91055 | 0 | 0 | 1 | 1 | 0 | 0 | 1
3584 | 0 | 0 | 0.91055 | 0 | 0 | 1 | 1 | 0 | 0 | 1
3585 | 0.045503 | 0 | 0.91055 | 0 | 0 | 1 | 1 | 0.045503 | 0 | 1
3586 | 0.11048 | 0 | 0.91055 | 0 | 0 | 1 | 1 | 0.11048 | 0 | 1
3587 | 0.1929 | 0.03035 | 0.91055 | 0 | 0 | 1 | 1 | 0.1929 | 0.03035 | 1
3588 | 0.17186 | 0.071607 | 0.91055 | 0 | 0 | 1 | 1 | 0.17186 | 0.071607 | 1
3589 | 0.15247 | 0.093098 | 0.91055 | 0 | 0 | 1 | 1 | 0.15247 | 0.093098 | 1
3590 | 0.12068 | 0.13123 | 0.91055 | 0 | 0 | 1 | 1 | 0.12068 | 0.13123 | 1
3591 | 0 | 0.13259 | 0.91055 | 0 | 0 | 1 | 1 | 0 | 0.13259 | 1
3592 | 0 | 0.11764 | 0.91055 | 0 | 0 | 1 | 1 | 0 | 0.11764 | 1
3593 | 0 | 0.10757 | 0.91055 | 0 | 0 | 1 | 1 | 0 | 0.10757 | 1
3594 | 0 | 0.10549 | 0.91055 | 0 | 1 | 1 | 1 | 0 | 0.10549 | 1
3595 | 0 | 0.11238 | 0.91055 | 0 | 1 | 1 | 1 | 0 | 0.11238 | 1
3596 | 0 | 0.095843 | 0.91055 | 0 | 1 | 1 | 1 | 0 | 0.095843 | 1
3597 | 0 | 0.055503 | 0.91055 | 0 | 1 | 1 | 1 | 0 | 0.055503 | 1
3598 | 0 | 0.046485 | 0.91055 | 0 | 0 | 1 | 1 | 0 | 0.046485 | 1
3599 | 0 | 0.030316 | 0.91055 | 0 | 0 | 1 | 1 | 0 | 0.030316 | 1
3600 | 0 | 0.011325 | 0.91055 | 0 | 0 | 1 | 1 | 0 | 0.011325 | 1
3601 | 0 | 0 | 0.91055 | 0 | 0 | 1 | 1 | 0 | 0 | 1
3602 | 0 | 0 | 0.91055 | 0 | 0 | 1 | 1 | 0 | 0 | 1
3603 | 0 | 0 | 0.91055 | 0 | 0 | 1 | 1 | 0 | 0 | 1
3604 | 0 | 0 | 0.91055 | 0 | 0 | 1 | 1 | 0 | 0 | 1
3605 | 0 | 0 | 0.91055 | 0 | 0 | 1 | 1 | 0 | 0 | 1
3606 | 0 | 0 | 0.91055 | 0 | 0 | 1 | 1 | 0 | 0 | 1
3607 | 0 | 0 | 0.91055 | 0 | 0 | 1 | 1 | 0 | 0 | 1
3608 | 0 | 0.0019487 | 0.91055 | 0 | 0 | 1 | 1 | 0 | 0.0019487 | 1
3609 | 0.057389 | 0.036861 | 0.91055 | 0 | 0 | 1 | 1 | 0.057389 | 0.036861 | 1
3610 | 0.10499 | 0.082231 | 0.91055 | 0 | 0 | 1 | 1 | 0.10499 | 0.082231 | 1
3611 | 0.16061 | 0.13823 | 0.91055 | 0 | 0 | 1 | 1 | 0.16061 | 0.13823 | 1
3612 | 0.12291 | 0.19272 | 0.91055 | 0 | 0 | 1 | 1 | 0.12291 | 0.19272 | 1
3613 | 0.076365 | 0.22699 | 0.91055 | 0 | 0 | 1 | 1 | 0.076365 | 0.22699 | 1
3614 | 0.076943 | 0.27476 | 0.91055 | 0 | 0 | 1 | 1 | 0.076943 | 0.27476 | 1
3615 | 0.016037 | 0.28049 | 0.91055 | 0 | 0 | 1 | 1 | 0.016037 | 0.28049 | 1
3616 | 0 | 0.24089 | 0.91055 | 0 | 0 | 1 | 1 | 0 | 0.24089 | 1
3617 | 0 | 0.24033 | 0.91055 | 0 | 0 | 1 | 1 | 0 | 0.24033 | 1
3618 | 0 | 0.22668 | 0.91055 | 0 | 1 | 1 | 1 | 0 | 0.22668 | 1
3619 | 0 | 0.21711 | 0.91055 | 0 | 1 | 1 | 1 | 0 | 0.21711 | 1
3620 | 0 | 0.17749 | 0.91055 | 0 | 1 | 1 | 1 | 0 | 0.17749 | 1
3621 | 0 | 0.14258 | 0.91055 | 0 | 1 | 1 | 1 | 0 | 0.14258 | 1
3622 | 0 | 0.14745 | 0.91055 | 0 | 0 | 1 | 1 | 0 | 0.14745 | 1
3623 | 0 | 0.1208 | 0.91055 | 0 | 0 | 1 | 1 | 0 | 0.1208 | 1
3624 | 0 | 0.11096 | 0.91055 | 0 | 0 | 1 | 1 | 0 | 0.11096 | 1
3625 | 0 | 0 | 0.91055 | 0 | 0 | 1 | 1 | 0 | 0 | 1
3626 | 0 | 0.056905 | 0.91055 | 0 | 0 | 1 | 1 | 0 | 0.056905 | 1
3627 | 0 | 0.060766 | 0.91055 | 0 | 0 | 1 | 1 | 0 | 0.060766 | 1
3628 | 0 | 0.066591 | 0.91055 | 0 | 0 | 1 | 1 | 0 | 0.066591 | 1
3629 | 0 | 0.062457 | 0.91055 | 0 | 0 | 1 | 1 | 0 | 0.062457 | 1
3630 | 0 | 0.060213 | 0.91055 | 0 | 0 | 1 | 1 | 0 | 0.060213 | 1
3631 | 0 | 0.068698 | 0.91055 | 0 | 0 | 1 | 1 | 0 | 0.068698 | 1
3632 | 0 | 0.08799 | 0.91055 | 0 | 0 | 1 | 1 | 0 | 0.08799 | 1
3633 | 0.024614 | 0.13106 | 0.91055 | 0 | 0 | 1 | 1 | 0.024614 | 0.13106 | 1
3634 | 0.09389 | 0.17481 | 0.91055 | 0 | 0 | 1 | 1 | 0.09389 | 0.17481 | 1
3635 | 0.1443 | 0.20033 | 0.91055 | 0 | 0 | 1 | 1 | 0.1443 | 0.20033 | 1
3636 | 0.11846 | 0.21719 | 0.91055 | 0 | 0 | 1 | 1 | 0.11846 | 0.21719 | 1
3637 | 0.083387 | 0.23848 | 0.91055 | 0 | 0 | 1 | 1 | 0.083387 | 0.23848 | 1
3638 | 0.11716 | 0.27866 | 0.91055 | 0 | 0 | 1 | 1 | 0.11716 | 0.27866 | 1
3639 | 0.05226 | 0.28419 | 0.91055 | 0 | 0 | 1 | 1 | 0.05226 | 0.28419 | 1
3640 | 0 | 0.23036 | 0.91055 | 0 | 0 | 1 | 1 | 0 | 0.23036 | 1
3641 | 0 | 0.21544 | 0.91055 | 0 | 0 | 1 | 1 | 0 | 0.21544 | 1
3642 | 0 | 0.17937 | 0.91055 | 0 | 1 | 1 | 1 | 0 | 0.17937 | 1
3643 | 0 | 0.14876 | 0.91055 | 0 | 1 | 1 | 1 | 0 | 0.14876 | 1
3644 | 0 | 0.11196 | 0.91055 | 0 | 1 | 1 | 1 | 0 | 0.11196 | 1
3645 | 0 | 0.10067 | 0.91055 | 0 | 1 | 1 | 1 | 0 | 0.10067 | 1
3646 | 0 | 0.095946 | 0.91055 | 0 | 0 | 1 | 1 | 0 | 0.095946 | 1
3647 | 0 | 0.054506 | 0.91055 | 0 | 0 | 1 | 1 | 0 | 0.054506 | 1
3648 | 0 | 0.051246 | 0.91055 | 0 | 0 | 1 | 1 | 0 | 0.051246 | 1
3649 | 0 | 0.089979 | 0.91055 | 0 | 0 | 1 | 1 | 0 | 0.089979 | 1
3650 | 0 | 0.021475 | 0.91055 | 0 | 0 | 1 | 1 | 0 | 0.021475 | 1
3651 | 0 | 0.036852 | 0.91055 | 0 | 0 | 1 | 1 | 0 | 0.036852 | 1
3652 | 0 | 0.027888 | 0.91055 | 0 | 0 | 1 | 1 | 0 | 0.027888 | 1
3653 | 0 | 0.021125 | 0.91055 | 0 | 0 | 1 | 1 | 0 | 0.021125 | 1
3654 | 0 | 0.017299 | 0.91055 | 0 | 0 | 1 | 1 | 0 | 0.017299 | 1
3655 | 0 | 0.023368 | 0.91055 | 0 | 0 | 1 | 1 | 0 | 0.023368 | 1
3656 | 0 | 0.037275 | 0.91055 | 0 | 0 | 1 | 1 | 0 | 0.037275 | 1
3657 | 0.083715 | 0.084122 | 0.91055 | 0 | 0 | 1 | 1 | 0.083715 | 0.084122 | 1
3658 | 0.17418 | 0.12947 | 0.91055 | 0 | 0 | 1 | 1 | 0.17418 | 0.12947 | 1
3659 | 0.1682 | 0.16553 | 0.91055 | 0 | 0 | 1 | 1 | 0.1682 | 0.16553 | 1
3660 | 0.18359 | 0.18095 | 0.91055 | 0 | 0 | 1 | 1 | 0.18359 | 0.18095 | 1
3661 | 0.12761 | 0.20532 | 0.91055 | 0 | 0 | 1 | 1 | 0.12761 | 0.20532 | 1
3662 | 0.13086 | 0.22081 | 0.91055 | 0 | 0 | 1 | 1 | 0.13086 | 0.22081 | 1
3663 | 0.1665 | 0.21151 | 0.91055 | 0 | 0 | 1 | 1 | 0.1665 | 0.21151 | 1
3664 | 0.080355 | 0.19583 | 0.91055 | 0 | 0 | 1 | 1 | 0.080355 | 0.19583 | 1
3665 | 0 | 0.18306 | 0.91055 | 0 | 0 | 1 | 1 | 0 | 0.18306 | 1
3666 | 0 | 0.13548 | 0.91055 | 0 | 1 | 1 | 1 | 0 | 0.13548 | 1
3667 | 0 | 0.10754 | 0.91055 | 0 | 1 | 1 | 1 | 0 | 0.10754 | 1
3668 | 0 | 0.075457 | 0.91055 | 0 | 1 | 1 | 1 | 0 | 0.075457 | 1
3669 | 0 | 0.097819 | 0.91055 | 0 | 1 | 1 | 1 | 0 | 0.097819 | 1
3670 | 0 | 0.091541 | 0.91055 | 0 | 0 | 1 | 1 | 0 | 0.091541 | 1
3671 | 0 | 0.049276 | 0.91055 | 0 | 0 | 1 | 1 | 0 | 0.049276 | 1
3672 | 0 | 0.073173 | 0.91055 | 0 | 0 | 1 | 1 | 0 | 0.073173 | 1
3673 | 0 | 0.044054 | 0.91055 | 0 | 0 | 1 | 1 | 0 | 0.044054 | 1
3674 | 0 | 0.050917 | 0.91055 | 0 | 0 | 1 | 1 | 0 | 0.050917 | 1
3675 | 0 | 0.045416 | 0.91055 | 0 | 0 | 1 | 1 | 0 | 0.045416 | 1
3676 | 0 | 0.021604 | 0.91055 | 0 | 0 | 1 | 1 | 0 | 0.021604 | 1
3677 | 0 | 0.016457 | 0.91055 | 0 | 0 | 1 | 1 | 0 | 0.016457 | 1
3678 | 0 | 0.0080807 | 0.91055 | 0 | 0 | 1 | 1 | 0 | 0.0080807 | 1
3679 | 0 | 0.020675 | 0.91055 | 0 | 0 | 1 | 1 | 0 | 0.020675 | 1
3680 | 0 | 0.035218 | 0.91055 | 0 | 0 | 1 | 1 | 0 | 0.035218 | 1
3681 | 0.053353 | 0.072454 | 0.91055 | 0 | 0 | 1 | 1 | 0.053353 | 0.072454 | 1
3682 | 0.085846 | 0.10925 | 0.91055 | 0 | 0 | 1 | 1 | 0.085846 | 0.10925 | 1
3683 | 0.16134 | 0.14423 | 0.91055 | 0 | 0 | 1 | 1 | 0.16134 | 0.14423 | 1
3684 | 0.19696 | 0.15748 | 0.91055 | 0 | 0 | 1 | 1 | 0.19696 | 0.15748 | 1
3685 | 0.21462 | 0.17844 | 0.91055 | 0 | 0 | 1 | 1 | 0.21462 | 0.17844 | 1
3686 | 0.21176 | 0.19052 | 0.91055 | 0 | 0 | 1 | 1 | 0.21176 | 0.19052 | 1
3687 | 0.22335 | 0.17307 | 0.91055 | 0 | 0 | 1 | 1 | 0.22335 | 0.17307 | 1
3688 | 0.16691 | 0.17701 | 0.91055 | 0 | 0 | 1 | 1 | 0.16691 | 0.17701 | 1
3689 | 0.042984 | 0.14721 | 0.91055 | 0 | 0 | 1 | 1 | 0.042984 | 0.14721 | 1
3690 | 0 | 0.10279 | 0.91055 | 0 | 1 | 1 | 1 | 0 | 0.10279 | 1
3691 | 0 | 0.090982 | 0.91055 | 0 | 1 | 1 | 1 | 0 | 0.090982 | 1
3692 | 0 | 0.063858 | 0.91055 | 0 | 1 | 1 | 1 | 0 | 0.063858 | 1
3693 | 0 | 0.069294 | 0.91055 | 0 | 1 | 1 | 1 | 0 | 0.069294 | 1
3694 | 0 | 0.069404 | 0.91055 | 0 | 0 | 1 | 1 | 0 | 0.069404 | 1
3695 | 0 | 0.041249 | 0.91055 | 0 | 0 | 1 | 1 | 0 | 0.041249 | 1
3696 | 0 | 0.035196 | 0.91055 | 0 | 0 | 1 | 1 | 0 | 0.035196 | 1
3697 | 0 | 0.073592 | 0.91055 | 0 | 0 | 1 | 1 | 0 | 0.073592 | 1
3698 | 0 | 0.020933 | 0.91055 | 0 | 0 | 1 | 1 | 0 | 0.020933 | 1
3699 | 0 | 0.021215 | 0.91055 | 0 | 0 | 1 | 1 | 0 | 0.021215 | 1
3700 | 0 | 0 | 0.91055 | 0 | 0 | 1 | 1 | 0 | 0 | 1
3701 | 0 | 0 | 0.91055 | 0 | 0 | 1 | 1 | 0 | 0 | 1
3702 | 0 | 0 | 0.91055 | 0 | 0 | 1 | 1 | 0 | 0 | 1
3703 | 0 | 0 | 0.91055 | 0 | 0 | 1 | 1 | 0 | 0 | 1
3704 | 0 | 5.5743e-05 | 0.91055 | 0 | 0 | 1 | 1 | 0 | 5.5743e-05 | 1
3705 | 0.1089 | 0.031082 | 0.91055 | 0 | 0 | 1 | 1 | 0.1089 | 0.031082 | 1
3706 | 0.15618 | 0.062962 | 0.91055 | 0 | 0 | 1 | 1 | 0.15618 | 0.062962 | 1
3707 | 0.2594 | 0.097676 | 0.91055 | 0 | 0 | 1 | 1 | 0.2594 | 0.097676 | 1
3708 | 0.31433 | 0.12463 | 0.91055 | 0 | 0 | 1 | 1 | 0.31433 | 0.12463 | 1
3709 | 0.29135 | 0.15278 | 0.91055 | 0 | 0 | 1 | 1 | 0.29135 | 0.15278 | 1
3710 | 0.26474 | 0.1597 | 0.91055 | 0 | 0 | 1 | 1 | 0.26474 | 0.1597 | 1
3711 | 0.27766 | 0.14025 | 0.91055 | 0 | 0 | 1 | 1 | 0.27766 | 0.14025 | 1
3712 | 0.20785 | 0.14443 | 0.91055 | 0 | 0 | 1 | 1 | 0.20785 | 0.14443 | 1
3713 | 0.069297 | 0.11569 | 0.91055 | 0 | 0 | 1 | 1 | 0.069297 | 0.11569 | 1
3714 | 0 | 0.096753 | 0.91055 | 0 | 1 | 1 | 1 | 0 | 0.096753 | 1
3715 | 0 | 0.094869 | 0.91055 | 0 | 1 | 1 | 1 | 0 | 0.094869 | 1
3716 | 0 | 0.057019 | 0.91055 | 0 | 1 | 1 | 1 | 0 | 0.057019 | 1
3717 | 0 | 0.043532 | 0.91055 | 0 | 1 | 1 | 1 | 0 | 0.043532 | 1
3718 | 0 | 0.05285 | 0.91055 | 0 | 0 | 1 | 1 | 0 | 0.05285 | 1
3719 | 0 | 0.050566 | 0.91055 | 0 | 0 | 1 | 1 | 0 | 0.050566 | 1
3720 | 0 | 0.048494 | 0.91055 | 0 | 0 | 1 | 1 | 0 | 0.048494 | 1
3721 | 0 | 0.028326 | 0.91055 | 0 | 0 | 1 | 1 | 0 | 0.028326 | 1
3722 | 0 | 0.031151 | 0.91055 | 0 | 0 | 1 | 1 | 0 | 0.031151 | 1
3723 | 0 | 0.026467 | 0.91055 | 0 | 0 | 1 | 1 | 0 | 0.026467 | 1
3724 | 0 | 0.021122 | 0.91055 | 0 | 0 | 1 | 1 | 0 | 0.021122 | 1
3725 | 0 | 0.016424 | 0.91055 | 0 | 0 | 1 | 1 | 0 | 0.016424 | 1
3726 | 0 | 0.0092959 | 0.91055 | 0 | 0 | 1 | 1 | 0 | 0.0092959 | 1
3727 | 0 | 0.024048 | 0.91055 | 0 | 0 | 1 | 1 | 0 | 0.024048 | 1
3728 | 0 | 0.039214 | 0.91055 | 0 | 0 | 1 | 1 | 0 | 0.039214 | 1
3729 | 0.10221 | 0.066299 | 0.91055 | 0 | 0 | 1 | 1 | 0.10221 | 0.066299 | 1
3730 | 0.17228 | 0.090765 | 0.91055 | 0 | 0 | 1 | 1 | 0.17228 | 0.090765 | 1
3731 | 0.3097 | 0.1235 | 0.91055 | 0 | 0 | 1 | 1 | 0.3097 | 0.1235 | 1
3732 | 0.35185 | 0.15472 | 0.91055 | 0 | 0 | 1 | 1 | 0.35185 | 0.15472 | 1
3733 | 0.31995 | 0.17247 | 0.91055 | 0 | 0 | 1 | 1 | 0.31995 | 0.17247 | 1
3734 | 0.31999 | 0.18006 | 0.91055 | 0 | 0 | 1 | 1 | 0.31999 | 0.18006 | 1
3735 | 0.28697 | 0.16744 | 0.91055 | 0 | 0 | 1 | 1 | 0.28697 | 0.16744 | 1
3736 | 0.15839 | 0.15349 | 0.91055 | 0 | 0 | 1 | 1 | 0.15839 | 0.15349 | 1
3737 | 0.042231 | 0.12341 | 0.91055 | 0 | 0 | 1 | 1 | 0.042231 | 0.12341 | 1
3738 | 0 | 0.12753 | 0.91055 | 0 | 1 | 1 | 1 | 0 | 0.12753 | 1
3739 | 0 | 0.10666 | 0.91055 | 0 | 1 | 1 | 1 | 0 | 0.10666 | 1
3740 | 0 | 0.068079 | 0.91055 | 0 | 1 | 1 | 1 | 0 | 0.068079 | 1
3741 | 0 | 0.049262 | 0.91055 | 0 | 1 | 1 | 1 | 0 | 0.049262 | 1
3742 | 0 | 0.050214 | 0.91055 | 0 | 0 | 1 | 1 | 0 | 0.050214 | 1
3743 | 0 | 0.068059 | 0.91055 | 0 | 0 | 1 | 1 | 0 | 0.068059 | 1
3744 | 0 | 0.050249 | 0.91055 | 0 | 0 | 1 | 1 | 0 | 0.050249 | 1
3745 | 0 | 0.045717 | 0.91055 | 0 | 0 | 1 | 1 | 0 | 0.045717 | 1
3746 | 0 | 0.0088745 | 0.91055 | 0 | 0 | 1 | 1 | 0 | 0.0088745 | 1
3747 | 0 | 0.016913 | 0.91055 | 0 | 0 | 1 | 1 | 0 | 0.016913 | 1
3748 | 0 | 0.035326 | 0.91055 | 0 | 0 | 1 | 1 | 0 | 0.035326 | 1
3749 | 0 | 0.036855 | 0.91055 | 0 | 0 | 1 | 1 | 0 | 0.036855 | 1
3750 | 0 | 0.02782 | 0.91055 | 0 | 0 | 1 | 1 | 0 | 0.02782 | 1
3751 | 0 | 0.047212 | 0.91055 | 0 | 0 | 1 | 1 | 0 | 0.047212 | 1
3752 | 0 | 0.075504 | 0.91055 | 0 | 0 | 1 | 1 | 0 | 0.075504 | 1
3753 | 0.099479 | 0.10104 | 0.91055 | 0 | 0 | 1 | 1 | 0.099479 | 0.10104 | 1
3754 | 0.25241 | 0.13086 | 0.91055 | 0 | 0 | 1 | 1 | 0.25241 | 0.13086 | 1
3755 | 0.35015 | 0.15743 | 0.91055 | 0 | 0 | 1 | 1 | 0.35015 | 0.15743 | 1
3756 | 0.37935 | 0.18363 | 0.91055 | 0 | 0 | 1 | 1 | 0.37935 | 0.18363 | 1
3757 | 0.34139 | 0.19262 | 0.91055 | 0 | 0 | 1 | 1 | 0.34139 | 0.19262 | 1
3758 | 0.3787 | 0.19939 | 0.91055 | 0 | 0 | 1 | 1 | 0.3787 | 0.19939 | 1
3759 | 0.34569 | 0.18774 | 0.91055 | 0 | 0 | 1 | 1 | 0.34569 | 0.18774 | 1
3760 | 0.19158 | 0.17202 | 0.91055 | 0 | 0 | 1 | 1 | 0.19158 | 0.17202 | 1
3761 | 0.047358 | 0.13798 | 0.91055 | 0 | 0 | 1 | 1 | 0.047358 | 0.13798 | 1
3762 | 0 | 0.14876 | 0.91055 | 0 | 1 | 1 | 1 | 0 | 0.14876 | 1
3763 | 0 | 0.12913 | 0.91055 | 0 | 1 | 1 | 1 | 0 | 0.12913 | 1
3764 | 0 | 0.085107 | 0.91055 | 0 | 1 | 1 | 1 | 0 | 0.085107 | 1
3765 | 0 | 0.070681 | 0.91055 | 0 | 1 | 1 | 1 | 0 | 0.070681 | 1
3766 | 0 | 0.060836 | 0.91055 | 0 | 0 | 1 | 1 | 0 | 0.060836 | 1
3767 | 0 | 0.074915 | 0.91055 | 0 | 0 | 1 | 1 | 0 | 0.074915 | 1
3768 | 0 | 0.072595 | 0.91055 | 0 | 0 | 1 | 1 | 0 | 0.072595 | 1
3769 | 0 | 0.039737 | 0.91055 | 0 | 0 | 1 | 1 | 0 | 0.039737 | 1
3770 | 0 | 0.050214 | 0.91055 | 0 | 0 | 1 | 1 | 0 | 0.050214 | 1
3771 | 0 | 0.046178 | 0.91055 | 0 | 0 | 1 | 1 | 0 | 0.046178 | 1
3772 | 0 | 0.056016 | 0.91055 | 0 | 0 | 1 | 1 | 0 | 0.056016 | 1
3773 | 0 | 0.063231 | 0.91055 | 0 | 0 | 1 | 1 | 0 | 0.063231 | 1
3774 | 0 | 0.04942 | 0.91055 | 0 | 0 | 1 | 1 | 0 | 0.04942 | 1
3775 | 0 | 0.070666 | 0.91055 | 0 | 0 | 1 | 1 | 0 | 0.070666 | 1
3776 | 0 | 0.093383 | 0.91055 | 0 | 0 | 1 | 1 | 0 | 0.093383 | 1
3777 | 0.099301 | 0.11583 | 0.91055 | 0 | 0 | 1 | 1 | 0.099301 | 0.11583 | 1
3778 | 0.2766 | 0.14781 | 0.91055 | 0 | 0 | 1 | 1 | 0.2766 | 0.14781 | 1
3779 | 0.35162 | 0.17605 | 0.91055 | 0 | 0 | 1 | 1 | 0.35162 | 0.17605 | 1
3780 | 0.35445 | 0.19981 | 0.91055 | 0 | 0 | 1 | 1 | 0.35445 | 0.19981 | 1
3781 | 0.33599 | 0.203 | 0.91055 | 0 | 0 | 1 | 1 | 0.33599 | 0.203 | 1
3782 | 0.35255 | 0.19241 | 0.91055 | 0 | 0 | 1 | 1 | 0.35255 | 0.19241 | 1
3783 | 0.30703 | 0.19036 | 0.91055 | 0 | 0 | 1 | 1 | 0.30703 | 0.19036 | 1
3784 | 0.18376 | 0.17733 | 0.91055 | 0 | 0 | 1 | 1 | 0.18376 | 0.17733 | 1
3785 | 0.044572 | 0.14251 | 0.91055 | 0 | 0 | 1 | 1 | 0.044572 | 0.14251 | 1
3786 | 0 | 0.15931 | 0.91055 | 0 | 1 | 1 | 1 | 0 | 0.15931 | 1
3787 | 0 | 0.13458 | 0.91055 | 0 | 1 | 1 | 1 | 0 | 0.13458 | 1
3788 | 0 | 0.10462 | 0.91055 | 0 | 1 | 1 | 1 | 0 | 0.10462 | 1
3789 | 0 | 0.10545 | 0.91055 | 0 | 1 | 1 | 1 | 0 | 0.10545 | 1
3790 | 0 | 0.1078 | 0.91055 | 0 | 0 | 1 | 1 | 0 | 0.1078 | 1
3791 | 0 | 0.10494 | 0.91055 | 0 | 0 | 1 | 1 | 0 | 0.10494 | 1
3792 | 0 | 0.091498 | 0.91055 | 0 | 0 | 1 | 1 | 0 | 0.091498 | 1
3793 | 0 | 0.069911 | 0.91055 | 0 | 0 | 1 | 1 | 0 | 0.069911 | 1
3794 | 0 | 0.063826 | 0.91055 | 0 | 0 | 1 | 1 | 0 | 0.063826 | 1
3795 | 0 | 0.042761 | 0.91055 | 0 | 0 | 1 | 1 | 0 | 0.042761 | 1
3796 | 0 | 0.064649 | 0.91055 | 0 | 0 | 1 | 1 | 0 | 0.064649 | 1
3797 | 0 | 0.081667 | 0.91055 | 0 | 0 | 1 | 1 | 0 | 0.081667 | 1
3798 | 0 | 0.069906 | 0.91055 | 0 | 0 | 1 | 1 | 0 | 0.069906 | 1
3799 | 0 | 0.086295 | 0.91055 | 0 | 0 | 1 | 1 | 0 | 0.086295 | 1
3800 | 0 | 0.084227 | 0.91055 | 0 | 0 | 1 | 1 | 0 | 0.084227 | 1
3801 | 0.10866 | 0.13005 | 0.91055 | 0 | 0 | 1 | 1 | 0.10866 | 0.13005 | 1
3802 | 0.27368 | 0.1664 | 0.91055 | 0 | 0 | 1 | 1 | 0.27368 | 0.1664 | 1
3803 | 0.27017 | 0.18509 | 0.91055 | 0 | 0 | 1 | 1 | 0.27017 | 0.18509 | 1
3804 | 0.31393 | 0.19583 | 0.91055 | 0 | 0 | 1 | 1 | 0.31393 | 0.19583 | 1
3805 | 0.33681 | 0.20816 | 0.91055 | 0 | 0 | 1 | 1 | 0.33681 | 0.20816 | 1
3806 | 0.34723 | 0.19473 | 0.91055 | 0 | 0 | 1 | 1 | 0.34723 | 0.19473 | 1
3807 | 0.19677 | 0.1786 | 0.91055 | 0 | 0 | 1 | 1 | 0.19677 | 0.1786 | 1
3808 | 0.15064 | 0.1822 | 0.91055 | 0 | 0 | 1 | 1 | 0.15064 | 0.1822 | 1
3809 | 0.015386 | 0.14868 | 0.91055 | 0 | 0 | 1 | 1 | 0.015386 | 0.14868 | 1
3810 | 0 | 0.15744 | 0.91055 | 0 | 1 | 1 | 1 | 0 | 0.15744 | 1
3811 | 0 | 0.12791 | 0.91055 | 0 | 1 | 1 | 1 | 0 | 0.12791 | 1
3812 | 0 | 0.11202 | 0.91055 | 0 | 1 | 1 | 1 | 0 | 0.11202 | 1
3813 | 0 | 0.11674 | 0.91055 | 0 | 1 | 1 | 1 | 0 | 0.11674 | 1
3814 | 0 | 0.12726 | 0.91055 | 0 | 0 | 1 | 1 | 0 | 0.12726 | 1
3815 | 0 | 0.10351 | 0.91055 | 0 | 0 | 1 | 1 | 0 | 0.10351 | 1
3816 | 0 | 0.082581 | 0.91055 | 0 | 0 | 1 | 1 | 0 | 0.082581 | 1
3817 | 0 | 0.086958 | 0.91055 | 0 | 0 | 1 | 1 | 0 | 0.086958 | 1
3818 | 0 | 0.056174 | 0.91055 | 0 | 0 | 1 | 1 | 0 | 0.056174 | 1
3819 | 0 | 0.038587 | 0.91055 | 0 | 0 | 1 | 1 | 0 | 0.038587 | 1
3820 | 0 | 0.036659 | 0.91055 | 0 | 0 | 1 | 1 | 0 | 0.036659 | 1
3821 | 0 | 0.060057 | 0.91055 | 0 | 0 | 1 | 1 | 0 | 0.060057 | 1
3822 | 0 | 0.052451 | 0.91055 | 0 | 0 | 1 | 1 | 0 | 0.052451 | 1
3823 | 0 | 0.069995 | 0.91055 | 0 | 0 | 1 | 1 | 0 | 0.069995 | 1
3824 | 0 | 0.057381 | 0.91055 | 0 | 0 | 1 | 1 | 0 | 0.057381 | 1
3825 | 0.13828 | 0.10242 | 0.91055 | 0 | 0 | 1 | 1 | 0.13828 | 0.10242 | 1
3826 | 0.2979 | 0.12755 | 0.91055 | 0 | 0 | 1 | 1 | 0.2979 | 0.12755 | 1
3827 | 0.27262 | 0.16385 | 0.91055 | 0 | 0 | 1 | 1 | 0.27262 | 0.16385 | 1
3828 | 0.29733 | 0.17894 | 0.91055 | 0 | 0 | 1 | 1 | 0.29733 | 0.17894 | 1
3829 | 0.33138 | 0.20687 | 0.91055 | 0 | 0 | 1 | 1 | 0.33138 | 0.20687 | 1
3830 | 0.31145 | 0.18289 | 0.91055 | 0 | 0 | 1 | 1 | 0.31145 | 0.18289 | 1
3831 | 0.19997 | 0.15967 | 0.91055 | 0 | 0 | 1 | 1 | 0.19997 | 0.15967 | 1
3832 | 0.097369 | 0.16611 | 0.91055 | 0 | 0 | 1 | 1 | 0.097369 | 0.16611 | 1
3833 | 0 | 0.13309 | 0.91055 | 0 | 0 | 1 | 1 | 0 | 0.13309 | 1
3834 | 0 | 0.14413 | 0.91055 | 0 | 1 | 1 | 1 | 0 | 0.14413 | 1
3835 | 0 | 0.10972 | 0.91055 | 0 | 1 | 1 | 1 | 0 | 0.10972 | 1
3836 | 0 | 0.090224 | 0.91055 | 0 | 1 | 1 | 1 | 0 | 0.090224 | 1
3837 | 0 | 0.091175 | 0.91055 | 0 | 1 | 1 | 1 | 0 | 0.091175 | 1
3838 | 0 | 0.10037 | 0.91055 | 0 | 0 | 1 | 1 | 0 | 0.10037 | 1
3839 | 0 | 0.089122 | 0.91055 | 0 | 0 | 1 | 1 | 0 | 0.089122 | 1
3840 | 0 | 0.063422 | 0.91055 | 0 | 0 | 1 | 1 | 0 | 0.063422 | 1
3841 | 0 | 0.073079 | 0.91055 | 0 | 0 | 1 | 1 | 0 | 0.073079 | 1
3842 | 0 | 0.040607 | 0.91055 | 0 | 0 | 1 | 1 | 0 | 0.040607 | 1
3843 | 0 | 0.02136 | 0.91055 | 0 | 0 | 1 | 1 | 0 | 0.02136 | 1
3844 | 0 | 0.0058537 | 0.91055 | 0 | 0 | 1 | 1 | 0 | 0.0058537 | 1
3845 | 0 | 0.029456 | 0.91055 | 0 | 0 | 1 | 1 | 0 | 0.029456 | 1
3846 | 0 | 0.024363 | 0.91055 | 0 | 0 | 1 | 1 | 0 | 0.024363 | 1
3847 | 0 | 0.057963 | 0.91055 | 0 | 0 | 1 | 1 | 0 | 0.057963 | 1
3848 | 0 | 0.067723 | 0.91055 | 0 | 0 | 1 | 1 | 0 | 0.067723 | 1
3849 | 0.15032 | 0.11073 | 0.91055 | 0 | 0 | 1 | 1 | 0.15032 | 0.11073 | 1
3850 | 0.28601 | 0.14006 | 0.91055 | 0 | 0 | 1 | 1 | 0.28601 | 0.14006 | 1
3851 | 0.24659 | 0.18431 | 0.91055 | 0 | 0 | 1 | 1 | 0.24659 | 0.18431 | 1
3852 | 0.27164 | 0.21005 | 0.91055 | 0 | 0 | 1 | 1 | 0.27164 | 0.21005 | 1
3853 | 0.315 | 0.24784 | 0.91055 | 0 | 0 | 1 | 1 | 0.315 | 0.24784 | 1
3854 | 0.30172 | 0.2421 | 0.91055 | 0 | 0 | 1 | 1 | 0.30172 | 0.2421 | 1
3855 | 0.19284 | 0.20938 | 0.91055 | 0 | 0 | 1 | 1 | 0.19284 | 0.20938 | 1
3856 | 0.083339 | 0.21836 | 0.91055 | 0 | 0 | 1 | 1 | 0.083339 | 0.21836 | 1
3857 | 0 | 0.18385 | 0.91055 | 0 | 0 | 1 | 1 | 0 | 0.18385 | 1
3858 | 0 | 0.17322 | 0.91055 | 0 | 1 | 1 | 1 | 0 | 0.17322 | 1
3859 | 0 | 0.12447 | 0.91055 | 0 | 1 | 1 | 1 | 0 | 0.12447 | 1
3860 | 0 | 0.090152 | 0.91055 | 0 | 1 | 1 | 1 | 0 | 0.090152 | 1
3861 | 0 | 0.076216 | 0.91055 | 0 | 1 | 1 | 1 | 0 | 0.076216 | 1
3862 | 0 | 0.071187 | 0.91055 | 0 | 0 | 1 | 1 | 0 | 0.071187 | 1
3863 | 0 | 0.072291 | 0.91055 | 0 | 0 | 1 | 1 | 0 | 0.072291 | 1
3864 | 0 | 0.038897 | 0.91055 | 0 | 0 | 1 | 1 | 0 | 0.038897 | 1
3865 | 0 | 0.05623 | 0.91055 | 0 | 0 | 1 | 1 | 0 | 0.05623 | 1
3866 | 0 | 0.034531 | 0.91055 | 0 | 0 | 1 | 1 | 0 | 0.034531 | 1
3867 | 0 | 0.027485 | 0.91055 | 0 | 0 | 1 | 1 | 0 | 0.027485 | 1
3868 | 0 | 0 | 0.91055 | 0 | 0 | 1 | 1 | 0 | 0 | 1
3869 | 0 | 0.0073869 | 0.91055 | 0 | 0 | 1 | 1 | 0 | 0.0073869 | 1
3870 | 0 | 0.008048 | 0.91055 | 0 | 0 | 1 | 1 | 0 | 0.008048 | 1
3871 | 0 | 0.036623 | 0.91055 | 0 | 0 | 1 | 1 | 0 | 0.036623 | 1
3872 | 0 | 0.060893 | 0.91055 | 0 | 0 | 1 | 1 | 0 | 0.060893 | 1
3873 | 0.13102 | 0.088683 | 0.91055 | 0 | 0 | 1 | 1 | 0.13102 | 0.088683 | 1
3874 | 0.26241 | 0.12203 | 0.91055 | 0 | 0 | 1 | 1 | 0.26241 | 0.12203 | 1
3875 | 0.25115 | 0.17844 | 0.91055 | 0 | 0 | 1 | 1 | 0.25115 | 0.17844 | 1
3876 | 0.26184 | 0.23048 | 0.91055 | 0 | 0 | 1 | 1 | 0.26184 | 0.23048 | 1
3877 | 0.31892 | 0.25678 | 0.91055 | 0 | 0 | 1 | 1 | 0.31892 | 0.25678 | 1
3878 | 0.29863 | 0.25087 | 0.91055 | 0 | 0 | 1 | 1 | 0.29863 | 0.25087 | 1
3879 | 0.26479 | 0.23704 | 0.91055 | 0 | 0 | 1 | 1 | 0.26479 | 0.23704 | 1
3880 | 0.10984 | 0.24624 | 0.91055 | 0 | 0 | 1 | 1 | 0.10984 | 0.24624 | 1
3881 | 0.051051 | 0.19914 | 0.91055 | 0 | 0 | 1 | 1 | 0.051051 | 0.19914 | 1
3882 | 0 | 0.16589 | 0.91055 | 0 | 1 | 1 | 1 | 0 | 0.16589 | 1
3883 | 0 | 0.12631 | 0.91055 | 0 | 1 | 1 | 1 | 0 | 0.12631 | 1
3884 | 0 | 0.11093 | 0.91055 | 0 | 1 | 1 | 1 | 0 | 0.11093 | 1
3885 | 0 | 0.098452 | 0.91055 | 0 | 1 | 1 | 1 | 0 | 0.098452 | 1
3886 | 0 | 0.078898 | 0.91055 | 0 | 0 | 1 | 1 | 0 | 0.078898 | 1
3887 | 0 | 0.085922 | 0.91055 | 0 | 0 | 1 | 1 | 0 | 0.085922 | 1
3888 | 0 | 0.068127 | 0.91055 | 0 | 0 | 1 | 1 | 0 | 0.068127 | 1
3889 | 0 | 0.035625 | 0.91055 | 0 | 0 | 1 | 1 | 0 | 0.035625 | 1
3890 | 0 | 0.063186 | 0.91055 | 0 | 0 | 1 | 1 | 0 | 0.063186 | 1
3891 | 0 | 0.037409 | 0.91055 | 0 | 0 | 1 | 1 | 0 | 0.037409 | 1
3892 | 0 | 0.024893 | 0.91055 | 0 | 0 | 1 | 1 | 0 | 0.024893 | 1
3893 | 0 | 0.029264 | 0.91055 | 0 | 0 | 1 | 1 | 0 | 0.029264 | 1
3894 | 0 | 0.021272 | 0.91055 | 0 | 0 | 1 | 1 | 0 | 0.021272 | 1
3895 | 0 | 0.02626 | 0.91055 | 0 | 0 | 1 | 1 | 0 | 0.02626 | 1
3896 | 0 | 0.054702 | 0.91055 | 0 | 0 | 1 | 1 | 0 | 0.054702 | 1
3897 | 0.14714 | 0.081206 | 0.91055 | 0 | 0 | 1 | 1 | 0.14714 | 0.081206 | 1
3898 | 0.2763 | 0.13615 | 0.91055 | 0 | 0 | 1 | 1 | 0.2763 | 0.13615 | 1
3899 | 0.2434 | 0.17584 | 0.91055 | 0 | 0 | 1 | 1 | 0.2434 | 0.17584 | 1
3900 | 0.26372 | 0.23228 | 0.91055 | 0 | 0 | 1 | 1 | 0.26372 | 0.23228 | 1
3901 | 0.31355 | 0.25253 | 0.91055 | 0 | 0 | 1 | 1 | 0.31355 | 0.25253 | 1
3902 | 0.29046 | 0.27267 | 0.91055 | 0 | 0 | 1 | 1 | 0.29046 | 0.27267 | 1
3903 | 0.25191 | 0.27307 | 0.91055 | 0 | 0 | 1 | 1 | 0.25191 | 0.27307 | 1
3904 | 0.13334 | 0.26338 | 0.91055 | 0 | 0 | 1 | 1 | 0.13334 | 0.26338 | 1
3905 | 0.042593 | 0.23642 | 0.91055 | 0 | 0 | 1 | 1 | 0.042593 | 0.23642 | 1
3906 | 0 | 0.21533 | 0.91055 | 0 | 1 | 1 | 1 | 0 | 0.21533 | 1
3907 | 0 | 0.1685 | 0.91055 | 0 | 1 | 1 | 1 | 0 | 0.1685 | 1
3908 | 0 | 0.14884 | 0.91055 | 0 | 1 | 1 | 1 | 0 | 0.14884 | 1
3909 | 0 | 0.12447 | 0.91055 | 0 | 1 | 1 | 1 | 0 | 0.12447 | 1
3910 | 0 | 0.10217 | 0.91055 | 0 | 0 | 1 | 1 | 0 | 0.10217 | 1
3911 | 0 | 0.099998 | 0.91055 | 0 | 0 | 1 | 1 | 0 | 0.099998 | 1
3912 | 0 | 0.08524 | 0.91055 | 0 | 0 | 1 | 1 | 0 | 0.08524 | 1
3913 | 0 | 0.072907 | 0.91055 | 0 | 0 | 1 | 1 | 0 | 0.072907 | 1
3914 | 0 | 0.053533 | 0.91055 | 0 | 0 | 1 | 1 | 0 | 0.053533 | 1
3915 | 0 | 0.026963 | 0.91055 | 0 | 0 | 1 | 1 | 0 | 0.026963 | 1
3916 | 0 | 0.038968 | 0.91055 | 0 | 0 | 1 | 1 | 0 | 0.038968 | 1
3917 | 0 | 0.034874 | 0.91055 | 0 | 0 | 1 | 1 | 0 | 0.034874 | 1
3918 | 0 | 0.024587 | 0.91055 | 0 | 0 | 1 | 1 | 0 | 0.024587 | 1
3919 | 0 | 0.030972 | 0.91055 | 0 | 0 | 1 | 1 | 0 | 0.030972 | 1
3920 | 0 | 0.032891 | 0.91055 | 0 | 0 | 1 | 1 | 0 | 0.032891 | 1
3921 | 0.16395 | 0.060964 | 0.91055 | 0 | 0 | 1 | 1 | 0.16395 | 0.060964 | 1
3922 | 0.27764 | 0.1231 | 0.91055 | 0 | 0 | 1 | 1 | 0.27764 | 0.1231 | 1
3923 | 0.24942 | 0.16694 | 0.91055 | 0 | 0 | 1 | 1 | 0.24942 | 0.16694 | 1
3924 | 0.28109 | 0.23047 | 0.91055 | 0 | 0 | 1 | 1 | 0.28109 | 0.23047 | 1
3925 | 0.28263 | 0.24143 | 0.91055 | 0 | 0 | 1 | 1 | 0.28263 | 0.24143 | 1
3926 | 0.27107 | 0.27882 | 0.91055 | 0 | 0 | 1 | 1 | 0.27107 | 0.27882 | 1
3927 | 0.28738 | 0.26192 | 0.91055 | 0 | 0 | 1 | 1 | 0.28738 | 0.26192 | 1
3928 | 0.17569 | 0.24274 | 0.91055 | 0 | 0 | 1 | 1 | 0.17569 | 0.24274 | 1
3929 | 0.035494 | 0.22369 | 0.91055 | 0 | 0 | 1 | 1 | 0.035494 | 0.22369 | 1
3930 | 0 | 0.1676 | 0.91055 | 0 | 1 | 1 | 1 | 0 | 0.1676 | 1
3931 | 0 | 0.12982 | 0.91055 | 0 | 1 | 1 | 1 | 0 | 0.12982 | 1
3932 | 0 | 0.18193 | 0.91055 | 0 | 1 | 1 | 1 | 0 | 0.18193 | 1
3933 | 0 | 0.16033 | 0.91055 | 0 | 1 | 1 | 1 | 0 | 0.16033 | 1
3934 | 0 | 0.15321 | 0.91055 | 0 | 0 | 1 | 1 | 0 | 0.15321 | 1
3935 | 0 | 0.1332 | 0.91055 | 0 | 0 | 1 | 1 | 0 | 0.1332 | 1
3936 | 0 | 0.07663 | 0.91055 | 0 | 0 | 1 | 1 | 0 | 0.07663 | 1
3937 | 0 | 0.094376 | 0.91055 | 0 | 0 | 1 | 1 | 0 | 0.094376 | 1
3938 | 0 | 0.018109 | 0.91055 | 0 | 0 | 1 | 1 | 0 | 0.018109 | 1
3939 | 0 | 0.00026909 | 0.91055 | 0 | 0 | 1 | 1 | 0 | 0.00026909 | 1
3940 | 0 | 0.027127 | 0.91055 | 0 | 0 | 1 | 1 | 0 | 0.027127 | 1
3941 | 0 | 0.049353 | 0.91055 | 0 | 0 | 1 | 1 | 0 | 0.049353 | 1
3942 | 0 | 0.040585 | 0.91055 | 0 | 0 | 1 | 1 | 0 | 0.040585 | 1
3943 | 0 | 0.059321 | 0.91055 | 0 | 0 | 1 | 1 | 0 | 0.059321 | 1
3944 | 0 | 0.049435 | 0.91055 | 0 | 0 | 1 | 1 | 0 | 0.049435 | 1
3945 | 0.12257 | 0.068723 | 0.91055 | 0 | 0 | 1 | 1 | 0.12257 | 0.068723 | 1
3946 | 0.26237 | 0.12473 | 0.91055 | 0 | 0 | 1 | 1 | 0.26237 | 0.12473 | 1
3947 | 0.29916 | 0.16028 | 0.91055 | 0 | 0 | 1 | 1 | 0.29916 | 0.16028 | 1
3948 | 0.2551 | 0.21369 | 0.91055 | 0 | 0 | 1 | 1 | 0.2551 | 0.21369 | 1
3949 | 0.19195 | 0.22584 | 0.91055 | 0 | 0 | 1 | 1 | 0.19195 | 0.22584 | 1
3950 | 0.14254 | 0.24484 | 0.91055 | 0 | 0 | 1 | 1 | 0.14254 | 0.24484 | 1
3951 | 0.20118 | 0.23522 | 0.91055 | 0 | 0 | 1 | 1 | 0.20118 | 0.23522 | 1
3952 | 0.083276 | 0.2093 | 0.91055 | 0 | 0 | 1 | 1 | 0.083276 | 0.2093 | 1
3953 | 0.0077622 | 0.17345 | 0.91055 | 0 | 0 | 1 | 1 | 0.0077622 | 0.17345 | 1
3954 | 0 | 0.15074 | 0.91055 | 0 | 1 | 1 | 1 | 0 | 0.15074 | 1
3955 | 0 | 0.13905 | 0.91055 | 0 | 1 | 1 | 1 | 0 | 0.13905 | 1
3956 | 0 | 0.19342 | 0.91055 | 0 | 1 | 1 | 1 | 0 | 0.19342 | 1
3957 | 0 | 0.14147 | 0.91055 | 0 | 1 | 1 | 1 | 0 | 0.14147 | 1
3958 | 0 | 0.11313 | 0.91055 | 0 | 0 | 1 | 1 | 0 | 0.11313 | 1
3959 | 0 | 0.087099 | 0.91055 | 0 | 0 | 1 | 1 | 0 | 0.087099 | 1
3960 | 0 | 0.023305 | 0.91055 | 0 | 0 | 1 | 1 | 0 | 0.023305 | 1
3961 | 0 | 0.065639 | 0.91055 | 0 | 0 | 1 | 1 | 0 | 0.065639 | 1
3962 | 0 | 0.0094611 | 0.91055 | 0 | 0 | 1 | 1 | 0 | 0.0094611 | 1
3963 | 0 | 0 | 0.91055 | 0 | 0 | 1 | 1 | 0 | 0 | 1
3964 | 0 | 0 | 0.91055 | 0 | 0 | 1 | 1 | 0 | 0 | 1
3965 | 0 | 0.003895 | 0.91055 | 0 | 0 | 1 | 1 | 0 | 0.003895 | 1
3966 | 0 | 0.0072562 | 0.91055 | 0 | 0 | 1 | 1 | 0 | 0.0072562 | 1
3967 | 0 | 0.035716 | 0.91055 | 0 | 0 | 1 | 1 | 0 | 0.035716 | 1
3968 | 0 | 0.021163 | 0.91055 | 0 | 0 | 1 | 1 | 0 | 0.021163 | 1
3969 | 0.12699 | 0.059329 | 0.91055 | 0 | 0 | 1 | 1 | 0.12699 | 0.059329 | 1
3970 | 0.29477 | 0.10656 | 0.91055 | 0 | 0 | 1 | 1 | 0.29477 | 0.10656 | 1
3971 | 0.3573 | 0.14935 | 0.91055 | 0 | 0 | 1 | 1 | 0.3573 | 0.14935 | 1
3972 | 0.28816 | 0.19367 | 0.91055 | 0 | 0 | 1 | 1 | 0.28816 | 0.19367 | 1
3973 | 0.21453 | 0.20731 | 0.91055 | 0 | 0 | 1 | 1 | 0.21453 | 0.20731 | 1
3974 | 0.13064 | 0.2202 | 0.91055 | 0 | 0 | 1 | 1 | 0.13064 | 0.2202 | 1
3975 | 0.18181 | 0.20997 | 0.91055 | 0 | 0 | 1 | 1 | 0.18181 | 0.20997 | 1
3976 | 0.10796 | 0.17353 | 0.91055 | 0 | 0 | 1 | 1 | 0.10796 | 0.17353 | 1
3977 | 0.056113 | 0.16784 | 0.91055 | 0 | 0 | 1 | 1 | 0.056113 | 0.16784 | 1
3978 | 0 | 0.13368 | 0.91055 | 0 | 1 | 1 | 1 | 0 | 0.13368 | 1
3979 | 0 | 0.11996 | 0.91055 | 0 | 1 | 1 | 1 | 0 | 0.11996 | 1
3980 | 0 | 0.1598 | 0.91055 | 0 | 1 | 1 | 1 | 0 | 0.1598 | 1
3981 | 0 | 0.1338 | 0.91055 | 0 | 1 | 1 | 1 | 0 | 0.1338 | 1
3982 | 0 | 0.10964 | 0.91055 | 0 | 0 | 1 | 1 | 0 | 0.10964 | 1
3983 | 0 | 0.083761 | 0.91055 | 0 | 0 | 1 | 1 | 0 | 0.083761 | 1
3984 | 0 | 0.013359 | 0.91055 | 0 | 0 | 1 | 1 | 0 | 0.013359 | 1
3985 | 0 | 0.039009 | 0.91055 | 0 | 0 | 1 | 1 | 0 | 0.039009 | 1
3986 | 0 | 0.015355 | 0.91055 | 0 | 0 | 1 | 1 | 0 | 0.015355 | 1
3987 | 0 | 0 | 0.91055 | 0 | 0 | 1 | 1 | 0 | 0 | 1
3988 | 0 | 0.0002928 | 0.91055 | 0 | 0 | 1 | 1 | 0 | 0.0002928 | 1
3989 | 0 | 0.0072203 | 0.91055 | 0 | 0 | 1 | 1 | 0 | 0.0072203 | 1
3990 | 0 | 0.013669 | 0.91055 | 0 | 0 | 1 | 1 | 0 | 0.013669 | 1
3991 | 0 | 0.036507 | 0.91055 | 0 | 0 | 1 | 1 | 0 | 0.036507 | 1
3992 | 0 | 0.03471 | 0.91055 | 0 | 0 | 1 | 1 | 0 | 0.03471 | 1
3993 | 0.080843 | 0.046978 | 0.91055 | 0 | 0 | 1 | 1 | 0.080843 | 0.046978 | 1
3994 | 0.27289 | 0.095487 | 0.91055 | 0 | 0 | 1 | 1 | 0.27289 | 0.095487 | 1
3995 | 0.36136 | 0.13422 | 0.91055 | 0 | 0 | 1 | 1 | 0.36136 | 0.13422 | 1
3996 | 0.29473 | 0.18096 | 0.91055 | 0 | 0 | 1 | 1 | 0.29473 | 0.18096 | 1
3997 | 0.22753 | 0.20234 | 0.91055 | 0 | 0 | 1 | 1 | 0.22753 | 0.20234 | 1
3998 | 0.13782 | 0.20408 | 0.91055 | 0 | 0 | 1 | 1 | 0.13782 | 0.20408 | 1
3999 | 0.15906 | 0.20515 | 0.91055 | 0 | 0 | 1 | 1 | 0.15906 | 0.20515 | 1
4000 | 0.075637 | 0.16743 | 0.91055 | 0 | 0 | 1 | 1 | 0.075637 | 0.16743 | 1
4001 | 0.057363 | 0.16729 | 0.91055 | 0 | 0 | 1 | 1 | 0.057363 | 0.16729 | 1
4002 | 0 | 0.18088 | 0.91055 | 0 | 1 | 1 | 1 | 0 | 0.18088 | 1
4003 | 0 | 0.17076 | 0.91055 | 0 | 1 | 1 | 1 | 0 | 0.17076 | 1
4004 | 0 | 0.15165 | 0.91055 | 0 | 1 | 1 | 1 | 0 | 0.15165 | 1
4005 | 0 | 0.13722 | 0.91055 | 0 | 1 | 1 | 1 | 0 | 0.13722 | 1
4006 | 0 | 0.088872 | 0.91055 | 0 | 0 | 1 | 1 | 0 | 0.088872 | 1
4007 | 0 | 0.069924 | 0.91055 | 0 | 0 | 1 | 1 | 0 | 0.069924 | 1
4008 | 0 | 0.042488 | 0.91055 | 0 | 0 | 1 | 1 | 0 | 0.042488 | 1
4009 | 0 | 0.035332 | 0.91055 | 0 | 0 | 1 | 1 | 0 | 0.035332 | 1
4010 | 0 | 0.039217 | 0.91055 | 0 | 0 | 1 | 1 | 0 | 0.039217 | 1
4011 | 0 | 0.019349 | 0.91055 | 0 | 0 | 1 | 1 | 0 | 0.019349 | 1
4012 | 0 | 0.0071998 | 0.91055 | 0 | 0 | 1 | 1 | 0 | 0.0071998 | 1
4013 | 0 | 0 | 0.91055 | 0 | 0 | 1 | 1 | 0 | 0 | 1
4014 | 0 | 0.012948 | 0.91055 | 0 | 0 | 1 | 1 | 0 | 0.012948 | 1
4015 | 0 | 0.025214 | 0.91055 | 0 | 0 | 1 | 1 | 0 | 0.025214 | 1
4016 | 0 | 0.037359 | 0.91055 | 0 | 0 | 1 | 1 | 0 | 0.037359 | 1
4017 | 0.05174 | 0.061674 | 0.91055 | 0 | 0 | 1 | 1 | 0.05174 | 0.061674 | 1
4018 | 0.24108 | 0.10545 | 0.91055 | 0 | 0 | 1 | 1 | 0.24108 | 0.10545 | 1
4019 | 0.3016 | 0.14053 | 0.91055 | 0 | 0 | 1 | 1 | 0.3016 | 0.14053 | 1
4020 | 0.2866 | 0.17124 | 0.91055 | 0 | 0 | 1 | 1 | 0.2866 | 0.17124 | 1
4021 | 0.32198 | 0.19071 | 0.91055 | 0 | 0 | 1 | 1 | 0.32198 | 0.19071 | 1
4022 | 0.27458 | 0.20411 | 0.91055 | 0 | 0 | 1 | 1 | 0.27458 | 0.20411 | 1
4023 | 0.25814 | 0.19692 | 0.91055 | 0 | 0 | 1 | 1 | 0.25814 | 0.19692 | 1
4024 | 0.21027 | 0.16496 | 0.91055 | 0 | 0 | 1 | 1 | 0.21027 | 0.16496 | 1
4025 | 0.09511 | 0.18364 | 0.91055 | 0 | 0 | 1 | 1 | 0.09511 | 0.18364 | 1
4026 | 0 | 0.16769 | 0.91055 | 0 | 1 | 1 | 1 | 0 | 0.16769 | 1
4027 | 0 | 0.13983 | 0.91055 | 0 | 1 | 1 | 1 | 0 | 0.13983 | 1
4028 | 0 | 0.11302 | 0.91055 | 0 | 1 | 1 | 1 | 0 | 0.11302 | 1
4029 | 0 | 0.11264 | 0.91055 | 0 | 1 | 1 | 1 | 0 | 0.11264 | 1
4030 | 0 | 0.092154 | 0.91055 | 0 | 0 | 1 | 1 | 0 | 0.092154 | 1
4031 | 0 | 0.069752 | 0.91055 | 0 | 0 | 1 | 1 | 0 | 0.069752 | 1
4032 | 0 | 0.054632 | 0.91055 | 0 | 0 | 1 | 1 | 0 | 0.054632 | 1
4033 | 0 | 0.076628 | 0.91055 | 0 | 0 | 1 | 1 | 0 | 0.076628 | 1
4034 | 0 | 0.029764 | 0.91055 | 0 | 0 | 1 | 1 | 0 | 0.029764 | 1
4035 | 0 | 0.024519 | 0.91055 | 0 | 0 | 1 | 1 | 0 | 0.024519 | 1
4036 | 0 | 0.018582 | 0.91055 | 0 | 0 | 1 | 1 | 0 | 0.018582 | 1
4037 | 0 | 0.0079395 | 0.91055 | 0 | 0 | 1 | 1 | 0 | 0.0079395 | 1
4038 | 0 | 0.032921 | 0.91055 | 0 | 0 | 1 | 1 | 0 | 0.032921 | 1
4039 | 0 | 0.013391 | 0.91055 | 0 | 0 | 1 | 1 | 0 | 0.013391 | 1
4040 | 0 | 0.046922 | 0.91055 | 0 | 0 | 1 | 1 | 0 | 0.046922 | 1
4041 | 0.05108 | 0.051687 | 0.91055 | 0 | 0 | 1 | 1 | 0.05108 | 0.051687 | 1
4042 | 0.24935 | 0.065365 | 0.91055 | 0 | 0 | 1 | 1 | 0.24935 | 0.065365 | 1
4043 | 0.32383 | 0.087029 | 0.91055 | 0 | 0 | 1 | 1 | 0.32383 | 0.087029 | 1
4044 | 0.31555 | 0.11619 | 0.91055 | 0 | 0 | 1 | 1 | 0.31555 | 0.11619 | 1
4045 | 0.34627 | 0.11986 | 0.91055 | 0 | 0 | 1 | 1 | 0.34627 | 0.11986 | 1
4046 | 0.34102 | 0.12925 | 0.91055 | 0 | 0 | 1 | 1 | 0.34102 | 0.12925 | 1
4047 | 0.34685 | 0.12857 | 0.91055 | 0 | 0 | 1 | 1 | 0.34685 | 0.12857 | 1
4048 | 0.25589 | 0.11033 | 0.91055 | 0 | 0 | 1 | 1 | 0.25589 | 0.11033 | 1
4049 | 0.1034 | 0.10121 | 0.91055 | 0 | 0 | 1 | 1 | 0.1034 | 0.10121 | 1
4050 | 0 | 0.08176 | 0.91055 | 0 | 1 | 1 | 1 | 0 | 0.08176 | 1
4051 | 0 | 0.067186 | 0.91055 | 0 | 1 | 1 | 1 | 0 | 0.067186 | 1
4052 | 0 | 0.088984 | 0.91055 | 0 | 1 | 1 | 1 | 0 | 0.088984 | 1
4053 | 0 | 0.10313 | 0.91055 | 0 | 1 | 1 | 1 | 0 | 0.10313 | 1
4054 | 0 | 0.074463 | 0.91055 | 0 | 0 | 1 | 1 | 0 | 0.074463 | 1
4055 | 0 | 0.0565 | 0.91055 | 0 | 0 | 1 | 1 | 0 | 0.0565 | 1
4056 | 0 | 0.049516 | 0.91055 | 0 | 0 | 1 | 1 | 0 | 0.049516 | 1
4057 | 0 | 0.06141 | 0.91055 | 0 | 0 | 1 | 1 | 0 | 0.06141 | 1
4058 | 0 | 0.022225 | 0.91055 | 0 | 0 | 1 | 1 | 0 | 0.022225 | 1
4059 | 0 | 0.01807 | 0.91055 | 0 | 0 | 1 | 1 | 0 | 0.01807 | 1
4060 | 0 | 0.019446 | 0.91055 | 0 | 0 | 1 | 1 | 0 | 0.019446 | 1
4061 | 0 | 0.00548 | 0.91055 | 0 | 0 | 1 | 1 | 0 | 0.00548 | 1
4062 | 0 | 0.011402 | 0.91055 | 0 | 0 | 1 | 1 | 0 | 0.011402 | 1
4063 | 0 | 0.020185 | 0.91055 | 0 | 0 | 1 | 1 | 0 | 0.020185 | 1
4064 | 0 | 0.048693 | 0.91055 | 0 | 0 | 1 | 1 | 0 | 0.048693 | 1
4065 | 0.060597 | 0.069989 | 0.91055 | 0 | 0 | 1 | 1 | 0.060597 | 0.069989 | 1
4066 | 0.2822 | 0.055251 | 0.91055 | 0 | 0 | 1 | 1 | 0.2822 | 0.055251 | 1
4067 | 0.36961 | 0.065001 | 0.91055 | 0 | 0 | 1 | 1 | 0.36961 | 0.065001 | 1
4068 | 0.27011 | 0.09531 | 0.91055 | 0 | 0 | 1 | 1 | 0.27011 | 0.09531 | 1
4069 | 0.33748 | 0.097948 | 0.91055 | 0 | 0 | 1 | 1 | 0.33748 | 0.097948 | 1
4070 | 0.28484 | 0.12088 | 0.91055 | 0 | 0 | 1 | 1 | 0.28484 | 0.12088 | 1
4071 | 0.28155 | 0.12147 | 0.91055 | 0 | 0 | 1 | 1 | 0.28155 | 0.12147 | 1
4072 | 0.23053 | 0.12049 | 0.91055 | 0 | 0 | 1 | 1 | 0.23053 | 0.12049 | 1
4073 | 0.106 | 0.10805 | 0.91055 | 0 | 0 | 1 | 1 | 0.106 | 0.10805 | 1
4074 | 0 | 0.079466 | 0.91055 | 0 | 1 | 1 | 1 | 0 | 0.079466 | 1
4075 | 0 | 0.059777 | 0.91055 | 0 | 1 | 1 | 1 | 0 | 0.059777 | 1
4076 | 0 | 0.086995 | 0.91055 | 0 | 1 | 1 | 1 | 0 | 0.086995 | 1
4077 | 0 | 0.098737 | 0.91055 | 0 | 1 | 1 | 1 | 0 | 0.098737 | 1
4078 | 0 | 0.081914 | 0.91055 | 0 | 0 | 1 | 1 | 0 | 0.081914 | 1
4079 | 0 | 0.070597 | 0.91055 | 0 | 0 | 1 | 1 | 0 | 0.070597 | 1
4080 | 0 | 0.052824 | 0.91055 | 0 | 0 | 1 | 1 | 0 | 0.052824 | 1
4081 | 0 | 0.040105 | 0.91055 | 0 | 0 | 1 | 1 | 0 | 0.040105 | 1
4082 | 0 | 0.029454 | 0.91055 | 0 | 0 | 1 | 1 | 0 | 0.029454 | 1
4083 | 0 | 0.030403 | 0.91055 | 0 | 0 | 1 | 1 | 0 | 0.030403 | 1
4084 | 0 | 0.032771 | 0.91055 | 0 | 0 | 1 | 1 | 0 | 0.032771 | 1
4085 | 0 | 0.013417 | 0.91055 | 0 | 0 | 1 | 1 | 0 | 0.013417 | 1
4086 | 0 | 0.0027146 | 0.91055 | 0 | 0 | 1 | 1 | 0 | 0.0027146 | 1
4087 | 0 | 0.015323 | 0.91055 | 0 | 0 | 1 | 1 | 0 | 0.015323 | 1
4088 | 0 | 0.012525 | 0.91055 | 0 | 0 | 1 | 1 | 0 | 0.012525 | 1
4089 | 0.13314 | 0.02324 | 0.91055 | 0 | 0 | 1 | 1 | 0.13314 | 0.02324 | 1
4090 | 0.35731 | 0.0041245 | 0.91055 | 0 | 0 | 1 | 1 | 0.35731 | 0.0041245 | 1
4091 | 0.43122 | 0.026161 | 0.91055 | 0 | 0 | 1 | 1 | 0.43122 | 0.026161 | 1
4092 | 0.29843 | 0.063699 | 0.91055 | 0 | 0 | 1 | 1 | 0.29843 | 0.063699 | 1
4093 | 0.31487 | 0.071751 | 0.91055 | 0 | 0 | 1 | 1 | 0.31487 | 0.071751 | 1
4094 | 0.21042 | 0.087213 | 0.91055 | 0 | 0 | 1 | 1 | 0.21042 | 0.087213 | 1
4095 | 0.19148 | 0.097077 | 0.91055 | 0 | 0 | 1 | 1 | 0.19148 | 0.097077 | 1
4096 | 0.15376 | 0.082647 | 0.91055 | 0 | 0 | 1 | 1 | 0.15376 | 0.082647 | 1
4097 | 0.081181 | 0.071159 | 0.91055 | 0 | 0 | 1 | 1 | 0.081181 | 0.071159 | 1
4098 | 0 | 0.070862 | 0.91055 | 0 | 1 | 1 | 1 | 0 | 0.070862 | 1
4099 | 0 | 0.08441 | 0.91055 | 0 | 1 | 1 | 1 | 0 | 0.08441 | 1
4100 | 0 | 0.099837 | 0.91055 | 0 | 1 | 1 | 1 | 0 | 0.099837 | 1
4101 | 0 | 0.096733 | 0.91055 | 0 | 1 | 1 | 1 | 0 | 0.096733 | 1
4102 | 0 | 0.075989 | 0.91055 | 0 | 0 | 1 | 1 | 0 | 0.075989 | 1
4103 | 0 | 0.077134 | 0.91055 | 0 | 0 | 1 | 1 | 0 | 0.077134 | 1
4104 | 0 | 0.075829 | 0.91055 | 0 | 0 | 1 | 1 | 0 | 0.075829 | 1
4105 | 0 | 0.035497 | 0.91055 | 0 | 0 | 1 | 1 | 0 | 0.035497 | 1
4106 | 0 | 0.050964 | 0.91055 | 0 | 0 | 1 | 1 | 0 | 0.050964 | 1
4107 | 0 | 0.036418 | 0.91055 | 0 | 0 | 1 | 1 | 0 | 0.036418 | 1
4108 | 0 | 0.042079 | 0.91055 | 0 | 0 | 1 | 1 | 0 | 0.042079 | 1
4109 | 0 | 0.021603 | 0.91055 | 0 | 0 | 1 | 1 | 0 | 0.021603 | 1
4110 | 0 | 0.016666 | 0.91055 | 0 | 0 | 1 | 1 | 0 | 0.016666 | 1
4111 | 0 | 0.046976 | 0.91055 | 0 | 0 | 1 | 1 | 0 | 0.046976 | 1
4112 | 0 | 0.027454 | 0.91055 | 0 | 0 | 1 | 1 | 0 | 0.027454 | 1
4113 | 0.13791 | 0.038597 | 0.91055 | 0 | 0 | 1 | 1 | 0.13791 | 0.038597 | 1
4114 | 0.34957 | 0.036269 | 0.91055 | 0 | 0 | 1 | 1 | 0.34957 | 0.036269 | 1
4115 | 0.42667 | 0.057275 | 0.91055 | 0 | 0 | 1 | 1 | 0.42667 | 0.057275 | 1
4116 | 0.30555 | 0.10575 | 0.91055 | 0 | 0 | 1 | 1 | 0.30555 | 0.10575 | 1
4117 | 0.31889 | 0.12859 | 0.91055 | 0 | 0 | 1 | 1 | 0.31889 | 0.12859 | 1
4118 | 0.13354 | 0.12736 | 0.91055 | 0 | 0 | 1 | 1 | 0.13354 | 0.12736 | 1
4119 | 0.16267 | 0.14955 | 0.91055 | 0 | 0 | 1 | 1 | 0.16267 | 0.14955 | 1
4120 | 0.12691 | 0.13778 | 0.91055 | 0 | 0 | 1 | 1 | 0.12691 | 0.13778 | 1
4121 | 0.062533 | 0.13007 | 0.91055 | 0 | 0 | 1 | 1 | 0.062533 | 0.13007 | 1
4122 | 0 | 0.12555 | 0.91055 | 0 | 1 | 1 | 1 | 0 | 0.12555 | 1
4123 | 0 | 0.12249 | 0.91055 | 0 | 1 | 1 | 1 | 0 | 0.12249 | 1
4124 | 0 | 0.095088 | 0.91055 | 0 | 1 | 1 | 1 | 0 | 0.095088 | 1
4125 | 0 | 0.087869 | 0.91055 | 0 | 1 | 1 | 1 | 0 | 0.087869 | 1
4126 | 0 | 0.08988 | 0.91055 | 0 | 0 | 1 | 1 | 0 | 0.08988 | 1
4127 | 0 | 0.08015 | 0.91055 | 0 | 0 | 1 | 1 | 0 | 0.08015 | 1
4128 | 0 | 0.071223 | 0.91055 | 0 | 0 | 1 | 1 | 0 | 0.071223 | 1
4129 | 0 | 0.068031 | 0.91055 | 0 | 0 | 1 | 1 | 0 | 0.068031 | 1
4130 | 0 | 0.066076 | 0.91055 | 0 | 0 | 1 | 1 | 0 | 0.066076 | 1
4131 | 0 | 0.060295 | 0.91055 | 0 | 0 | 1 | 1 | 0 | 0.060295 | 1
4132 | 0 | 0.061279 | 0.91055 | 0 | 0 | 1 | 1 | 0 | 0.061279 | 1
4133 | 0 | 0.041192 | 0.91055 | 0 | 0 | 1 | 1 | 0 | 0.041192 | 1
4134 | 0 | 0.035578 | 0.91055 | 0 | 0 | 1 | 1 | 0 | 0.035578 | 1
4135 | 0 | 0.060877 | 0.91055 | 0 | 0 | 1 | 1 | 0 | 0.060877 | 1
4136 | 0 | 0.04684 | 0.91055 | 0 | 0 | 1 | 1 | 0 | 0.04684 | 1
4137 | 0.13655 | 0.059624 | 0.91055 | 0 | 0 | 1 | 1 | 0.13655 | 0.059624 | 1
4138 | 0.36232 | 0.08003 | 0.91055 | 0 | 0 | 1 | 1 | 0.36232 | 0.08003 | 1
4139 | 0.38941 | 0.10342 | 0.91055 | 0 | 0 | 1 | 1 | 0.38941 | 0.10342 | 1
4140 | 0.40226 | 0.1474 | 0.91055 | 0 | 0 | 1 | 1 | 0.40226 | 0.1474 | 1
4141 | 0.38477 | 0.17031 | 0.91055 | 0 | 0 | 1 | 1 | 0.38477 | 0.17031 | 1
4142 | 0.22702 | 0.15469 | 0.91055 | 0 | 0 | 1 | 1 | 0.22702 | 0.15469 | 1
4143 | 0.27127 | 0.18645 | 0.91055 | 0 | 0 | 1 | 1 | 0.27127 | 0.18645 | 1
4144 | 0.19747 | 0.16637 | 0.91055 | 0 | 0 | 1 | 1 | 0.19747 | 0.16637 | 1
4145 | 0.079877 | 0.15676 | 0.91055 | 0 | 0 | 1 | 1 | 0.079877 | 0.15676 | 1
4146 | 0 | 0.14467 | 0.91055 | 0 | 1 | 1 | 1 | 0 | 0.14467 | 1
4147 | 0 | 0.13613 | 0.91055 | 0 | 1 | 1 | 1 | 0 | 0.13613 | 1
4148 | 0 | 0.10521 | 0.91055 | 0 | 1 | 1 | 1 | 0 | 0.10521 | 1
4149 | 0 | 0.10058 | 0.91055 | 0 | 1 | 1 | 1 | 0 | 0.10058 | 1
4150 | 0 | 0.10769 | 0.91055 | 0 | 0 | 1 | 1 | 0 | 0.10769 | 1
4151 | 0 | 0.087894 | 0.91055 | 0 | 0 | 1 | 1 | 0 | 0.087894 | 1
4152 | 0 | 0.092809 | 0.91055 | 0 | 0 | 1 | 1 | 0 | 0.092809 | 1
4153 | 0 | 0.076097 | 0.96684 | 0 | 0 | 1 | 1 | 0 | 0.076097 | 1
4154 | 0 | 0.082608 | 0.96684 | 0 | 0 | 1 | 1 | 0 | 0.082608 | 1
4155 | 0 | 0.067621 | 0.96684 | 0 | 0 | 1 | 1 | 0 | 0.067621 | 1
4156 | 0 | 0.068515 | 0.96684 | 0 | 0 | 1 | 1 | 0 | 0.068515 | 1
4157 | 0 | 0.0535 | 0.96684 | 0 | 0 | 1 | 1 | 0 | 0.0535 | 1
4158 | 0 | 0.042744 | 0.96684 | 0 | 0 | 1 | 1 | 0 | 0.042744 | 1
4159 | 0 | 0.061464 | 0.96684 | 0 | 0 | 1 | 1 | 0 | 0.061464 | 1
4160 | 0 | 0.09296 | 0.96684 | 0 | 0 | 1 | 1 | 0 | 0.09296 | 1
4161 | 0.11865 | 0.11546 | 0.96684 | 0 | 0 | 1 | 1 | 0.11865 | 0.11546 | 1
4162 | 0.33221 | 0.13137 | 0.96684 | 0 | 0 | 1 | 1 | 0.33221 | 0.13137 | 1
4163 | 0.34619 | 0.16227 | 0.96684 | 0 | 0 | 1 | 1 | 0.34619 | 0.16227 | 1
4164 | 0.4445 | 0.20589 | 0.96684 | 0 | 0 | 1 | 1 | 0.4445 | 0.20589 | 1
4165 | 0.38801 | 0.22652 | 0.96684 | 0 | 0 | 1 | 1 | 0.38801 | 0.22652 | 1
4166 | 0.2352 | 0.2184 | 0.96684 | 0 | 0 | 1 | 1 | 0.2352 | 0.2184 | 1
4167 | 0.29074 | 0.22883 | 0.96684 | 0 | 0 | 1 | 1 | 0.29074 | 0.22883 | 1
4168 | 0.19088 | 0.22773 | 0.96684 | 0 | 0 | 1 | 1 | 0.19088 | 0.22773 | 1
4169 | 0.10395 | 0.20539 | 0.96684 | 0 | 0 | 1 | 1 | 0.10395 | 0.20539 | 1
4170 | 0 | 0.18077 | 0.96684 | 0 | 1 | 1 | 1 | 0 | 0.18077 | 1
4171 | 0 | 0.15187 | 0.96684 | 0 | 1 | 1 | 1 | 0 | 0.15187 | 1
4172 | 0 | 0.11819 | 0.96684 | 0 | 1 | 1 | 1 | 0 | 0.11819 | 1
4173 | 0 | 0.11928 | 0.96684 | 0 | 1 | 1 | 1 | 0 | 0.11928 | 1
4174 | 0 | 0.12506 | 0.96684 | 0 | 0 | 1 | 1 | 0 | 0.12506 | 1
4175 | 0 | 0.10369 | 0.96684 | 0 | 0 | 1 | 1 | 0 | 0.10369 | 1
4176 | 0 | 0.10674 | 0.96684 | 0 | 0 | 1 | 1 | 0 | 0.10674 | 1
4177 | 0 | 0.095806 | 0.96684 | 0 | 0 | 1 | 1 | 0 | 0.095806 | 1
4178 | 0 | 0.075728 | 0.96684 | 0 | 0 | 1 | 1 | 0 | 0.075728 | 1
4179 | 0 | 0.064083 | 0.96684 | 0 | 0 | 1 | 1 | 0 | 0.064083 | 1
4180 | 0 | 0.054791 | 0.96684 | 0 | 0 | 1 | 1 | 0 | 0.054791 | 1
4181 | 0 | 0.04964 | 0.96684 | 0 | 0 | 1 | 1 | 0 | 0.04964 | 1
4182 | 0 | 0.036932 | 0.96684 | 0 | 0 | 1 | 1 | 0 | 0.036932 | 1
4183 | 0 | 0.054152 | 0.96684 | 0 | 0 | 1 | 1 | 0 | 0.054152 | 1
4184 | 0 | 0.095344 | 0.96684 | 0 | 0 | 1 | 1 | 0 | 0.095344 | 1
4185 | 0.10544 | 0.1378 | 0.96684 | 0 | 0 | 1 | 1 | 0.10544 | 0.1378 | 1
4186 | 0.30038 | 0.15536 | 0.96684 | 0 | 0 | 1 | 1 | 0.30038 | 0.15536 | 1
4187 | 0.31457 | 0.19844 | 0.96684 | 0 | 0 | 1 | 1 | 0.31457 | 0.19844 | 1
4188 | 0.4136 | 0.22993 | 0.96684 | 0 | 0 | 1 | 1 | 0.4136 | 0.22993 | 1
4189 | 0.38599 | 0.24801 | 0.96684 | 0 | 0 | 1 | 1 | 0.38599 | 0.24801 | 1
4190 | 0.3275 | 0.27925 | 0.96684 | 0 | 0 | 1 | 1 | 0.3275 | 0.27925 | 1
4191 | 0.29581 | 0.26692 | 0.96684 | 0 | 0 | 1 | 1 | 0.29581 | 0.26692 | 1
4192 | 0.19357 | 0.24953 | 0.96684 | 0 | 0 | 1 | 1 | 0.19357 | 0.24953 | 1
4193 | 0.10347 | 0.22224 | 0.96684 | 0 | 0 | 1 | 1 | 0.10347 | 0.22224 | 1
4194 | 0 | 0.21472 | 0.96684 | 0 | 1 | 1 | 1 | 0 | 0.21472 | 1
4195 | 0 | 0.19473 | 0.96684 | 0 | 1 | 1 | 1 | 0 | 0.19473 | 1
4196 | 0 | 0.17154 | 0.96684 | 0 | 1 | 1 | 1 | 0 | 0.17154 | 1
4197 | 0 | 0.17772 | 0.96684 | 0 | 1 | 1 | 1 | 0 | 0.17772 | 1
4198 | 0 | 0.16029 | 0.96684 | 0 | 0 | 1 | 1 | 0 | 0.16029 | 1
4199 | 0 | 0.14197 | 0.96684 | 0 | 0 | 1 | 1 | 0 | 0.14197 | 1
4200 | 0 | 0.15286 | 0.96684 | 0 | 0 | 1 | 1 | 0 | 0.15286 | 1
4201 | 0 | 0.086369 | 0.93132 | 0 | 0 | 1 | 1 | 0 | 0.086369 | 1
4202 | 0 | 0.12007 | 0.93132 | 0 | 0 | 1 | 1 | 0 | 0.12007 | 1
4203 | 0 | 0.063466 | 0.93132 | 0 | 0 | 1 | 1 | 0 | 0.063466 | 1
4204 | 0 | 0.043794 | 0.93132 | 0 | 0 | 1 | 1 | 0 | 0.043794 | 1
4205 | 0 | 0.04543 | 0.93132 | 0 | 0 | 1 | 1 | 0 | 0.04543 | 1
4206 | 0 | 0.025698 | 0.93132 | 0 | 0 | 1 | 1 | 0 | 0.025698 | 1
4207 | 0 | 0.045331 | 0.93132 | 0 | 0 | 1 | 1 | 0 | 0.045331 | 1
4208 | 0 | 0.073754 | 0.93132 | 0 | 0 | 1 | 1 | 0 | 0.073754 | 1
4209 | 0.10154 | 0.13408 | 0.93132 | 0 | 0 | 1 | 1 | 0.10154 | 0.13408 | 1
4210 | 0.25397 | 0.13983 | 0.93132 | 0 | 0 | 1 | 1 | 0.25397 | 0.13983 | 1
4211 | 0.23306 | 0.18735 | 0.93132 | 0 | 0 | 1 | 1 | 0.23306 | 0.18735 | 1
4212 | 0.35934 | 0.2208 | 0.93132 | 0 | 0 | 1 | 1 | 0.35934 | 0.2208 | 1
4213 | 0.34914 | 0.24426 | 0.93132 | 0 | 0 | 1 | 1 | 0.34914 | 0.24426 | 1
4214 | 0.29501 | 0.28655 | 0.93132 | 0 | 0 | 1 | 1 | 0.29501 | 0.28655 | 1
4215 | 0.24518 | 0.25486 | 0.93132 | 0 | 0 | 1 | 1 | 0.24518 | 0.25486 | 1
4216 | 0.13621 | 0.22765 | 0.93132 | 0 | 0 | 1 | 1 | 0.13621 | 0.22765 | 1
4217 | 0.079547 | 0.18297 | 0.93132 | 0 | 0 | 1 | 1 | 0.079547 | 0.18297 | 1
4218 | 0 | 0.19882 | 0.93132 | 0 | 1 | 1 | 1 | 0 | 0.19882 | 1
4219 | 0 | 0.19388 | 0.93132 | 0 | 1 | 1 | 1 | 0 | 0.19388 | 1
4220 | 0 | 0.14873 | 0.93132 | 0 | 1 | 1 | 1 | 0 | 0.14873 | 1
4221 | 0 | 0.1295 | 0.93132 | 0 | 1 | 1 | 1 | 0 | 0.1295 | 1
4222 | 0 | 0.11698 | 0.93132 | 0 | 0 | 1 | 1 | 0 | 0.11698 | 1
4223 | 0 | 0.11 | 0.93132 | 0 | 0 | 1 | 1 | 0 | 0.11 | 1
4224 | 0 | 0.12454 | 0.93132 | 0 | 0 | 1 | 1 | 0 | 0.12454 | 1
4225 | 0 | 0.12381 | 0.93132 | 0 | 0 | 1 | 1 | 0 | 0.12381 | 1
4226 | 0 | 0.1033 | 0.93132 | 0 | 0 | 1 | 1 | 0 | 0.1033 | 1
4227 | 0 | 0.049468 | 0.93132 | 0 | 0 | 1 | 1 | 0 | 0.049468 | 1
4228 | 0 | 0.033944 | 0.93132 | 0 | 0 | 1 | 1 | 0 | 0.033944 | 1
4229 | 0 | 0.032011 | 0.93132 | 0 | 0 | 1 | 1 | 0 | 0.032011 | 1
4230 | 0 | 0.017968 | 0.93132 | 0 | 0 | 1 | 1 | 0 | 0.017968 | 1
4231 | 0 | 0.048989 | 0.93132 | 0 | 0 | 1 | 1 | 0 | 0.048989 | 1
4232 | 0 | 0.060079 | 0.93132 | 0 | 0 | 1 | 1 | 0 | 0.060079 | 1
4233 | 0.1075 | 0.10868 | 0.93132 | 0 | 0 | 1 | 1 | 0.1075 | 0.10868 | 1
4234 | 0.27363 | 0.13544 | 0.93132 | 0 | 0 | 1 | 1 | 0.27363 | 0.13544 | 1
4235 | 0.25826 | 0.17366 | 0.93132 | 0 | 0 | 1 | 1 | 0.25826 | 0.17366 | 1
4236 | 0.30497 | 0.19848 | 0.93132 | 0 | 0 | 1 | 1 | 0.30497 | 0.19848 | 1
4237 | 0.30174 | 0.2238 | 0.93132 | 0 | 0 | 1 | 1 | 0.30174 | 0.2238 | 1
4238 | 0.27544 | 0.26049 | 0.93132 | 0 | 0 | 1 | 1 | 0.27544 | 0.26049 | 1
4239 | 0.21098 | 0.25639 | 0.93132 | 0 | 0 | 1 | 1 | 0.21098 | 0.25639 | 1
4240 | 0.15145 | 0.22868 | 0.93132 | 0 | 0 | 1 | 1 | 0.15145 | 0.22868 | 1
4241 | 0.01145 | 0.21371 | 0.93132 | 0 | 0 | 1 | 1 | 0.01145 | 0.21371 | 1
4242 | 0 | 0.21367 | 0.93132 | 0 | 1 | 1 | 1 | 0 | 0.21367 | 1
4243 | 0 | 0.16762 | 0.93132 | 0 | 1 | 1 | 1 | 0 | 0.16762 | 1
4244 | 0 | 0.14953 | 0.93132 | 0 | 1 | 1 | 1 | 0 | 0.14953 | 1
4245 | 0 | 0.1187 | 0.93132 | 0 | 1 | 1 | 1 | 0 | 0.1187 | 1
4246 | 0 | 0.077007 | 0.93132 | 0 | 0 | 1 | 1 | 0 | 0.077007 | 1
4247 | 0 | 0.059176 | 0.93132 | 0 | 0 | 1 | 1 | 0 | 0.059176 | 1
4248 | 0 | 0.061808 | 0.93132 | 0 | 0 | 1 | 1 | 0 | 0.061808 | 1
4249 | 0 | 0.10126 | 0.93132 | 0 | 0 | 1 | 1 | 0 | 0.10126 | 1
4250 | 0 | 0.071018 | 0.93132 | 0 | 0 | 1 | 1 | 0 | 0.071018 | 1
4251 | 0 | 0.028091 | 0.93132 | 0 | 0 | 1 | 1 | 0 | 0.028091 | 1
4252 | 0 | 0.015747 | 0.93132 | 0 | 0 | 1 | 1 | 0 | 0.015747 | 1
4253 | 0 | 0.028656 | 0.93132 | 0 | 0 | 1 | 1 | 0 | 0.028656 | 1
4254 | 0 | 0.012942 | 0.93132 | 0 | 0 | 1 | 1 | 0 | 0.012942 | 1
4255 | 0 | 0.034479 | 0.93132 | 0 | 0 | 1 | 1 | 0 | 0.034479 | 1
4256 | 0 | 0.034179 | 0.93132 | 0 | 0 | 1 | 1 | 0 | 0.034179 | 1
4257 | 0.098363 | 0.071906 | 0.93132 | 0 | 0 | 1 | 1 | 0.098363 | 0.071906 | 1
4258 | 0.29001 | 0.10066 | 0.93132 | 0 | 0 | 1 | 1 | 0.29001 | 0.10066 | 1
4259 | 0.24561 | 0.14392 | 0.93132 | 0 | 0 | 1 | 1 | 0.24561 | 0.14392 | 1
4260 | 0.23819 | 0.1778 | 0.93132 | 0 | 0 | 1 | 1 | 0.23819 | 0.1778 | 1
4261 | 0.2087 | 0.20393 | 0.93132 | 0 | 0 | 1 | 1 | 0.2087 | 0.20393 | 1
4262 | 0.15975 | 0.23048 | 0.93132 | 0 | 0 | 1 | 1 | 0.15975 | 0.23048 | 1
4263 | 0.14343 | 0.22743 | 0.93132 | 0 | 0 | 1 | 1 | 0.14343 | 0.22743 | 1
4264 | 0.10623 | 0.19519 | 0.93132 | 0 | 0 | 1 | 1 | 0.10623 | 0.19519 | 1
4265 | 0.004948 | 0.19004 | 0.93132 | 0 | 0 | 1 | 1 | 0.004948 | 0.19004 | 1
4266 | 0 | 0.20455 | 0.93132 | 0 | 1 | 1 | 1 | 0 | 0.20455 | 1
4267 | 0 | 0.14605 | 0.93132 | 0 | 1 | 1 | 1 | 0 | 0.14605 | 1
4268 | 0 | 0.10498 | 0.93132 | 0 | 1 | 1 | 1 | 0 | 0.10498 | 1
4269 | 0 | 0.053753 | 0.93132 | 0 | 1 | 1 | 1 | 0 | 0.053753 | 1
4270 | 0 | 0.010112 | 0.93132 | 0 | 0 | 1 | 1 | 0 | 0.010112 | 1
4271 | 0 | 0 | 0.93132 | 0 | 0 | 1 | 1 | 0 | 0 | 1
4272 | 0 | 0.002093 | 0.93132 | 0 | 0 | 1 | 1 | 0 | 0.002093 | 1
4273 | 0 | 0.047223 | 0.93132 | 0 | 0 | 1 | 1 | 0 | 0.047223 | 1
4274 | 0 | 0 | 0.93132 | 0 | 0 | 1 | 1 | 0 | 0 | 1
4275 | 0 | 0 | 0.93132 | 0 | 0 | 1 | 1 | 0 | 0 | 1
4276 | 0 | 0 | 0.93132 | 0 | 0 | 1 | 1 | 0 | 0 | 1
4277 | 0 | 0 | 0.93132 | 0 | 0 | 1 | 1 | 0 | 0 | 1
4278 | 0 | 0 | 0.93132 | 0 | 0 | 1 | 1 | 0 | 0 | 1
4279 | 0 | 0.012102 | 0.93132 | 0 | 0 | 1 | 1 | 0 | 0.012102 | 1
4280 | 0 | 0.0064299 | 0.93132 | 0 | 0 | 1 | 1 | 0 | 0.0064299 | 1
4281 | 0.10963 | 0.025343 | 0.93132 | 0 | 0 | 1 | 1 | 0.10963 | 0.025343 | 1
4282 | 0.32472 | 0.070471 | 0.93132 | 0 | 0 | 1 | 1 | 0.32472 | 0.070471 | 1
4283 | 0.33165 | 0.10583 | 0.93132 | 0 | 0 | 1 | 1 | 0.33165 | 0.10583 | 1
4284 | 0.22384 | 0.1369 | 0.93132 | 0 | 0 | 1 | 1 | 0.22384 | 0.1369 | 1
4285 | 0.16593 | 0.15161 | 0.93132 | 0 | 0 | 1 | 1 | 0.16593 | 0.15161 | 1
4286 | 0.11876 | 0.16986 | 0.93132 | 0 | 0 | 1 | 1 | 0.11876 | 0.16986 | 1
4287 | 0.14723 | 0.16405 | 0.93132 | 0 | 0 | 1 | 1 | 0.14723 | 0.16405 | 1
4288 | 0.13295 | 0.15151 | 0.93132 | 0 | 0 | 1 | 1 | 0.13295 | 0.15151 | 1
4289 | 0.017689 | 0.15214 | 0.93132 | 0 | 0 | 1 | 1 | 0.017689 | 0.15214 | 1
4290 | 0 | 0.14896 | 0.93132 | 0 | 1 | 1 | 1 | 0 | 0.14896 | 1
4291 | 0 | 0.10017 | 0.93132 | 0 | 1 | 1 | 1 | 0 | 0.10017 | 1
4292 | 0 | 0.070602 | 0.93132 | 0 | 1 | 1 | 1 | 0 | 0.070602 | 1
4293 | 0 | 0.040826 | 0.93132 | 0 | 1 | 1 | 1 | 0 | 0.040826 | 1
4294 | 0 | 0 | 0.93132 | 0 | 0 | 1 | 1 | 0 | 0 | 1
4295 | 0 | 0 | 0.93132 | 0 | 0 | 1 | 1 | 0 | 0 | 1
4296 | 0 | 0 | 0.93132 | 0 | 0 | 1 | 1 | 0 | 0 | 1
4297 | 0 | 0 | 0.93132 | 0 | 0 | 1 | 1 | 0 | 0 | 1
4298 | 0 | 0 | 0.93132 | 0 | 0 | 1 | 1 | 0 | 0 | 1
4299 | 0 | 0 | 0.93132 | 0 | 0 | 1 | 1 | 0 | 0 | 1
4300 | 0 | 0 | 0.93132 | 0 | 0 | 1 | 1 | 0 | 0 | 1
4301 | 0 | 0.0023913 | 0.93132 | 0 | 0 | 1 | 1 | 0 | 0.0023913 | 1
4302 | 0 | 0 | 0.93132 | 0 | 0 | 1 | 1 | 0 | 0 | 1
4303 | 0 | 0.014868 | 0.93132 | 0 | 0 | 1 | 1 | 0 | 0.014868 | 1
4304 | 0 | 0.013487 | 0.93132 | 0 | 0 | 1 | 1 | 0 | 0.013487 | 1
4305 | 0.11341 | 0.026014 | 0.93132 | 0 | 0 | 1 | 1 | 0.11341 | 0.026014 | 1
4306 | 0.23185 | 0.060239 | 0.93132 | 0 | 0 | 1 | 1 | 0.23185 | 0.060239 | 1
4307 | 0.33811 | 0.09279 | 0.93132 | 0 | 0 | 1 | 1 | 0.33811 | 0.09279 | 1
4308 | 0.27143 | 0.1338 | 0.93132 | 0 | 0 | 1 | 1 | 0.27143 | 0.1338 | 1
4309 | 0.20638 | 0.14728 | 0.93132 | 0 | 0 | 1 | 1 | 0.20638 | 0.14728 | 1
4310 | 0.18506 | 0.15582 | 0.93132 | 0 | 0 | 1 | 1 | 0.18506 | 0.15582 | 1
4311 | 0.19615 | 0.14264 | 0.93132 | 0 | 0 | 1 | 1 | 0.19615 | 0.14264 | 1
4312 | 0.13481 | 0.1271 | 0.93132 | 0 | 0 | 1 | 1 | 0.13481 | 0.1271 | 1
4313 | 0.058228 | 0.10764 | 0.93132 | 0 | 0 | 1 | 1 | 0.058228 | 0.10764 | 1
4314 | 0 | 0.10012 | 0.93132 | 0 | 1 | 1 | 1 | 0 | 0.10012 | 1
4315 | 0 | 0.065432 | 0.93132 | 0 | 1 | 1 | 1 | 0 | 0.065432 | 1
4316 | 0 | 0.024386 | 0.93132 | 0 | 1 | 1 | 1 | 0 | 0.024386 | 1
4317 | 0 | 0.002836 | 0.93132 | 0 | 1 | 1 | 1 | 0 | 0.002836 | 1
4318 | 0 | 0 | 0.93132 | 0 | 0 | 1 | 1 | 0 | 0 | 1
4319 | 0 | 0 | 0.93132 | 0 | 0 | 1 | 1 | 0 | 0 | 1
4320 | 0 | 0 | 0.93132 | 0 | 0 | 1 | 1 | 0 | 0 | 1
4321 | 0 | 0 | 0.93132 | 0 | 0 | 1 | 1 | 0 | 0 | 1
4322 | 0 | 0 | 0.93132 | 0 | 0 | 1 | 1 | 0 | 0 | 1
4323 | 0 | 0 | 0.93132 | 0 | 0 | 1 | 1 | 0 | 0 | 1
4324 | 0 | 0 | 0.93132 | 0 | 0 | 1 | 1 | 0 | 0 | 1
4325 | 0 | 0 | 0.93132 | 0 | 0 | 1 | 1 | 0 | 0 | 1
4326 | 0 | 0 | 0.93132 | 0 | 0 | 1 | 1 | 0 | 0 | 1
4327 | 0 | 0.007891 | 0.93132 | 0 | 0 | 1 | 1 | 0 | 0.007891 | 1
4328 | 0 | 0.012145 | 0.93132 | 0 | 0 | 1 | 1 | 0 | 0.012145 | 1
4329 | 0.11142 | 0.01923 | 0.93132 | 0 | 0 | 1 | 1 | 0.11142 | 0.01923 | 1
4330 | 0.15917 | 0.050702 | 0.93132 | 0 | 0 | 1 | 1 | 0.15917 | 0.050702 | 1
4331 | 0.29728 | 0.08824 | 0.93132 | 0 | 0 | 1 | 1 | 0.29728 | 0.08824 | 1
4332 | 0.29685 | 0.10542 | 0.93132 | 0 | 0 | 1 | 1 | 0.29685 | 0.10542 | 1
4333 | 0.21044 | 0.12444 | 0.93132 | 0 | 0 | 1 | 1 | 0.21044 | 0.12444 | 1
4334 | 0.23282 | 0.12173 | 0.93132 | 0 | 0 | 1 | 1 | 0.23282 | 0.12173 | 1
4335 | 0.18756 | 0.10119 | 0.93132 | 0 | 0 | 1 | 1 | 0.18756 | 0.10119 | 1
4336 | 0.13833 | 0.095358 | 0.93132 | 0 | 0 | 1 | 1 | 0.13833 | 0.095358 | 1
4337 | 0.043511 | 0.062827 | 0.93132 | 0 | 0 | 1 | 1 | 0.043511 | 0.062827 | 1
4338 | 0 | 0.05117 | 0.93132 | 0 | 1 | 1 | 1 | 0 | 0.05117 | 1
4339 | 0 | 0.043215 | 0.93132 | 0 | 1 | 1 | 1 | 0 | 0.043215 | 1
4340 | 0 | 0.0077586 | 0.93132 | 0 | 1 | 1 | 1 | 0 | 0.0077586 | 1
4341 | 0 | 0.0015927 | 0.93132 | 0 | 1 | 1 | 1 | 0 | 0.0015927 | 1
4342 | 0 | 0.0048556 | 0.93132 | 0 | 0 | 1 | 1 | 0 | 0.0048556 | 1
4343 | 0 | 0.0032103 | 0.93132 | 0 | 0 | 1 | 1 | 0 | 0.0032103 | 1
4344 | 0 | 0 | 0.93132 | 0 | 0 | 1 | 1 | 0 | 0 | 1
4345 | 0 | 0 | 0.93132 | 0 | 0 | 1 | 1 | 0 | 0 | 1
4346 | 0 | 0 | 0.93132 | 0 | 0 | 1 | 1 | 0 | 0 | 1
4347 | 0 | 0 | 0.93132 | 0 | 0 | 1 | 1 | 0 | 0 | 1
4348 | 0 | 0 | 0.93132 | 0 | 0 | 1 | 1 | 0 | 0 | 1
4349 | 0 | 0 | 0.93132 | 0 | 0 | 1 | 1 | 0 | 0 | 1
4350 | 0 | 0 | 0.93132 | 0 | 0 | 1 | 1 | 0 | 0 | 1
4351 | 0 | 0.0099996 | 0.93132 | 0 | 0 | 1 | 1 | 0 | 0.0099996 | 1
4352 | 0 | 0.011283 | 0.93132 | 0 | 0 | 1 | 1 | 0 | 0.011283 | 1
4353 | 0.13084 | 0.016927 | 0.93132 | 0 | 0 | 1 | 1 | 0.13084 | 0.016927 | 1
4354 | 0.14279 | 0.046506 | 0.93132 | 0 | 0 | 1 | 1 | 0.14279 | 0.046506 | 1
4355 | 0.26356 | 0.070925 | 0.93132 | 0 | 0 | 1 | 1 | 0.26356 | 0.070925 | 1
4356 | 0.29066 | 0.083506 | 0.93132 | 0 | 0 | 1 | 1 | 0.29066 | 0.083506 | 1
4357 | 0.231 | 0.11132 | 0.93132 | 0 | 0 | 1 | 1 | 0.231 | 0.11132 | 1
4358 | 0.255 | 0.097945 | 0.93132 | 0 | 0 | 1 | 1 | 0.255 | 0.097945 | 1
4359 | 0.20207 | 0.09906 | 0.93132 | 0 | 0 | 1 | 1 | 0.20207 | 0.09906 | 1
4360 | 0.12721 | 0.10805 | 0.93132 | 0 | 0 | 1 | 1 | 0.12721 | 0.10805 | 1
4361 | 0.047101 | 0.076223 | 0.93132 | 0 | 0 | 1 | 1 | 0.047101 | 0.076223 | 1
4362 | 0 | 0.058923 | 0.93132 | 0 | 1 | 1 | 1 | 0 | 0.058923 | 1
4363 | 0 | 0.054586 | 0.93132 | 0 | 1 | 1 | 1 | 0 | 0.054586 | 1
4364 | 0 | 0.012571 | 0.93132 | 0 | 1 | 1 | 1 | 0 | 0.012571 | 1
4365 | 0 | 0.015142 | 0.93132 | 0 | 1 | 1 | 1 | 0 | 0.015142 | 1
4366 | 0 | 0.016528 | 0.93132 | 0 | 0 | 1 | 1 | 0 | 0.016528 | 1
4367 | 0 | 0.038983 | 0.93132 | 0 | 0 | 1 | 1 | 0 | 0.038983 | 1
4368 | 0 | 0.028019 | 0.93132 | 0 | 0 | 1 | 1 | 0 | 0.028019 | 1
4369 | 0 | 0 | 0.93132 | 0 | 0 | 1 | 1 | 0 | 0 | 1
4370 | 0 | 0.0061443 | 0.93132 | 0 | 0 | 1 | 1 | 0 | 0.0061443 | 1
4371 | 0 | 0 | 0.93132 | 0 | 0 | 1 | 1 | 0 | 0 | 1
4372 | 0 | 0 | 0.93132 | 0 | 0 | 1 | 1 | 0 | 0 | 1
4373 | 0 | 0 | 0.93132 | 0 | 0 | 1 | 1 | 0 | 0 | 1
4374 | 0 | 0.0060446 | 0.93132 | 0 | 0 | 1 | 1 | 0 | 0.0060446 | 1
4375 | 0 | 0.05407 | 0.93132 | 0 | 0 | 1 | 1 | 0 | 0.05407 | 1
4376 | 0 | 0.048185 | 0.93132 | 0 | 0 | 1 | 1 | 0 | 0.048185 | 1
4377 | 0.069735 | 0.059049 | 0.93132 | 0 | 0 | 1 | 1 | 0.069735 | 0.059049 | 1
4378 | 0.10741 | 0.086226 | 0.93132 | 0 | 0 | 1 | 1 | 0.10741 | 0.086226 | 1
4379 | 0.16367 | 0.10647 | 0.93132 | 0 | 0 | 1 | 1 | 0.16367 | 0.10647 | 1
4380 | 0.2602 | 0.1073 | 0.93132 | 0 | 0 | 1 | 1 | 0.2602 | 0.1073 | 1
4381 | 0.21637 | 0.14022 | 0.93132 | 0 | 0 | 1 | 1 | 0.21637 | 0.14022 | 1
4382 | 0.20982 | 0.12975 | 0.93132 | 0 | 0 | 1 | 1 | 0.20982 | 0.12975 | 1
4383 | 0.18257 | 0.13433 | 0.93132 | 0 | 0 | 1 | 1 | 0.18257 | 0.13433 | 1
4384 | 0.13263 | 0.14168 | 0.93132 | 0 | 0 | 1 | 1 | 0.13263 | 0.14168 | 1
4385 | 0.053714 | 0.11985 | 0.93132 | 0 | 0 | 1 | 1 | 0.053714 | 0.11985 | 1
4386 | 0 | 0.10447 | 0.93132 | 0 | 1 | 1 | 1 | 0 | 0.10447 | 1
4387 | 0 | 0.10657 | 0.93132 | 0 | 1 | 1 | 1 | 0 | 0.10657 | 1
4388 | 0 | 0.062674 | 0.93132 | 0 | 1 | 1 | 1 | 0 | 0.062674 | 1
4389 | 0 | 0.067593 | 0.93132 | 0 | 1 | 1 | 1 | 0 | 0.067593 | 1
4390 | 0 | 0.063453 | 0.93132 | 0 | 0 | 1 | 1 | 0 | 0.063453 | 1
4391 | 0 | 0.077223 | 0.93132 | 0 | 0 | 1 | 1 | 0 | 0.077223 | 1
4392 | 0 | 0.054604 | 0.93132 | 0 | 0 | 1 | 1 | 0 | 0.054604 | 1
4393 | 0 | 0 | 0.93132 | 0 | 0 | 1 | 1 | 0 | 0 | 1
4394 | 0 | 0.025126 | 0.93132 | 0 | 0 | 1 | 1 | 0 | 0.025126 | 1
4395 | 0 | 0.011896 | 0.93132 | 0 | 0 | 1 | 1 | 0 | 0.011896 | 1
4396 | 0 | 0.013141 | 0.93132 | 0 | 0 | 1 | 1 | 0 | 0.013141 | 1
4397 | 0 | 0.024325 | 0.93132 | 0 | 0 | 1 | 1 | 0 | 0.024325 | 1
4398 | 0 | 0.036308 | 0.93132 | 0 | 0 | 1 | 1 | 0 | 0.036308 | 1
4399 | 0 | 0.0864 | 0.93132 | 0 | 0 | 1 | 1 | 0 | 0.0864 | 1
4400 | 0 | 0.075277 | 0.93132 | 0 | 0 | 1 | 1 | 0 | 0.075277 | 1
4401 | 0.044916 | 0.10416 | 0.93132 | 0 | 0 | 1 | 1 | 0.044916 | 0.10416 | 1
4402 | 0.12703 | 0.13386 | 0.93132 | 0 | 0 | 1 | 1 | 0.12703 | 0.13386 | 1
4403 | 0.17512 | 0.13915 | 0.93132 | 0 | 0 | 1 | 1 | 0.17512 | 0.13915 | 1
4404 | 0.23525 | 0.16327 | 0.93132 | 0 | 0 | 1 | 1 | 0.23525 | 0.16327 | 1
4405 | 0.25234 | 0.189 | 0.93132 | 0 | 0 | 1 | 1 | 0.25234 | 0.189 | 1
4406 | 0.22977 | 0.17478 | 0.93132 | 0 | 0 | 1 | 1 | 0.22977 | 0.17478 | 1
4407 | 0.20738 | 0.20241 | 0.93132 | 0 | 0 | 1 | 1 | 0.20738 | 0.20241 | 1
4408 | 0.15272 | 0.21233 | 0.93132 | 0 | 0 | 1 | 1 | 0.15272 | 0.21233 | 1
4409 | 0.059058 | 0.19686 | 0.93132 | 0 | 0 | 1 | 1 | 0.059058 | 0.19686 | 1
4410 | 0 | 0.16127 | 0.93132 | 0 | 1 | 1 | 1 | 0 | 0.16127 | 1
4411 | 0 | 0.13799 | 0.93132 | 0 | 1 | 1 | 1 | 0 | 0.13799 | 1
4412 | 0 | 0.097933 | 0.93132 | 0 | 1 | 1 | 1 | 0 | 0.097933 | 1
4413 | 0 | 0.099399 | 0.93132 | 0 | 1 | 1 | 1 | 0 | 0.099399 | 1
4414 | 0 | 0.099841 | 0.93132 | 0 | 0 | 1 | 1 | 0 | 0.099841 | 1
4415 | 0 | 0.10451 | 0.93132 | 0 | 0 | 1 | 1 | 0 | 0.10451 | 1
4416 | 0 | 0.10642 | 0.93132 | 0 | 0 | 1 | 1 | 0 | 0.10642 | 1
4417 | 0 | 0.023249 | 0.93132 | 0 | 0 | 1 | 1 | 0 | 0.023249 | 1
4418 | 0 | 0.069001 | 0.93132 | 0 | 0 | 1 | 1 | 0 | 0.069001 | 1
4419 | 0 | 0.053244 | 0.93132 | 0 | 0 | 1 | 1 | 0 | 0.053244 | 1
4420 | 0 | 0.05012 | 0.93132 | 0 | 0 | 1 | 1 | 0 | 0.05012 | 1
4421 | 0 | 0.058092 | 0.93132 | 0 | 0 | 1 | 1 | 0 | 0.058092 | 1
4422 | 0 | 0.063543 | 0.93132 | 0 | 0 | 1 | 1 | 0 | 0.063543 | 1
4423 | 0 | 0.10567 | 0.93132 | 0 | 0 | 1 | 1 | 0 | 0.10567 | 1
4424 | 0 | 0.10259 | 0.93132 | 0 | 0 | 1 | 1 | 0 | 0.10259 | 1
4425 | 0.026086 | 0.10443 | 0.93132 | 0 | 0 | 1 | 1 | 0.026086 | 0.10443 | 1
4426 | 0.11973 | 0.131 | 0.93132 | 0 | 0 | 1 | 1 | 0.11973 | 0.131 | 1
4427 | 0.18359 | 0.15502 | 0.93132 | 0 | 0 | 1 | 1 | 0.18359 | 0.15502 | 1
4428 | 0.23555 | 0.18162 | 0.93132 | 0 | 0 | 1 | 1 | 0.23555 | 0.18162 | 1
4429 | 0.24922 | 0.1899 | 0.93132 | 0 | 0 | 1 | 1 | 0.24922 | 0.1899 | 1
4430 | 0.22963 | 0.19765 | 0.93132 | 0 | 0 | 1 | 1 | 0.22963 | 0.19765 | 1
4431 | 0.17512 | 0.21155 | 0.93132 | 0 | 0 | 1 | 1 | 0.17512 | 0.21155 | 1
4432 | 0.15254 | 0.21416 | 0.93132 | 0 | 0 | 1 | 1 | 0.15254 | 0.21416 | 1
4433 | 0.058696 | 0.18472 | 0.93132 | 0 | 0 | 1 | 1 | 0.058696 | 0.18472 | 1
4434 | 0 | 0.18139 | 0.93132 | 0 | 1 | 1 | 1 | 0 | 0.18139 | 1
4435 | 0 | 0.14022 | 0.93132 | 0 | 1 | 1 | 1 | 0 | 0.14022 | 1
4436 | 0 | 0.11354 | 0.93132 | 0 | 1 | 1 | 1 | 0 | 0.11354 | 1
4437 | 0 | 0.10416 | 0.93132 | 0 | 1 | 1 | 1 | 0 | 0.10416 | 1
4438 | 0 | 0.10067 | 0.93132 | 0 | 0 | 1 | 1 | 0 | 0.10067 | 1
4439 | 0 | 0.08441 | 0.93132 | 0 | 0 | 1 | 1 | 0 | 0.08441 | 1
4440 | 0 | 0.06941 | 0.93132 | 0 | 0 | 1 | 1 | 0 | 0.06941 | 1
4441 | 0 | 0.083083 | 0.93132 | 0 | 0 | 1 | 1 | 0 | 0.083083 | 1
4442 | 0 | 0.034613 | 0.93132 | 0 | 0 | 1 | 1 | 0 | 0.034613 | 1
4443 | 0 | 0.034323 | 0.93132 | 0 | 0 | 1 | 1 | 0 | 0.034323 | 1
4444 | 0 | 0.032757 | 0.93132 | 0 | 0 | 1 | 1 | 0 | 0.032757 | 1
4445 | 0 | 0.030765 | 0.93132 | 0 | 0 | 1 | 1 | 0 | 0.030765 | 1
4446 | 0 | 0.01979 | 0.93132 | 0 | 0 | 1 | 1 | 0 | 0.01979 | 1
4447 | 0 | 0.055764 | 0.93132 | 0 | 0 | 1 | 1 | 0 | 0.055764 | 1
4448 | 0 | 0.071526 | 0.93132 | 0 | 0 | 1 | 1 | 0 | 0.071526 | 1
4449 | 0.038409 | 0.068319 | 0.93132 | 0 | 0 | 1 | 1 | 0.038409 | 0.068319 | 1
4450 | 0.15515 | 0.10092 | 0.93132 | 0 | 0 | 1 | 1 | 0.15515 | 0.10092 | 1
4451 | 0.25901 | 0.12337 | 0.93132 | 0 | 0 | 1 | 1 | 0.25901 | 0.12337 | 1
4452 | 0.24635 | 0.16395 | 0.93132 | 0 | 0 | 1 | 1 | 0.24635 | 0.16395 | 1
4453 | 0.29544 | 0.17568 | 0.93132 | 0 | 0 | 1 | 1 | 0.29544 | 0.17568 | 1
4454 | 0.28015 | 0.1794 | 0.93132 | 0 | 0 | 1 | 1 | 0.28015 | 0.1794 | 1
4455 | 0.23957 | 0.17513 | 0.93132 | 0 | 0 | 1 | 1 | 0.23957 | 0.17513 | 1
4456 | 0.17359 | 0.17988 | 0.93132 | 0 | 0 | 1 | 1 | 0.17359 | 0.17988 | 1
4457 | 0.037887 | 0.15348 | 0.93132 | 0 | 0 | 1 | 1 | 0.037887 | 0.15348 | 1
4458 | 0 | 0.14043 | 0.93132 | 0 | 1 | 1 | 1 | 0 | 0.14043 | 1
4459 | 0 | 0.10739 | 0.93132 | 0 | 1 | 1 | 1 | 0 | 0.10739 | 1
4460 | 0 | 0.095558 | 0.93132 | 0 | 1 | 1 | 1 | 0 | 0.095558 | 1
4461 | 0 | 0.094212 | 0.93132 | 0 | 1 | 1 | 1 | 0 | 0.094212 | 1
4462 | 0 | 0.085991 | 0.93132 | 0 | 0 | 1 | 1 | 0 | 0.085991 | 1
4463 | 0 | 0.082769 | 0.93132 | 0 | 0 | 1 | 1 | 0 | 0.082769 | 1
4464 | 0 | 0.077737 | 0.93132 | 0 | 0 | 1 | 1 | 0 | 0.077737 | 1
4465 | 0 | 0.048229 | 0.93132 | 0 | 0 | 1 | 1 | 0 | 0.048229 | 1
4466 | 0 | 0.055375 | 0.93132 | 0 | 0 | 1 | 1 | 0 | 0.055375 | 1
4467 | 0 | 0.060519 | 0.93132 | 0 | 0 | 1 | 1 | 0 | 0.060519 | 1
4468 | 0 | 0.056053 | 0.93132 | 0 | 0 | 1 | 1 | 0 | 0.056053 | 1
4469 | 0 | 0.053013 | 0.93132 | 0 | 0 | 1 | 1 | 0 | 0.053013 | 1
4470 | 0 | 0.056143 | 0.93132 | 0 | 0 | 1 | 1 | 0 | 0.056143 | 1
4471 | 0 | 0.057857 | 0.93132 | 0 | 0 | 1 | 1 | 0 | 0.057857 | 1
4472 | 0 | 0.085083 | 0.93132 | 0 | 0 | 1 | 1 | 0 | 0.085083 | 1
4473 | 0.057023 | 0.064652 | 0.93132 | 0 | 0 | 1 | 1 | 0.057023 | 0.064652 | 1
4474 | 0.13739 | 0.080891 | 0.93132 | 0 | 0 | 1 | 1 | 0.13739 | 0.080891 | 1
4475 | 0.29362 | 0.10527 | 0.93132 | 0 | 0 | 1 | 1 | 0.29362 | 0.10527 | 1
4476 | 0.31176 | 0.13657 | 0.93132 | 0 | 0 | 1 | 1 | 0.31176 | 0.13657 | 1
4477 | 0.33907 | 0.15969 | 0.93132 | 0 | 0 | 1 | 1 | 0.33907 | 0.15969 | 1
4478 | 0.2994 | 0.17449 | 0.93132 | 0 | 0 | 1 | 1 | 0.2994 | 0.17449 | 1
4479 | 0.29493 | 0.16659 | 0.93132 | 0 | 0 | 1 | 1 | 0.29493 | 0.16659 | 1
4480 | 0.18997 | 0.14924 | 0.93132 | 0 | 0 | 1 | 1 | 0.18997 | 0.14924 | 1
4481 | 0.086344 | 0.1278 | 0.93132 | 0 | 0 | 1 | 1 | 0.086344 | 0.1278 | 1
4482 | 0 | 0.14203 | 0.93132 | 0 | 1 | 1 | 1 | 0 | 0.14203 | 1
4483 | 0 | 0.1265 | 0.93132 | 0 | 1 | 1 | 1 | 0 | 0.1265 | 1
4484 | 0 | 0.11346 | 0.93132 | 0 | 1 | 1 | 1 | 0 | 0.11346 | 1
4485 | 0 | 0.11273 | 0.93132 | 0 | 1 | 1 | 1 | 0 | 0.11273 | 1
4486 | 0 | 0.092707 | 0.93132 | 0 | 0 | 1 | 1 | 0 | 0.092707 | 1
4487 | 0 | 0.088747 | 0.93132 | 0 | 0 | 1 | 1 | 0 | 0.088747 | 1
4488 | 0 | 0.068647 | 0.93132 | 0 | 0 | 1 | 1 | 0 | 0.068647 | 1
4489 | 0 | 0.048479 | 0.93132 | 0 | 0 | 1 | 1 | 0 | 0.048479 | 1
4490 | 0 | 0.036456 | 0.93132 | 0 | 0 | 1 | 1 | 0 | 0.036456 | 1
4491 | 0 | 0.041808 | 0.93132 | 0 | 0 | 1 | 1 | 0 | 0.041808 | 1
4492 | 0 | 0.04532 | 0.93132 | 0 | 0 | 1 | 1 | 0 | 0.04532 | 1
4493 | 0 | 0.054066 | 0.93132 | 0 | 0 | 1 | 1 | 0 | 0.054066 | 1
4494 | 0 | 0.054944 | 0.93132 | 0 | 0 | 1 | 1 | 0 | 0.054944 | 1
4495 | 0 | 0.051758 | 0.93132 | 0 | 0 | 1 | 1 | 0 | 0.051758 | 1
4496 | 0 | 0.081533 | 0.93132 | 0 | 0 | 1 | 1 | 0 | 0.081533 | 1
4497 | 0.040556 | 0.094164 | 0.93132 | 0 | 0 | 1 | 1 | 0.040556 | 0.094164 | 1
4498 | 0.10292 | 0.10996 | 0.93132 | 0 | 0 | 1 | 1 | 0.10292 | 0.10996 | 1
4499 | 0.31965 | 0.12596 | 0.93132 | 0 | 0 | 1 | 1 | 0.31965 | 0.12596 | 1
4500 | 0.31218 | 0.15595 | 0.93132 | 0 | 0 | 1 | 1 | 0.31218 | 0.15595 | 1
4501 | 0.35269 | 0.19081 | 0.93132 | 0 | 0 | 1 | 1 | 0.35269 | 0.19081 | 1
4502 | 0.31629 | 0.20111 | 0.93132 | 0 | 0 | 1 | 1 | 0.31629 | 0.20111 | 1
4503 | 0.32113 | 0.18867 | 0.93132 | 0 | 0 | 1 | 1 | 0.32113 | 0.18867 | 1
4504 | 0.16891 | 0.16912 | 0.93132 | 0 | 0 | 1 | 1 | 0.16891 | 0.16912 | 1
4505 | 0.066689 | 0.16151 | 0.93132 | 0 | 0 | 1 | 1 | 0.066689 | 0.16151 | 1
4506 | 0 | 0.14843 | 0.93132 | 0 | 1 | 1 | 1 | 0 | 0.14843 | 1
4507 | 0 | 0.14565 | 0.93132 | 0 | 1 | 1 | 1 | 0 | 0.14565 | 1
4508 | 0 | 0.13898 | 0.93132 | 0 | 1 | 1 | 1 | 0 | 0.13898 | 1
4509 | 0 | 0.14391 | 0.93132 | 0 | 1 | 1 | 1 | 0 | 0.14391 | 1
4510 | 0 | 0.1402 | 0.93132 | 0 | 0 | 1 | 1 | 0 | 0.1402 | 1
4511 | 0 | 0.15124 | 0.93132 | 0 | 0 | 1 | 1 | 0 | 0.15124 | 1
4512 | 0 | 0.13942 | 0.93132 | 0 | 0 | 1 | 1 | 0 | 0.13942 | 1
4513 | 0 | 0.030284 | 0.93132 | 0 | 0 | 1 | 1 | 0 | 0.030284 | 1
4514 | 0 | 0.092623 | 0.93132 | 0 | 0 | 1 | 1 | 0 | 0.092623 | 1
4515 | 0 | 0.088088 | 0.93132 | 0 | 0 | 1 | 1 | 0 | 0.088088 | 1
4516 | 0 | 0.092045 | 0.93132 | 0 | 0 | 1 | 1 | 0 | 0.092045 | 1
4517 | 0 | 0.090764 | 0.93132 | 0 | 0 | 1 | 1 | 0 | 0.090764 | 1
4518 | 0 | 0.090059 | 0.93132 | 0 | 0 | 1 | 1 | 0 | 0.090059 | 1
4519 | 0 | 0.095187 | 0.93132 | 0 | 0 | 1 | 1 | 0 | 0.095187 | 1
4520 | 0 | 0.10017 | 0.93132 | 0 | 0 | 1 | 1 | 0 | 0.10017 | 1
4521 | 0.097807 | 0.12478 | 0.93132 | 0 | 0 | 1 | 1 | 0.097807 | 0.12478 | 1
4522 | 0.16889 | 0.14487 | 0.93132 | 0 | 0 | 1 | 1 | 0.16889 | 0.14487 | 1
4523 | 0.28458 | 0.16681 | 0.93132 | 0 | 0 | 1 | 1 | 0.28458 | 0.16681 | 1
4524 | 0.27927 | 0.19421 | 0.93132 | 0 | 0 | 1 | 1 | 0.27927 | 0.19421 | 1
4525 | 0.28274 | 0.22719 | 0.93132 | 0 | 0 | 1 | 1 | 0.28274 | 0.22719 | 1
4526 | 0.29786 | 0.2485 | 0.93132 | 0 | 0 | 1 | 1 | 0.29786 | 0.2485 | 1
4527 | 0.31596 | 0.24626 | 0.93132 | 0 | 0 | 1 | 1 | 0.31596 | 0.24626 | 1
4528 | 0.16764 | 0.22124 | 0.93132 | 0 | 0 | 1 | 1 | 0.16764 | 0.22124 | 1
4529 | 0.10059 | 0.21286 | 0.93132 | 0 | 0 | 1 | 1 | 0.10059 | 0.21286 | 1
4530 | 0 | 0.21511 | 0.93132 | 0 | 1 | 1 | 1 | 0 | 0.21511 | 1
4531 | 0 | 0.20131 | 0.93132 | 0 | 1 | 1 | 1 | 0 | 0.20131 | 1
4532 | 0 | 0.18971 | 0.93132 | 0 | 1 | 1 | 1 | 0 | 0.18971 | 1
4533 | 0 | 0.1832 | 0.93132 | 0 | 1 | 1 | 1 | 0 | 0.1832 | 1
4534 | 0 | 0.17406 | 0.93132 | 0 | 0 | 1 | 1 | 0 | 0.17406 | 1
4535 | 0 | 0.17009 | 0.93132 | 0 | 0 | 1 | 1 | 0 | 0.17009 | 1
4536 | 0 | 0.1588 | 0.93132 | 0 | 0 | 1 | 1 | 0 | 0.1588 | 1
4537 | 0 | 0.090375 | 0.93132 | 0 | 0 | 1 | 1 | 0 | 0.090375 | 1
4538 | 0 | 0.07441 | 0.93132 | 0 | 0 | 1 | 1 | 0 | 0.07441 | 1
4539 | 0 | 0.080307 | 0.93132 | 0 | 0 | 1 | 1 | 0 | 0.080307 | 1
4540 | 0 | 0.069932 | 0.93132 | 0 | 0 | 1 | 1 | 0 | 0.069932 | 1
4541 | 0 | 0.07463 | 0.93132 | 0 | 0 | 1 | 1 | 0 | 0.07463 | 1
4542 | 0 | 0.086877 | 0.93132 | 0 | 0 | 1 | 1 | 0 | 0.086877 | 1
4543 | 0 | 0.089295 | 0.93132 | 0 | 0 | 1 | 1 | 0 | 0.089295 | 1
4544 | 0 | 0.1026 | 0.93132 | 0 | 0 | 1 | 1 | 0 | 0.1026 | 1
4545 | 0.10276 | 0.12647 | 0.93132 | 0 | 0 | 1 | 1 | 0.10276 | 0.12647 | 1
4546 | 0.20288 | 0.16431 | 0.93132 | 0 | 0 | 1 | 1 | 0.20288 | 0.16431 | 1
4547 | 0.27956 | 0.18653 | 0.93132 | 0 | 0 | 1 | 1 | 0.27956 | 0.18653 | 1
4548 | 0.27685 | 0.21807 | 0.93132 | 0 | 0 | 1 | 1 | 0.27685 | 0.21807 | 1
4549 | 0.27249 | 0.24932 | 0.93132 | 0 | 0 | 1 | 1 | 0.27249 | 0.24932 | 1
4550 | 0.37077 | 0.26139 | 0.93132 | 0 | 0 | 1 | 1 | 0.37077 | 0.26139 | 1
4551 | 0.38512 | 0.24172 | 0.93132 | 0 | 0 | 1 | 1 | 0.38512 | 0.24172 | 1
4552 | 0.22166 | 0.23259 | 0.93132 | 0 | 0 | 1 | 1 | 0.22166 | 0.23259 | 1
4553 | 0.088532 | 0.21154 | 0.93132 | 0 | 0 | 1 | 1 | 0.088532 | 0.21154 | 1
4554 | 0 | 0.2008 | 0.93132 | 0 | 1 | 1 | 1 | 0 | 0.2008 | 1
4555 | 0 | 0.19341 | 0.93132 | 0 | 1 | 1 | 1 | 0 | 0.19341 | 1
4556 | 0 | 0.1765 | 0.93132 | 0 | 1 | 1 | 1 | 0 | 0.1765 | 1
4557 | 0 | 0.15948 | 0.93132 | 0 | 1 | 1 | 1 | 0 | 0.15948 | 1
4558 | 0 | 0.15737 | 0.93132 | 0 | 0 | 1 | 1 | 0 | 0.15737 | 1
4559 | 0 | 0.15235 | 0.93132 | 0 | 0 | 1 | 1 | 0 | 0.15235 | 1
4560 | 0 | 0.13888 | 0.93132 | 0 | 0 | 1 | 1 | 0 | 0.13888 | 1
4561 | 0 | 0.098448 | 0.93132 | 0 | 0 | 1 | 1 | 0 | 0.098448 | 1
4562 | 0 | 0.04914 | 0.93132 | 0 | 0 | 1 | 1 | 0 | 0.04914 | 1
4563 | 0 | 0.059779 | 0.93132 | 0 | 0 | 1 | 1 | 0 | 0.059779 | 1
4564 | 0 | 0.053367 | 0.93132 | 0 | 0 | 1 | 1 | 0 | 0.053367 | 1
4565 | 0 | 0.045955 | 0.93132 | 0 | 0 | 1 | 1 | 0 | 0.045955 | 1
4566 | 0 | 0.044452 | 0.93132 | 0 | 0 | 1 | 1 | 0 | 0.044452 | 1
4567 | 0 | 0.038361 | 0.93132 | 0 | 0 | 1 | 1 | 0 | 0.038361 | 1
4568 | 0 | 0.062426 | 0.93132 | 0 | 0 | 1 | 1 | 0 | 0.062426 | 1
4569 | 0.085009 | 0.080747 | 0.93132 | 0 | 0 | 1 | 1 | 0.085009 | 0.080747 | 1
4570 | 0.23543 | 0.1148 | 0.93132 | 0 | 0 | 1 | 1 | 0.23543 | 0.1148 | 1
4571 | 0.2222 | 0.14048 | 0.93132 | 0 | 0 | 1 | 1 | 0.2222 | 0.14048 | 1
4572 | 0.25585 | 0.17464 | 0.93132 | 0 | 0 | 1 | 1 | 0.25585 | 0.17464 | 1
4573 | 0.24397 | 0.19411 | 0.93132 | 0 | 0 | 1 | 1 | 0.24397 | 0.19411 | 1
4574 | 0.33581 | 0.20805 | 0.93132 | 0 | 0 | 1 | 1 | 0.33581 | 0.20805 | 1
4575 | 0.33322 | 0.19161 | 0.93132 | 0 | 0 | 1 | 1 | 0.33322 | 0.19161 | 1
4576 | 0.23233 | 0.18788 | 0.93132 | 0 | 0 | 1 | 1 | 0.23233 | 0.18788 | 1
4577 | 0.14388 | 0.12055 | 0.93132 | 0 | 0 | 1 | 1 | 0.14388 | 0.12055 | 1
4578 | 0 | 0.15416 | 0.93132 | 0 | 1 | 1 | 1 | 0 | 0.15416 | 1
4579 | 0 | 0.15567 | 0.93132 | 0 | 1 | 1 | 1 | 0 | 0.15567 | 1
4580 | 0 | 0.12769 | 0.93132 | 0 | 1 | 1 | 1 | 0 | 0.12769 | 1
4581 | 0 | 0.11203 | 0.93132 | 0 | 1 | 1 | 1 | 0 | 0.11203 | 1
4582 | 0 | 0.095443 | 0.93132 | 0 | 0 | 1 | 1 | 0 | 0.095443 | 1
4583 | 0 | 0.088328 | 0.93132 | 0 | 0 | 1 | 1 | 0 | 0.088328 | 1
4584 | 0 | 0.077302 | 0.93132 | 0 | 0 | 1 | 1 | 0 | 0.077302 | 1
4585 | 0 | 0.071113 | 0.93132 | 0 | 0 | 1 | 1 | 0 | 0.071113 | 1
4586 | 0 | 0 | 0.93132 | 0 | 0 | 1 | 1 | 0 | 0 | 1
4587 | 0 | 0.0060272 | 0.93132 | 0 | 0 | 1 | 1 | 0 | 0.0060272 | 1
4588 | 0 | 0.00088237 | 0.93132 | 0 | 0 | 1 | 1 | 0 | 0.00088237 | 1
4589 | 0 | 0.007461 | 0.93132 | 0 | 0 | 1 | 1 | 0 | 0.007461 | 1
4590 | 0 | 0.011496 | 0.93132 | 0 | 0 | 1 | 1 | 0 | 0.011496 | 1
4591 | 0 | 0 | 0.93132 | 0 | 0 | 1 | 1 | 0 | 0 | 1
4592 | 0 | 0.012224 | 0.93132 | 0 | 0 | 1 | 1 | 0 | 0.012224 | 1
4593 | 0.078241 | 0.034023 | 0.93132 | 0 | 0 | 1 | 1 | 0.078241 | 0.034023 | 1
4594 | 0.22017 | 0.057738 | 0.93132 | 0 | 0 | 1 | 1 | 0.22017 | 0.057738 | 1
4595 | 0.23416 | 0.073885 | 0.93132 | 0 | 0 | 1 | 1 | 0.23416 | 0.073885 | 1
4596 | 0.27266 | 0.065769 | 0.93132 | 0 | 0 | 1 | 1 | 0.27266 | 0.065769 | 1
4597 | 0.22159 | 0.07909 | 0.93132 | 0 | 0 | 1 | 1 | 0.22159 | 0.07909 | 1
4598 | 0.26617 | 0.10508 | 0.93132 | 0 | 0 | 1 | 1 | 0.26617 | 0.10508 | 1
4599 | 0.31958 | 0.10767 | 0.93132 | 0 | 0 | 1 | 1 | 0.31958 | 0.10767 | 1
4600 | 0.21986 | 0.098038 | 0.93132 | 0 | 0 | 1 | 1 | 0.21986 | 0.098038 | 1
4601 | 0.12197 | 0.056988 | 0.93132 | 0 | 0 | 1 | 1 | 0.12197 | 0.056988 | 1
4602 | 0 | 0.061008 | 0.93132 | 0 | 1 | 1 | 1 | 0 | 0.061008 | 1
4603 | 0 | 0.064093 | 0.93132 | 0 | 1 | 1 | 1 | 0 | 0.064093 | 1
4604 | 0 | 0.060507 | 0.93132 | 0 | 1 | 1 | 1 | 0 | 0.060507 | 1
4605 | 0 | 0.059187 | 0.93132 | 0 | 1 | 1 | 1 | 0 | 0.059187 | 1
4606 | 0 | 0.063492 | 0.93132 | 0 | 0 | 1 | 1 | 0 | 0.063492 | 1
4607 | 0 | 0.054984 | 0.93132 | 0 | 0 | 1 | 1 | 0 | 0.054984 | 1
4608 | 0 | 0.054054 | 0.93132 | 0 | 0 | 1 | 1 | 0 | 0.054054 | 1
4609 | 0 | 0.023907 | 0.93132 | 0 | 0 | 1 | 1 | 0 | 0.023907 | 1
4610 | 0 | 0.00028863 | 0.93132 | 0 | 0 | 1 | 1 | 0 | 0.00028863 | 1
4611 | 0 | 0.013669 | 0.93132 | 0 | 0 | 1 | 1 | 0 | 0.013669 | 1
4612 | 0 | 0.00079168 | 0.93132 | 0 | 0 | 1 | 1 | 0 | 0.00079168 | 1
4613 | 0 | 0.0042414 | 0.93132 | 0 | 0 | 1 | 1 | 0 | 0.0042414 | 1
4614 | 0 | 0.0024554 | 0.93132 | 0 | 0 | 1 | 1 | 0 | 0.0024554 | 1
4615 | 0 | 0 | 0.93132 | 0 | 0 | 1 | 1 | 0 | 0 | 1
4616 | 0 | 0.0072383 | 0.93132 | 0 | 0 | 1 | 1 | 0 | 0.0072383 | 1
4617 | 0.070453 | 0.024225 | 0.93132 | 0 | 0 | 1 | 1 | 0.070453 | 0.024225 | 1
4618 | 0.15146 | 0.036503 | 0.93132 | 0 | 0 | 1 | 1 | 0.15146 | 0.036503 | 1
4619 | 0.19027 | 0.063256 | 0.93132 | 0 | 0 | 1 | 1 | 0.19027 | 0.063256 | 1
4620 | 0.23794 | 0.051476 | 0.93132 | 0 | 0 | 1 | 1 | 0.23794 | 0.051476 | 1
4621 | 0.2383 | 0.059941 | 0.93132 | 0 | 0 | 1 | 1 | 0.2383 | 0.059941 | 1
4622 | 0.24678 | 0.094623 | 0.93132 | 0 | 0 | 1 | 1 | 0.24678 | 0.094623 | 1
4623 | 0.28095 | 0.11368 | 0.93132 | 0 | 0 | 1 | 1 | 0.28095 | 0.11368 | 1
4624 | 0.22138 | 0.11744 | 0.93132 | 0 | 0 | 1 | 1 | 0.22138 | 0.11744 | 1
4625 | 0.12143 | 0.082145 | 0.93132 | 0 | 0 | 1 | 1 | 0.12143 | 0.082145 | 1
4626 | 0 | 0.080829 | 0.93132 | 0 | 1 | 1 | 1 | 0 | 0.080829 | 1
4627 | 0 | 0.065104 | 0.93132 | 0 | 1 | 1 | 1 | 0 | 0.065104 | 1
4628 | 0 | 0.063285 | 0.93132 | 0 | 1 | 1 | 1 | 0 | 0.063285 | 1
4629 | 0 | 0.061625 | 0.93132 | 0 | 1 | 1 | 1 | 0 | 0.061625 | 1
4630 | 0 | 0.070056 | 0.93132 | 0 | 0 | 1 | 1 | 0 | 0.070056 | 1
4631 | 0 | 0.069122 | 0.93132 | 0 | 0 | 1 | 1 | 0 | 0.069122 | 1
4632 | 0 | 0.064958 | 0.93132 | 0 | 0 | 1 | 1 | 0 | 0.064958 | 1
4633 | 0 | 0.030188 | 0.93132 | 0 | 0 | 1 | 1 | 0 | 0.030188 | 1
4634 | 0 | 0.043704 | 0.93132 | 0 | 0 | 1 | 1 | 0 | 0.043704 | 1
4635 | 0 | 0.052845 | 0.93132 | 0 | 0 | 1 | 1 | 0 | 0.052845 | 1
4636 | 0 | 0.023519 | 0.93132 | 0 | 0 | 1 | 1 | 0 | 0.023519 | 1
4637 | 0 | 0.032991 | 0.93132 | 0 | 0 | 1 | 1 | 0 | 0.032991 | 1
4638 | 0 | 0.030646 | 0.93132 | 0 | 0 | 1 | 1 | 0 | 0.030646 | 1
4639 | 0 | 0.028174 | 0.93132 | 0 | 0 | 1 | 1 | 0 | 0.028174 | 1
4640 | 0 | 0.015837 | 0.93132 | 0 | 0 | 1 | 1 | 0 | 0.015837 | 1
4641 | 0.10034 | 0.04032 | 0.93132 | 0 | 0 | 1 | 1 | 0.10034 | 0.04032 | 1
4642 | 0.12175 | 0.052275 | 0.93132 | 0 | 0 | 1 | 1 | 0.12175 | 0.052275 | 1
4643 | 0.19505 | 0.075548 | 0.93132 | 0 | 0 | 1 | 1 | 0.19505 | 0.075548 | 1
4644 | 0.22305 | 0.056009 | 0.93132 | 0 | 0 | 1 | 1 | 0.22305 | 0.056009 | 1
4645 | 0.21307 | 0.078738 | 0.93132 | 0 | 0 | 1 | 1 | 0.21307 | 0.078738 | 1
4646 | 0.2175 | 0.10666 | 0.93132 | 0 | 0 | 1 | 1 | 0.2175 | 0.10666 | 1
4647 | 0.30007 | 0.14029 | 0.93132 | 0 | 0 | 1 | 1 | 0.30007 | 0.14029 | 1
4648 | 0.19127 | 0.13717 | 0.93132 | 0 | 0 | 1 | 1 | 0.19127 | 0.13717 | 1
4649 | 0.092831 | 0.1232 | 0.93132 | 0 | 0 | 1 | 1 | 0.092831 | 0.1232 | 1
4650 | 0 | 0.10195 | 0.93132 | 0 | 1 | 1 | 1 | 0 | 0.10195 | 1
4651 | 0 | 0.081283 | 0.93132 | 0 | 1 | 1 | 1 | 0 | 0.081283 | 1
4652 | 0 | 0.088534 | 0.93132 | 0 | 1 | 1 | 1 | 0 | 0.088534 | 1
4653 | 0 | 0.10023 | 0.93132 | 0 | 1 | 1 | 1 | 0 | 0.10023 | 1
4654 | 0 | 0.11935 | 0.93132 | 0 | 0 | 1 | 1 | 0 | 0.11935 | 1
4655 | 0 | 0.10323 | 0.93132 | 0 | 0 | 1 | 1 | 0 | 0.10323 | 1
4656 | 0 | 0.090045 | 0.93132 | 0 | 0 | 1 | 1 | 0 | 0.090045 | 1
4657 | 0 | 0.067975 | 0.93132 | 0 | 0 | 1 | 1 | 0 | 0.067975 | 1
4658 | 0 | 0.10045 | 0.93132 | 0 | 0 | 1 | 1 | 0 | 0.10045 | 1
4659 | 0 | 0.086304 | 0.93132 | 0 | 0 | 1 | 1 | 0 | 0.086304 | 1
4660 | 0 | 0.061439 | 0.93132 | 0 | 0 | 1 | 1 | 0 | 0.061439 | 1
4661 | 0 | 0.082403 | 0.93132 | 0 | 0 | 1 | 1 | 0 | 0.082403 | 1
4662 | 0 | 0.052175 | 0.93132 | 0 | 0 | 1 | 1 | 0 | 0.052175 | 1
4663 | 0 | 0.058685 | 0.93132 | 0 | 0 | 1 | 1 | 0 | 0.058685 | 1
4664 | 0 | 0.052537 | 0.93132 | 0 | 0 | 1 | 1 | 0 | 0.052537 | 1
4665 | 0.11697 | 0.078365 | 0.93132 | 0 | 0 | 1 | 1 | 0.11697 | 0.078365 | 1
4666 | 0.13861 | 0.099125 | 0.93132 | 0 | 0 | 1 | 1 | 0.13861 | 0.099125 | 1
4667 | 0.22158 | 0.13887 | 0.93132 | 0 | 0 | 1 | 1 | 0.22158 | 0.13887 | 1
4668 | 0.22655 | 0.14934 | 0.93132 | 0 | 0 | 1 | 1 | 0.22655 | 0.14934 | 1
4669 | 0.256 | 0.16921 | 0.93132 | 0 | 0 | 1 | 1 | 0.256 | 0.16921 | 1
4670 | 0.23297 | 0.17136 | 0.93132 | 0 | 0 | 1 | 1 | 0.23297 | 0.17136 | 1
4671 | 0.22197 | 0.20668 | 0.93132 | 0 | 0 | 1 | 1 | 0.22197 | 0.20668 | 1
4672 | 0.1935 | 0.19717 | 0.93132 | 0 | 0 | 1 | 1 | 0.1935 | 0.19717 | 1
4673 | 0.10313 | 0.17383 | 0.93132 | 0 | 0 | 1 | 1 | 0.10313 | 0.17383 | 1
4674 | 0 | 0.18138 | 0.93132 | 0 | 1 | 1 | 1 | 0 | 0.18138 | 1
4675 | 0 | 0.16539 | 0.93132 | 0 | 1 | 1 | 1 | 0 | 0.16539 | 1
4676 | 0 | 0.14748 | 0.93132 | 0 | 1 | 1 | 1 | 0 | 0.14748 | 1
4677 | 0 | 0.14834 | 0.93132 | 0 | 1 | 1 | 1 | 0 | 0.14834 | 1
4678 | 0 | 0.12923 | 0.93132 | 0 | 0 | 1 | 1 | 0 | 0.12923 | 1
4679 | 0 | 0.11986 | 0.93132 | 0 | 0 | 1 | 1 | 0 | 0.11986 | 1
4680 | 0 | 0.10904 | 0.93132 | 0 | 0 | 1 | 1 | 0 | 0.10904 | 1
4681 | 0 | 0.096744 | 0.93132 | 0 | 0 | 1 | 1 | 0 | 0.096744 | 1
4682 | 0 | 0.10588 | 0.93132 | 0 | 0 | 1 | 1 | 0 | 0.10588 | 1
4683 | 0 | 0.096509 | 0.93132 | 0 | 0 | 1 | 1 | 0 | 0.096509 | 1
4684 | 0 | 0.076553 | 0.93132 | 0 | 0 | 1 | 1 | 0 | 0.076553 | 1
4685 | 0 | 0.11796 | 0.93132 | 0 | 0 | 1 | 1 | 0 | 0.11796 | 1
4686 | 0 | 0.085343 | 0.93132 | 0 | 0 | 1 | 1 | 0 | 0.085343 | 1
4687 | 0 | 0.095856 | 0.93132 | 0 | 0 | 1 | 1 | 0 | 0.095856 | 1
4688 | 0 | 0.082011 | 0.93132 | 0 | 0 | 1 | 1 | 0 | 0.082011 | 1
4689 | 0.11188 | 0.10995 | 0.93132 | 0 | 0 | 1 | 1 | 0.11188 | 0.10995 | 1
4690 | 0.20444 | 0.11781 | 0.93132 | 0 | 0 | 1 | 1 | 0.20444 | 0.11781 | 1
4691 | 0.24026 | 0.15866 | 0.93132 | 0 | 0 | 1 | 1 | 0.24026 | 0.15866 | 1
4692 | 0.26748 | 0.16457 | 0.93132 | 0 | 0 | 1 | 1 | 0.26748 | 0.16457 | 1
4693 | 0.27792 | 0.18934 | 0.93132 | 0 | 0 | 1 | 1 | 0.27792 | 0.18934 | 1
4694 | 0.23344 | 0.18641 | 0.93132 | 0 | 0 | 1 | 1 | 0.23344 | 0.18641 | 1
4695 | 0.22409 | 0.19995 | 0.93132 | 0 | 0 | 1 | 1 | 0.22409 | 0.19995 | 1
4696 | 0.15911 | 0.20179 | 0.93132 | 0 | 0 | 1 | 1 | 0.15911 | 0.20179 | 1
4697 | 0.07664 | 0.17069 | 0.93132 | 0 | 0 | 1 | 1 | 0.07664 | 0.17069 | 1
4698 | 0 | 0.18104 | 0.93132 | 0 | 1 | 1 | 1 | 0 | 0.18104 | 1
4699 | 0 | 0.16341 | 0.93132 | 0 | 1 | 1 | 1 | 0 | 0.16341 | 1
4700 | 0 | 0.15906 | 0.93132 | 0 | 1 | 1 | 1 | 0 | 0.15906 | 1
4701 | 0 | 0.14827 | 0.93132 | 0 | 1 | 1 | 1 | 0 | 0.14827 | 1
4702 | 0 | 0.12436 | 0.93132 | 0 | 0 | 1 | 1 | 0 | 0.12436 | 1
4703 | 0 | 0.10734 | 0.93132 | 0 | 0 | 1 | 1 | 0 | 0.10734 | 1
4704 | 0 | 0.10335 | 0.93132 | 0 | 0 | 1 | 1 | 0 | 0.10335 | 1
4705 | 0 | 0.1164 | 0.93132 | 0 | 0 | 1 | 1 | 0 | 0.1164 | 1
4706 | 0 | 0.097711 | 0.93132 | 0 | 0 | 1 | 1 | 0 | 0.097711 | 1
4707 | 0 | 0.075463 | 0.93132 | 0 | 0 | 1 | 1 | 0 | 0.075463 | 1
4708 | 0 | 0.075079 | 0.93132 | 0 | 0 | 1 | 1 | 0 | 0.075079 | 1
4709 | 0 | 0.094121 | 0.93132 | 0 | 0 | 1 | 1 | 0 | 0.094121 | 1
4710 | 0 | 0.075059 | 0.93132 | 0 | 0 | 1 | 1 | 0 | 0.075059 | 1
4711 | 0 | 0.10695 | 0.93132 | 0 | 0 | 1 | 1 | 0 | 0.10695 | 1
4712 | 0 | 0.11363 | 0.93132 | 0 | 0 | 1 | 1 | 0 | 0.11363 | 1
4713 | 0.083412 | 0.14436 | 0.93132 | 0 | 0 | 1 | 1 | 0.083412 | 0.14436 | 1
4714 | 0.21103 | 0.17201 | 0.93132 | 0 | 0 | 1 | 1 | 0.21103 | 0.17201 | 1
4715 | 0.24606 | 0.21082 | 0.93132 | 0 | 0 | 1 | 1 | 0.24606 | 0.21082 | 1
4716 | 0.32441 | 0.22427 | 0.93132 | 0 | 0 | 1 | 1 | 0.32441 | 0.22427 | 1
4717 | 0.3682 | 0.22542 | 0.93132 | 0 | 0 | 1 | 1 | 0.3682 | 0.22542 | 1
4718 | 0.29702 | 0.21885 | 0.93132 | 0 | 0 | 1 | 1 | 0.29702 | 0.21885 | 1
4719 | 0.22148 | 0.21669 | 0.93132 | 0 | 0 | 1 | 1 | 0.22148 | 0.21669 | 1
4720 | 0.19933 | 0.22075 | 0.93132 | 0 | 0 | 1 | 1 | 0.19933 | 0.22075 | 1
4721 | 0.066184 | 0.20367 | 0.93132 | 0 | 0 | 1 | 1 | 0.066184 | 0.20367 | 1
4722 | 0 | 0.20635 | 0.93132 | 0 | 1 | 1 | 1 | 0 | 0.20635 | 1
4723 | 0 | 0.18491 | 0.93132 | 0 | 1 | 1 | 1 | 0 | 0.18491 | 1
4724 | 0 | 0.16808 | 0.93132 | 0 | 1 | 1 | 1 | 0 | 0.16808 | 1
4725 | 0 | 0.13147 | 0.93132 | 0 | 1 | 1 | 1 | 0 | 0.13147 | 1
4726 | 0 | 0.11577 | 0.93132 | 0 | 0 | 1 | 1 | 0 | 0.11577 | 1
4727 | 0 | 0.12986 | 0.93132 | 0 | 0 | 1 | 1 | 0 | 0.12986 | 1
4728 | 0 | 0.12277 | 0.93132 | 0 | 0 | 1 | 1 | 0 | 0.12277 | 1
4729 | 0 | 0.10562 | 0.93132 | 0 | 0 | 1 | 1 | 0 | 0.10562 | 1
4730 | 0 | 0.095922 | 0.93132 | 0 | 0 | 1 | 1 | 0 | 0.095922 | 1
4731 | 0 | 0.099263 | 0.93132 | 0 | 0 | 1 | 1 | 0 | 0.099263 | 1
4732 | 0 | 0.093856 | 0.93132 | 0 | 0 | 1 | 1 | 0 | 0.093856 | 1
4733 | 0 | 0.085534 | 0.93132 | 0 | 0 | 1 | 1 | 0 | 0.085534 | 1
4734 | 0 | 0.0849 | 0.93132 | 0 | 0 | 1 | 1 | 0 | 0.0849 | 1
4735 | 0 | 0.10387 | 0.93132 | 0 | 0 | 1 | 1 | 0 | 0.10387 | 1
4736 | 0 | 0.089207 | 0.93132 | 0 | 0 | 1 | 1 | 0 | 0.089207 | 1
4737 | 0.04191 | 0.13014 | 0.93132 | 0 | 0 | 1 | 1 | 0.04191 | 0.13014 | 1
4738 | 0.18017 | 0.16172 | 0.93132 | 0 | 0 | 1 | 1 | 0.18017 | 0.16172 | 1
4739 | 0.18123 | 0.16748 | 0.93132 | 0 | 0 | 1 | 1 | 0.18123 | 0.16748 | 1
4740 | 0.26538 | 0.15714 | 0.93132 | 0 | 0 | 1 | 1 | 0.26538 | 0.15714 | 1
4741 | 0.35186 | 0.16929 | 0.93132 | 0 | 0 | 1 | 1 | 0.35186 | 0.16929 | 1
4742 | 0.33659 | 0.17248 | 0.93132 | 0 | 0 | 1 | 1 | 0.33659 | 0.17248 | 1
4743 | 0.25538 | 0.16569 | 0.93132 | 0 | 0 | 1 | 1 | 0.25538 | 0.16569 | 1
4744 | 0.14506 | 0.1624 | 0.93132 | 0 | 0 | 1 | 1 | 0.14506 | 0.1624 | 1
4745 | 0.025519 | 0.14852 | 0.93132 | 0 | 0 | 1 | 1 | 0.025519 | 0.14852 | 1
4746 | 0 | 0.16626 | 0.93132 | 0 | 1 | 1 | 1 | 0 | 0.16626 | 1
4747 | 0 | 0.15266 | 0.93132 | 0 | 1 | 1 | 1 | 0 | 0.15266 | 1
4748 | 0 | 0.11267 | 0.93132 | 0 | 1 | 1 | 1 | 0 | 0.11267 | 1
4749 | 0 | 0.088177 | 0.93132 | 0 | 1 | 1 | 1 | 0 | 0.088177 | 1
4750 | 0 | 0.089424 | 0.93132 | 0 | 0 | 1 | 1 | 0 | 0.089424 | 1
4751 | 0 | 0.10316 | 0.93132 | 0 | 0 | 1 | 1 | 0 | 0.10316 | 1
4752 | 0 | 0.08908 | 0.93132 | 0 | 0 | 1 | 1 | 0 | 0.08908 | 1
4753 | 0 | 0.10488 | 0.93132 | 0 | 0 | 1 | 1 | 0 | 0.10488 | 1
4754 | 0 | 0.073561 | 0.93132 | 0 | 0 | 1 | 1 | 0 | 0.073561 | 1
4755 | 0 | 0.069217 | 0.93132 | 0 | 0 | 1 | 1 | 0 | 0.069217 | 1
4756 | 0 | 0.056062 | 0.93132 | 0 | 0 | 1 | 1 | 0 | 0.056062 | 1
4757 | 0 | 0.034456 | 0.93132 | 0 | 0 | 1 | 1 | 0 | 0.034456 | 1
4758 | 0 | 0.027332 | 0.93132 | 0 | 0 | 1 | 1 | 0 | 0.027332 | 1
4759 | 0 | 0.053634 | 0.93132 | 0 | 0 | 1 | 1 | 0 | 0.053634 | 1
4760 | 0 | 0.030849 | 0.93132 | 0 | 0 | 1 | 1 | 0 | 0.030849 | 1
4761 | 0.061406 | 0.090491 | 0.93132 | 0 | 0 | 1 | 1 | 0.061406 | 0.090491 | 1
4762 | 0.18047 | 0.13864 | 0.93132 | 0 | 0 | 1 | 1 | 0.18047 | 0.13864 | 1
4763 | 0.23564 | 0.14979 | 0.93132 | 0 | 0 | 1 | 1 | 0.23564 | 0.14979 | 1
4764 | 0.28985 | 0.15852 | 0.93132 | 0 | 0 | 1 | 1 | 0.28985 | 0.15852 | 1
4765 | 0.34507 | 0.16943 | 0.93132 | 0 | 0 | 1 | 1 | 0.34507 | 0.16943 | 1
4766 | 0.32058 | 0.18074 | 0.93132 | 0 | 0 | 1 | 1 | 0.32058 | 0.18074 | 1
4767 | 0.22995 | 0.17323 | 0.93132 | 0 | 0 | 1 | 1 | 0.22995 | 0.17323 | 1
4768 | 0.17673 | 0.14357 | 0.93132 | 0 | 0 | 1 | 1 | 0.17673 | 0.14357 | 1
4769 | 0.060091 | 0.14249 | 0.93132 | 0 | 0 | 1 | 1 | 0.060091 | 0.14249 | 1
4770 | 0 | 0.15604 | 0.93132 | 0 | 1 | 1 | 1 | 0 | 0.15604 | 1
4771 | 0 | 0.14734 | 0.93132 | 0 | 1 | 1 | 1 | 0 | 0.14734 | 1
4772 | 0 | 0.099007 | 0.93132 | 0 | 1 | 1 | 1 | 0 | 0.099007 | 1
4773 | 0 | 0.083921 | 0.93132 | 0 | 1 | 1 | 1 | 0 | 0.083921 | 1
4774 | 0 | 0.10669 | 0.93132 | 0 | 0 | 1 | 1 | 0 | 0.10669 | 1
4775 | 0 | 0.10839 | 0.93132 | 0 | 0 | 1 | 1 | 0 | 0.10839 | 1
4776 | 0 | 0.095247 | 0.93132 | 0 | 0 | 1 | 1 | 0 | 0.095247 | 1
4777 | 0 | 0.071448 | 0.93132 | 0 | 0 | 1 | 1 | 0 | 0.071448 | 1
4778 | 0 | 0.067681 | 0.93132 | 0 | 0 | 1 | 1 | 0 | 0.067681 | 1
4779 | 0 | 0.068121 | 0.93132 | 0 | 0 | 1 | 1 | 0 | 0.068121 | 1
4780 | 0 | 0.043453 | 0.93132 | 0 | 0 | 1 | 1 | 0 | 0.043453 | 1
4781 | 0 | 0.032034 | 0.93132 | 0 | 0 | 1 | 1 | 0 | 0.032034 | 1
4782 | 0 | 0.024808 | 0.93132 | 0 | 0 | 1 | 1 | 0 | 0.024808 | 1
4783 | 0 | 0.028465 | 0.93132 | 0 | 0 | 1 | 1 | 0 | 0.028465 | 1
4784 | 0 | 0.021912 | 0.93132 | 0 | 0 | 1 | 1 | 0 | 0.021912 | 1
4785 | 0.10198 | 0.071336 | 0.93132 | 0 | 0 | 1 | 1 | 0.10198 | 0.071336 | 1
4786 | 0.25155 | 0.1221 | 0.93132 | 0 | 0 | 1 | 1 | 0.25155 | 0.1221 | 1
4787 | 0.24343 | 0.14423 | 0.93132 | 0 | 0 | 1 | 1 | 0.24343 | 0.14423 | 1
4788 | 0.28565 | 0.15556 | 0.93132 | 0 | 0 | 1 | 1 | 0.28565 | 0.15556 | 1
4789 | 0.29315 | 0.15971 | 0.93132 | 0 | 0 | 1 | 1 | 0.29315 | 0.15971 | 1
4790 | 0.24119 | 0.17086 | 0.93132 | 0 | 0 | 1 | 1 | 0.24119 | 0.17086 | 1
4791 | 0.20737 | 0.1715 | 0.93132 | 0 | 0 | 1 | 1 | 0.20737 | 0.1715 | 1
4792 | 0.15991 | 0.15225 | 0.93132 | 0 | 0 | 1 | 1 | 0.15991 | 0.15225 | 1
4793 | 0.073855 | 0.15507 | 0.93132 | 0 | 0 | 1 | 1 | 0.073855 | 0.15507 | 1
4794 | 0 | 0.17108 | 0.93132 | 0 | 1 | 1 | 1 | 0 | 0.17108 | 1
4795 | 0 | 0.16798 | 0.93132 | 0 | 1 | 1 | 1 | 0 | 0.16798 | 1
4796 | 0 | 0.091339 | 0.93132 | 0 | 1 | 1 | 1 | 0 | 0.091339 | 1
4797 | 0 | 0.06472 | 0.93132 | 0 | 1 | 1 | 1 | 0 | 0.06472 | 1
4798 | 0 | 0.088739 | 0.93132 | 0 | 0 | 1 | 1 | 0 | 0.088739 | 1
4799 | 0 | 0.090491 | 0.93132 | 0 | 0 | 1 | 1 | 0 | 0.090491 | 1
4800 | 0 | 0.073062 | 0.93132 | 0 | 0 | 1 | 1 | 0 | 0.073062 | 1
4801 | 0 | 0.073934 | 0.93132 | 0 | 0 | 1 | 1 | 0 | 0.073934 | 1
4802 | 0 | 0.050044 | 0.93132 | 0 | 0 | 1 | 1 | 0 | 0.050044 | 1
4803 | 0 | 0.056111 | 0.93132 | 0 | 0 | 1 | 1 | 0 | 0.056111 | 1
4804 | 0 | 0.027719 | 0.93132 | 0 | 0 | 1 | 1 | 0 | 0.027719 | 1
4805 | 0 | 0.034358 | 0.93132 | 0 | 0 | 1 | 1 | 0 | 0.034358 | 1
4806 | 0 | 0 | 0.93132 | 0 | 0 | 1 | 1 | 0 | 0 | 1
4807 | 0 | 0.023348 | 0.93132 | 0 | 0 | 1 | 1 | 0 | 0.023348 | 1
4808 | 0 | 0.032932 | 0.93132 | 0 | 0 | 1 | 1 | 0 | 0.032932 | 1
4809 | 0.14217 | 0.084278 | 0.93132 | 0 | 0 | 1 | 1 | 0.14217 | 0.084278 | 1
4810 | 0.28549 | 0.14873 | 0.93132 | 0 | 0 | 1 | 1 | 0.28549 | 0.14873 | 1
4811 | 0.28837 | 0.19052 | 0.93132 | 0 | 0 | 1 | 1 | 0.28837 | 0.19052 | 1
4812 | 0.40296 | 0.21735 | 0.93132 | 0 | 0 | 1 | 1 | 0.40296 | 0.21735 | 1
4813 | 0.32754 | 0.22283 | 0.93132 | 0 | 0 | 1 | 1 | 0.32754 | 0.22283 | 1
4814 | 0.24167 | 0.2254 | 0.93132 | 0 | 0 | 1 | 1 | 0.24167 | 0.2254 | 1
4815 | 0.21883 | 0.2141 | 0.93132 | 0 | 0 | 1 | 1 | 0.21883 | 0.2141 | 1
4816 | 0.19137 | 0.19513 | 0.93132 | 0 | 0 | 1 | 1 | 0.19137 | 0.19513 | 1
4817 | 0.12854 | 0.20593 | 0.93132 | 0 | 0 | 1 | 1 | 0.12854 | 0.20593 | 1
4818 | 0 | 0.18916 | 0.93132 | 0 | 1 | 1 | 1 | 0 | 0.18916 | 1
4819 | 0 | 0.1602 | 0.93132 | 0 | 1 | 1 | 1 | 0 | 0.1602 | 1
4820 | 0 | 0.090223 | 0.93132 | 0 | 1 | 1 | 1 | 0 | 0.090223 | 1
4821 | 0 | 0.068308 | 0.93132 | 0 | 1 | 1 | 1 | 0 | 0.068308 | 1
4822 | 0 | 0.086598 | 0.93132 | 0 | 0 | 1 | 1 | 0 | 0.086598 | 1
4823 | 0 | 0.097101 | 0.93132 | 0 | 0 | 1 | 1 | 0 | 0.097101 | 1
4824 | 0 | 0.074983 | 0.93132 | 0 | 0 | 1 | 1 | 0 | 0.074983 | 1
4825 | 0 | 0.061051 | 0.93132 | 0 | 0 | 1 | 1 | 0 | 0.061051 | 1
4826 | 0 | 0.04519 | 0.93132 | 0 | 0 | 1 | 1 | 0 | 0.04519 | 1
4827 | 0 | 0.043095 | 0.93132 | 0 | 0 | 1 | 1 | 0 | 0.043095 | 1
4828 | 0 | 0.024116 | 0.93132 | 0 | 0 | 1 | 1 | 0 | 0.024116 | 1
4829 | 0 | 0.039126 | 0.93132 | 0 | 0 | 1 | 1 | 0 | 0.039126 | 1
4830 | 0 | 0.0023632 | 0.93132 | 0 | 0 | 1 | 1 | 0 | 0.0023632 | 1
4831 | 0 | 0.025545 | 0.93132 | 0 | 0 | 1 | 1 | 0 | 0.025545 | 1
4832 | 0 | 0.057174 | 0.93132 | 0 | 0 | 1 | 1 | 0 | 0.057174 | 1
4833 | 0.096611 | 0.08948 | 0.93132 | 0 | 0 | 1 | 1 | 0.096611 | 0.08948 | 1
4834 | 0.28007 | 0.11356 | 0.93132 | 0 | 0 | 1 | 1 | 0.28007 | 0.11356 | 1
4835 | 0.27616 | 0.15728 | 0.93132 | 0 | 0 | 1 | 1 | 0.27616 | 0.15728 | 1
4836 | 0.34087 | 0.17823 | 0.93132 | 0 | 0 | 1 | 1 | 0.34087 | 0.17823 | 1
4837 | 0.27857 | 0.19572 | 0.93132 | 0 | 0 | 1 | 1 | 0.27857 | 0.19572 | 1
4838 | 0.19756 | 0.21564 | 0.93132 | 0 | 0 | 1 | 1 | 0.19756 | 0.21564 | 1
4839 | 0.17867 | 0.21755 | 0.93132 | 0 | 0 | 1 | 1 | 0.17867 | 0.21755 | 1
4840 | 0.12786 | 0.20884 | 0.93132 | 0 | 0 | 1 | 1 | 0.12786 | 0.20884 | 1
4841 | 0.044701 | 0.19978 | 0.93132 | 0 | 0 | 1 | 1 | 0.044701 | 0.19978 | 1
4842 | 0 | 0.17103 | 0.93132 | 0 | 1 | 1 | 1 | 0 | 0.17103 | 1
4843 | 0 | 0.15089 | 0.93132 | 0 | 1 | 1 | 1 | 0 | 0.15089 | 1
4844 | 0 | 0.084888 | 0.93132 | 0 | 1 | 1 | 1 | 0 | 0.084888 | 1
4845 | 0 | 0.06253 | 0.93132 | 0 | 1 | 1 | 1 | 0 | 0.06253 | 1
4846 | 0 | 0.071526 | 0.93132 | 0 | 0 | 1 | 1 | 0 | 0.071526 | 1
4847 | 0 | 0.099529 | 0.93132 | 0 | 0 | 1 | 1 | 0 | 0.099529 | 1
4848 | 0 | 0.072479 | 0.93132 | 0 | 0 | 1 | 1 | 0 | 0.072479 | 1
4849 | 0 | 0.056126 | 0.96448 | 0 | 0 | 1 | 1 | 0 | 0.056126 | 1
4850 | 0 | 0.057211 | 0.96448 | 0 | 0 | 1 | 1 | 0 | 0.057211 | 1
4851 | 0 | 0.047478 | 0.96448 | 0 | 0 | 1 | 1 | 0 | 0.047478 | 1
4852 | 0 | 0.03388 | 0.96448 | 0 | 0 | 1 | 1 | 0 | 0.03388 | 1
4853 | 0 | 0.036787 | 0.96448 | 0 | 0 | 1 | 1 | 0 | 0.036787 | 1
4854 | 0 | 0.0051408 | 0.96448 | 0 | 0 | 1 | 1 | 0 | 0.0051408 | 1
4855 | 0 | 0.039073 | 0.96448 | 0 | 0 | 1 | 1 | 0 | 0.039073 | 1
4856 | 0 | 0.060361 | 0.96448 | 0 | 0 | 1 | 1 | 0 | 0.060361 | 1
4857 | 0.041749 | 0.11156 | 0.96448 | 0 | 0 | 1 | 1 | 0.041749 | 0.11156 | 1
4858 | 0.16848 | 0.12281 | 0.96448 | 0 | 0 | 1 | 1 | 0.16848 | 0.12281 | 1
4859 | 0.22556 | 0.16384 | 0.96448 | 0 | 0 | 1 | 1 | 0.22556 | 0.16384 | 1
4860 | 0.33156 | 0.18171 | 0.96448 | 0 | 0 | 1 | 1 | 0.33156 | 0.18171 | 1
4861 | 0.29501 | 0.21924 | 0.96448 | 0 | 0 | 1 | 1 | 0.29501 | 0.21924 | 1
4862 | 0.25078 | 0.23157 | 0.96448 | 0 | 0 | 1 | 1 | 0.25078 | 0.23157 | 1
4863 | 0.2384 | 0.22125 | 0.96448 | 0 | 0 | 1 | 1 | 0.2384 | 0.22125 | 1
4864 | 0.12159 | 0.20012 | 0.96448 | 0 | 0 | 1 | 1 | 0.12159 | 0.20012 | 1
4865 | 0.025609 | 0.18932 | 0.96448 | 0 | 0 | 1 | 1 | 0.025609 | 0.18932 | 1
4866 | 0 | 0.17056 | 0.96448 | 0 | 1 | 1 | 1 | 0 | 0.17056 | 1
4867 | 0 | 0.13942 | 0.96448 | 0 | 1 | 1 | 1 | 0 | 0.13942 | 1
4868 | 0 | 0.10253 | 0.96448 | 0 | 1 | 1 | 1 | 0 | 0.10253 | 1
4869 | 0 | 0.089877 | 0.96448 | 0 | 1 | 1 | 1 | 0 | 0.089877 | 1
4870 | 0 | 0.097627 | 0.96448 | 0 | 0 | 1 | 1 | 0 | 0.097627 | 1
4871 | 0 | 0.10567 | 0.96448 | 0 | 0 | 1 | 1 | 0 | 0.10567 | 1
4872 | 0 | 0.08063 | 0.96448 | 0 | 0 | 1 | 1 | 0 | 0.08063 | 1
4873 | 0 | 0.046505 | 0.96448 | 0 | 0 | 1 | 1 | 0 | 0.046505 | 1
4874 | 0 | 0.077811 | 0.96448 | 0 | 0 | 1 | 1 | 0 | 0.077811 | 1
4875 | 0 | 0.056031 | 0.96448 | 0 | 0 | 1 | 1 | 0 | 0.056031 | 1
4876 | 0 | 0.036203 | 0.96448 | 0 | 0 | 1 | 1 | 0 | 0.036203 | 1
4877 | 0 | 0.031651 | 0.96448 | 0 | 0 | 1 | 1 | 0 | 0.031651 | 1
4878 | 0 | 0.020926 | 0.96448 | 0 | 0 | 1 | 1 | 0 | 0.020926 | 1
4879 | 0 | 0.048097 | 0.96448 | 0 | 0 | 1 | 1 | 0 | 0.048097 | 1
4880 | 0 | 0.068112 | 0.96448 | 0 | 0 | 1 | 1 | 0 | 0.068112 | 1
4881 | 0 | 0.10496 | 0.96448 | 0 | 0 | 1 | 1 | 0 | 0.10496 | 1
4882 | 0.11075 | 0.11546 | 0.96448 | 0 | 0 | 1 | 1 | 0.11075 | 0.11546 | 1
4883 | 0.16559 | 0.15353 | 0.96448 | 0 | 0 | 1 | 1 | 0.16559 | 0.15353 | 1
4884 | 0.18882 | 0.14637 | 0.96448 | 0 | 0 | 1 | 1 | 0.18882 | 0.14637 | 1
4885 | 0.2269 | 0.186 | 0.96448 | 0 | 0 | 1 | 1 | 0.2269 | 0.186 | 1
4886 | 0.2212 | 0.21006 | 0.96448 | 0 | 0 | 1 | 1 | 0.2212 | 0.21006 | 1
4887 | 0.21188 | 0.22875 | 0.96448 | 0 | 0 | 1 | 1 | 0.21188 | 0.22875 | 1
4888 | 0.11873 | 0.23386 | 0.96448 | 0 | 0 | 1 | 1 | 0.11873 | 0.23386 | 1
4889 | 0.0041791 | 0.19919 | 0.96448 | 0 | 0 | 1 | 1 | 0.0041791 | 0.19919 | 1
4890 | 0 | 0.17169 | 0.96448 | 0 | 1 | 1 | 1 | 0 | 0.17169 | 1
4891 | 0 | 0.12066 | 0.96448 | 0 | 1 | 1 | 1 | 0 | 0.12066 | 1
4892 | 0 | 0.076432 | 0.96448 | 0 | 1 | 1 | 1 | 0 | 0.076432 | 1
4893 | 0 | 0.068798 | 0.96448 | 0 | 1 | 1 | 1 | 0 | 0.068798 | 1
4894 | 0 | 0.081149 | 0.96448 | 0 | 0 | 1 | 1 | 0 | 0.081149 | 1
4895 | 0 | 0.09908 | 0.96448 | 0 | 0 | 1 | 1 | 0 | 0.09908 | 1
4896 | 0 | 0.063825 | 0.96448 | 0 | 0 | 1 | 1 | 0 | 0.063825 | 1
4897 | 0 | 0.06834 | 0.96448 | 0 | 0 | 1 | 1 | 0 | 0.06834 | 1
4898 | 0 | 0.0729 | 0.96448 | 0 | 0 | 1 | 1 | 0 | 0.0729 | 1
4899 | 0 | 0.053088 | 0.96448 | 0 | 0 | 1 | 1 | 0 | 0.053088 | 1
4900 | 0 | 0.041069 | 0.96448 | 0 | 0 | 1 | 1 | 0 | 0.041069 | 1
4901 | 0 | 0.033366 | 0.96448 | 0 | 0 | 1 | 1 | 0 | 0.033366 | 1
4902 | 0 | 0.024133 | 0.96448 | 0 | 0 | 1 | 1 | 0 | 0.024133 | 1
4903 | 0 | 0.048847 | 0.96448 | 0 | 0 | 1 | 1 | 0 | 0.048847 | 1
4904 | 0 | 0.074675 | 0.96448 | 0 | 0 | 1 | 1 | 0 | 0.074675 | 1
4905 | 0 | 0.084712 | 0.96448 | 0 | 0 | 1 | 1 | 0 | 0.084712 | 1
4906 | 0.12608 | 0.12333 | 0.96448 | 0 | 0 | 1 | 1 | 0.12608 | 0.12333 | 1
4907 | 0.17616 | 0.14026 | 0.96448 | 0 | 0 | 1 | 1 | 0.17616 | 0.14026 | 1
4908 | 0.23533 | 0.13481 | 0.96448 | 0 | 0 | 1 | 1 | 0.23533 | 0.13481 | 1
4909 | 0.2664 | 0.16292 | 0.96448 | 0 | 0 | 1 | 1 | 0.2664 | 0.16292 | 1
4910 | 0.25275 | 0.16277 | 0.96448 | 0 | 0 | 1 | 1 | 0.25275 | 0.16277 | 1
4911 | 0.28456 | 0.18055 | 0.96448 | 0 | 0 | 1 | 1 | 0.28456 | 0.18055 | 1
4912 | 0.18414 | 0.16073 | 0.96448 | 0 | 0 | 1 | 1 | 0.18414 | 0.16073 | 1
4913 | 0.067474 | 0.14027 | 0.96448 | 0 | 0 | 1 | 1 | 0.067474 | 0.14027 | 1
4914 | 0 | 0.11743 | 0.96448 | 0 | 1 | 1 | 1 | 0 | 0.11743 | 1
4915 | 0 | 0.087959 | 0.96448 | 0 | 1 | 1 | 1 | 0 | 0.087959 | 1
4916 | 0 | 0.047606 | 0.96448 | 0 | 1 | 1 | 1 | 0 | 0.047606 | 1
4917 | 0 | 0.038936 | 0.96448 | 0 | 1 | 1 | 1 | 0 | 0.038936 | 1
4918 | 0 | 0.038908 | 0.96448 | 0 | 0 | 1 | 1 | 0 | 0.038908 | 1
4919 | 0 | 0.063659 | 0.96448 | 0 | 0 | 1 | 1 | 0 | 0.063659 | 1
4920 | 0 | 0.034621 | 0.96448 | 0 | 0 | 1 | 1 | 0 | 0.034621 | 1
4921 | 0 | 0.062404 | 0.96448 | 0 | 0 | 1 | 1 | 0 | 0.062404 | 1
4922 | 0 | 0.050646 | 0.96448 | 0 | 0 | 1 | 1 | 0 | 0.050646 | 1
4923 | 0 | 0.038663 | 0.96448 | 0 | 0 | 1 | 1 | 0 | 0.038663 | 1
4924 | 0 | 0.0058103 | 0.96448 | 0 | 0 | 1 | 1 | 0 | 0.0058103 | 1
4925 | 0 | 0.014604 | 0.96448 | 0 | 0 | 1 | 1 | 0 | 0.014604 | 1
4926 | 0 | 0.012345 | 0.96448 | 0 | 0 | 1 | 1 | 0 | 0.012345 | 1
4927 | 0 | 0.030741 | 0.96448 | 0 | 0 | 1 | 1 | 0 | 0.030741 | 1
4928 | 0 | 0.029966 | 0.96448 | 0 | 0 | 1 | 1 | 0 | 0.029966 | 1
4929 | 0 | 0.050314 | 0.96448 | 0 | 0 | 1 | 1 | 0 | 0.050314 | 1
4930 | 0.14703 | 0.087293 | 0.96448 | 0 | 0 | 1 | 1 | 0.14703 | 0.087293 | 1
4931 | 0.19682 | 0.12209 | 0.96448 | 0 | 0 | 1 | 1 | 0.19682 | 0.12209 | 1
4932 | 0.23759 | 0.12105 | 0.96448 | 0 | 0 | 1 | 1 | 0.23759 | 0.12105 | 1
4933 | 0.29819 | 0.13677 | 0.96448 | 0 | 0 | 1 | 1 | 0.29819 | 0.13677 | 1
4934 | 0.29711 | 0.14228 | 0.96448 | 0 | 0 | 1 | 1 | 0.29711 | 0.14228 | 1
4935 | 0.26529 | 0.14913 | 0.96448 | 0 | 0 | 1 | 1 | 0.26529 | 0.14913 | 1
4936 | 0.25704 | 0.13046 | 0.96448 | 0 | 0 | 1 | 1 | 0.25704 | 0.13046 | 1
4937 | 0.094365 | 0.10632 | 0.96448 | 0 | 0 | 1 | 1 | 0.094365 | 0.10632 | 1
4938 | 0 | 0.08193 | 0.96448 | 0 | 1 | 1 | 1 | 0 | 0.08193 | 1
4939 | 0 | 0.064322 | 0.96448 | 0 | 1 | 1 | 1 | 0 | 0.064322 | 1
4940 | 0 | 0.0060231 | 0.96448 | 0 | 1 | 1 | 1 | 0 | 0.0060231 | 1
4941 | 0 | 0.0047676 | 0.96448 | 0 | 1 | 1 | 1 | 0 | 0.0047676 | 1
4942 | 0 | 0.0053538 | 0.96448 | 0 | 0 | 1 | 1 | 0 | 0.0053538 | 1
4943 | 0 | 0.037301 | 0.96448 | 0 | 0 | 1 | 1 | 0 | 0.037301 | 1
4944 | 0 | 0.0035736 | 0.96448 | 0 | 0 | 1 | 1 | 0 | 0.0035736 | 1
4945 | 0 | 0.027379 | 0.96448 | 0 | 0 | 1 | 1 | 0 | 0.027379 | 1
4946 | 0 | 0.0039331 | 0.96448 | 0 | 0 | 1 | 1 | 0 | 0.0039331 | 1
4947 | 0 | 0 | 0.96448 | 0 | 0 | 1 | 1 | 0 | 0 | 1
4948 | 0 | 0 | 0.96448 | 0 | 0 | 1 | 1 | 0 | 0 | 1
4949 | 0 | 0.0031428 | 0.96448 | 0 | 0 | 1 | 1 | 0 | 0.0031428 | 1
4950 | 0 | 0.012762 | 0.96448 | 0 | 0 | 1 | 1 | 0 | 0.012762 | 1
4951 | 0 | 0.010968 | 0.96448 | 0 | 0 | 1 | 1 | 0 | 0.010968 | 1
4952 | 0 | 0.009654 | 0.96448 | 0 | 0 | 1 | 1 | 0 | 0.009654 | 1
4953 | 0.059711 | 0.047096 | 0.96448 | 0 | 0 | 1 | 1 | 0.059711 | 0.047096 | 1
4954 | 0.22573 | 0.068621 | 0.96448 | 0 | 0 | 1 | 1 | 0.22573 | 0.068621 | 1
4955 | 0.31958 | 0.10897 | 0.96448 | 0 | 0 | 1 | 1 | 0.31958 | 0.10897 | 1
4956 | 0.36191 | 0.14052 | 0.96448 | 0 | 0 | 1 | 1 | 0.36191 | 0.14052 | 1
4957 | 0.39012 | 0.15365 | 0.96448 | 0 | 0 | 1 | 1 | 0.39012 | 0.15365 | 1
4958 | 0.37893 | 0.1552 | 0.96448 | 0 | 0 | 1 | 1 | 0.37893 | 0.1552 | 1
4959 | 0.33523 | 0.12224 | 0.96448 | 0 | 0 | 1 | 1 | 0.33523 | 0.12224 | 1
4960 | 0.22688 | 0.10012 | 0.96448 | 0 | 0 | 1 | 1 | 0.22688 | 0.10012 | 1
4961 | 0.074394 | 0.08562 | 0.96448 | 0 | 0 | 1 | 1 | 0.074394 | 0.08562 | 1
4962 | 0 | 0.063128 | 0.96448 | 0 | 1 | 1 | 1 | 0 | 0.063128 | 1
4963 | 0 | 0.05297 | 0.96448 | 0 | 1 | 1 | 1 | 0 | 0.05297 | 1
4964 | 0 | 0.011362 | 0.96448 | 0 | 1 | 1 | 1 | 0 | 0.011362 | 1
4965 | 0 | 0.0010298 | 0.96448 | 0 | 1 | 1 | 1 | 0 | 0.0010298 | 1
4966 | 0 | 0 | 0.96448 | 0 | 0 | 1 | 1 | 0 | 0 | 1
4967 | 0 | 0.013138 | 0.96448 | 0 | 0 | 1 | 1 | 0 | 0.013138 | 1
4968 | 0 | 0 | 0.96448 | 0 | 0 | 1 | 1 | 0 | 0 | 1
4969 | 0 | 0 | 0.96448 | 0 | 0 | 1 | 1 | 0 | 0 | 1
4970 | 0 | 0.0018955 | 0.96448 | 0 | 0 | 1 | 1 | 0 | 0.0018955 | 1
4971 | 0 | 0 | 0.96448 | 0 | 0 | 1 | 1 | 0 | 0 | 1
4972 | 0 | 0 | 0.96448 | 0 | 0 | 1 | 1 | 0 | 0 | 1
4973 | 0 | 0.0030875 | 0.96448 | 0 | 0 | 1 | 1 | 0 | 0.0030875 | 1
4974 | 0 | 0.010052 | 0.96448 | 0 | 0 | 1 | 1 | 0 | 0.010052 | 1
4975 | 0 | 0.016989 | 0.96448 | 0 | 0 | 1 | 1 | 0 | 0.016989 | 1
4976 | 0 | 0.019463 | 0.96448 | 0 | 0 | 1 | 1 | 0 | 0.019463 | 1
4977 | 0.052615 | 0.068754 | 0.96448 | 0 | 0 | 1 | 1 | 0.052615 | 0.068754 | 1
4978 | 0.21495 | 0.11139 | 0.96448 | 0 | 0 | 1 | 1 | 0.21495 | 0.11139 | 1
4979 | 0.29852 | 0.15831 | 0.96448 | 0 | 0 | 1 | 1 | 0.29852 | 0.15831 | 1
4980 | 0.32749 | 0.18644 | 0.96448 | 0 | 0 | 1 | 1 | 0.32749 | 0.18644 | 1
4981 | 0.34724 | 0.2033 | 0.96448 | 0 | 0 | 1 | 1 | 0.34724 | 0.2033 | 1
4982 | 0.36916 | 0.22048 | 0.96448 | 0 | 0 | 1 | 1 | 0.36916 | 0.22048 | 1
4983 | 0.31536 | 0.16739 | 0.96448 | 0 | 0 | 1 | 1 | 0.31536 | 0.16739 | 1
4984 | 0.22867 | 0.16933 | 0.96448 | 0 | 0 | 1 | 1 | 0.22867 | 0.16933 | 1
4985 | 0.10139 | 0.14929 | 0.96448 | 0 | 0 | 1 | 1 | 0.10139 | 0.14929 | 1
4986 | 0 | 0.12604 | 0.96448 | 0 | 1 | 1 | 1 | 0 | 0.12604 | 1
4987 | 0 | 0.095903 | 0.96448 | 0 | 1 | 1 | 1 | 0 | 0.095903 | 1
4988 | 0 | 0.079596 | 0.96448 | 0 | 1 | 1 | 1 | 0 | 0.079596 | 1
4989 | 0 | 0.057295 | 0.96448 | 0 | 1 | 1 | 1 | 0 | 0.057295 | 1
4990 | 0 | 0.061047 | 0.96448 | 0 | 0 | 1 | 1 | 0 | 0.061047 | 1
4991 | 0 | 0.061898 | 0.96448 | 0 | 0 | 1 | 1 | 0 | 0.061898 | 1
4992 | 0 | 0.054963 | 0.96448 | 0 | 0 | 1 | 1 | 0 | 0.054963 | 1
4993 | 0 | 0 | 0.96448 | 0 | 0 | 1 | 1 | 0 | 0 | 1
4994 | 0 | 0.046452 | 0.96448 | 0 | 0 | 1 | 1 | 0 | 0.046452 | 1
4995 | 0 | 0.026659 | 0.96448 | 0 | 0 | 1 | 1 | 0 | 0.026659 | 1
4996 | 0 | 0.0097674 | 0.96448 | 0 | 0 | 1 | 1 | 0 | 0.0097674 | 1
4997 | 0 | 0.027831 | 0.96448 | 0 | 0 | 1 | 1 | 0 | 0.027831 | 1
4998 | 0 | 0.043872 | 0.96448 | 0 | 0 | 1 | 1 | 0 | 0.043872 | 1
4999 | 0 | 0.055218 | 0.96448 | 0 | 0 | 1 | 1 | 0 | 0.055218 | 1
5000 | 0 | 0.061559 | 0.96448 | 0 | 0 | 1 | 1 | 0 | 0.061559 | 1
5001 | 0.108 | 0.12441 | 0.96448 | 0 | 0 | 1 | 1 | 0.108 | 0.12441 | 1
5002 | 0.31462 | 0.18867 | 0.96448 | 0 | 0 | 1 | 1 | 0.31462 | 0.18867 | 1
5003 | 0.39227 | 0.20163 | 0.96448 | 0 | 0 | 1 | 1 | 0.39227 | 0.20163 | 1
5004 | 0.38023 | 0.22946 | 0.96448 | 0 | 0 | 1 | 1 | 0.38023 | 0.22946 | 1
5005 | 0.36137 | 0.24898 | 0.96448 | 0 | 0 | 1 | 1 | 0.36137 | 0.24898 | 1
5006 | 0.36242 | 0.27329 | 0.96448 | 0 | 0 | 1 | 1 | 0.36242 | 0.27329 | 1
5007 | 0.3556 | 0.21255 | 0.96448 | 0 | 0 | 1 | 1 | 0.3556 | 0.21255 | 1
5008 | 0.21421 | 0.22344 | 0.96448 | 0 | 0 | 1 | 1 | 0.21421 | 0.22344 | 1
5009 | 0.10066 | 0.22044 | 0.96448 | 0 | 0 | 1 | 1 | 0.10066 | 0.22044 | 1
5010 | 0 | 0.18176 | 0.96448 | 0 | 1 | 1 | 1 | 0 | 0.18176 | 1
5011 | 0 | 0.13487 | 0.96448 | 0 | 1 | 1 | 1 | 0 | 0.13487 | 1
5012 | 0 | 0.14169 | 0.96448 | 0 | 1 | 1 | 1 | 0 | 0.14169 | 1
5013 | 0 | 0.12225 | 0.96448 | 0 | 1 | 1 | 1 | 0 | 0.12225 | 1
5014 | 0 | 0.12177 | 0.96448 | 0 | 0 | 1 | 1 | 0 | 0.12177 | 1
5015 | 0 | 0.1042 | 0.96448 | 0 | 0 | 1 | 1 | 0 | 0.1042 | 1
5016 | 0 | 0.1136 | 0.96448 | 0 | 0 | 1 | 1 | 0 | 0.1136 | 1
5017 | 0 | 0.038204 | 1 | 0 | 0 | 1 | 1 | 0 | 0.038204 | 1
5018 | 0 | 0.092111 | 1 | 0 | 0 | 1 | 1 | 0 | 0.092111 | 1
5019 | 0 | 0.066655 | 1 | 0 | 0 | 1 | 1 | 0 | 0.066655 | 1
5020 | 0 | 0.050228 | 1 | 0 | 0 | 1 | 1 | 0 | 0.050228 | 1
5021 | 0 | 0.053767 | 1 | 0 | 0 | 1 | 1 | 0 | 0.053767 | 1
5022 | 0 | 0.056125 | 1 | 0 | 0 | 1 | 1 | 0 | 0.056125 | 1
5023 | 0 | 0.082971 | 1 | 0 | 0 | 1 | 1 | 0 | 0.082971 | 1
5024 | 0 | 0.10644 | 1 | 0 | 0 | 1 | 1 | 0 | 0.10644 | 1
5025 | 0.076809 | 0.15917 | 1 | 0 | 0 | 1 | 1 | 0.076809 | 0.15917 | 1
5026 | 0.28442 | 0.21935 | 1 | 0 | 0 | 1 | 1 | 0.28442 | 0.21935 | 1
5027 | 0.33811 | 0.22402 | 1 | 0 | 0 | 1 | 1 | 0.33811 | 0.22402 | 1
5028 | 0.38012 | 0.23735 | 1 | 0 | 0 | 1 | 1 | 0.38012 | 0.23735 | 1
5029 | 0.39412 | 0.28165 | 1 | 0 | 0 | 1 | 1 | 0.39412 | 0.28165 | 1
5030 | 0.39474 | 0.31101 | 1 | 0 | 0 | 1 | 1 | 0.39474 | 0.31101 | 1
5031 | 0.33191 | 0.28821 | 1 | 0 | 0 | 1 | 1 | 0.33191 | 0.28821 | 1
5032 | 0.28988 | 0.2693 | 1 | 0 | 0 | 1 | 1 | 0.28988 | 0.2693 | 1
5033 | 0.13358 | 0.27689 | 1 | 0 | 0 | 1 | 1 | 0.13358 | 0.27689 | 1
5034 | 0 | 0.25575 | 1 | 0 | 1 | 1 | 1 | 0 | 0.25575 | 1
5035 | 0 | 0.20743 | 1 | 0 | 1 | 1 | 1 | 0 | 0.20743 | 1
5036 | 0 | 0.19739 | 1 | 0 | 1 | 1 | 1 | 0 | 0.19739 | 1
5037 | 0 | 0.18223 | 1 | 0 | 1 | 1 | 1 | 0 | 0.18223 | 1
5038 | 0 | 0.1769 | 1 | 0 | 0 | 1 | 1 | 0 | 0.1769 | 1
5039 | 0 | 0.15842 | 1 | 0 | 0 | 1 | 1 | 0 | 0.15842 | 1
5040 | 0 | 0.18739 | 1 | 0 | 0 | 1 | 1 | 0 | 0.18739 | 1
5041 | 0 | 0.083338 | 0.91183 | 0 | 0 | 1 | 1 | 0 | 0.083338 | 1
5042 | 0 | 0.11801 | 0.91183 | 0 | 0 | 1 | 1 | 0 | 0.11801 | 1
5043 | 0 | 0.10029 | 0.91183 | 0 | 0 | 1 | 1 | 0 | 0.10029 | 1
5044 | 0 | 0.075264 | 0.91183 | 0 | 0 | 1 | 1 | 0 | 0.075264 | 1
5045 | 0 | 0.076593 | 0.91183 | 0 | 0 | 1 | 1 | 0 | 0.076593 | 1
5046 | 0 | 0.090423 | 0.91183 | 0 | 0 | 1 | 1 | 0 | 0.090423 | 1
5047 | 0 | 0.1082 | 0.91183 | 0 | 0 | 1 | 1 | 0 | 0.1082 | 1
5048 | 0 | 0.11508 | 0.91183 | 0 | 0 | 1 | 1 | 0 | 0.11508 | 1
5049 | 0.085745 | 0.17231 | 0.91183 | 0 | 0 | 1 | 1 | 0.085745 | 0.17231 | 1
5050 | 0.27951 | 0.20612 | 0.91183 | 0 | 0 | 1 | 1 | 0.27951 | 0.20612 | 1
5051 | 0.30589 | 0.21492 | 0.91183 | 0 | 0 | 1 | 1 | 0.30589 | 0.21492 | 1
5052 | 0.32661 | 0.22946 | 0.91183 | 0 | 0 | 1 | 1 | 0.32661 | 0.22946 | 1
5053 | 0.4083 | 0.24343 | 0.91183 | 0 | 0 | 1 | 1 | 0.4083 | 0.24343 | 1
5054 | 0.41093 | 0.23974 | 0.91183 | 0 | 0 | 1 | 1 | 0.41093 | 0.23974 | 1
5055 | 0.2536 | 0.25232 | 0.91183 | 0 | 0 | 1 | 1 | 0.2536 | 0.25232 | 1
5056 | 0.21692 | 0.2638 | 0.91183 | 0 | 0 | 1 | 1 | 0.21692 | 0.2638 | 1
5057 | 0.087093 | 0.27769 | 0.91183 | 0 | 0 | 1 | 1 | 0.087093 | 0.27769 | 1
5058 | 0 | 0.20904 | 0.91183 | 0 | 1 | 1 | 1 | 0 | 0.20904 | 1
5059 | 0 | 0.16277 | 0.91183 | 0 | 1 | 1 | 1 | 0 | 0.16277 | 1
5060 | 0 | 0.15784 | 0.91183 | 0 | 1 | 1 | 1 | 0 | 0.15784 | 1
5061 | 0 | 0.1525 | 0.91183 | 0 | 1 | 1 | 1 | 0 | 0.1525 | 1
5062 | 0 | 0.16058 | 0.91183 | 0 | 0 | 1 | 1 | 0 | 0.16058 | 1
5063 | 0 | 0.15604 | 0.91183 | 0 | 0 | 1 | 1 | 0 | 0.15604 | 1
5064 | 0 | 0.15826 | 0.91183 | 0 | 0 | 1 | 1 | 0 | 0.15826 | 1
5065 | 0 | 0.14583 | 0.91183 | 0 | 0 | 1 | 1 | 0 | 0.14583 | 1
5066 | 0 | 0.092838 | 0.91183 | 0 | 0 | 1 | 1 | 0 | 0.092838 | 1
5067 | 0 | 0.087881 | 0.91183 | 0 | 0 | 1 | 1 | 0 | 0.087881 | 1
5068 | 0 | 0.098852 | 0.91183 | 0 | 0 | 1 | 1 | 0 | 0.098852 | 1
5069 | 0 | 0.084853 | 0.91183 | 0 | 0 | 1 | 1 | 0 | 0.084853 | 1
5070 | 0 | 0.069903 | 0.91183 | 0 | 0 | 1 | 1 | 0 | 0.069903 | 1
5071 | 0 | 0.066884 | 0.91183 | 0 | 0 | 1 | 1 | 0 | 0.066884 | 1
5072 | 0 | 0.098003 | 0.91183 | 0 | 0 | 1 | 1 | 0 | 0.098003 | 1
5073 | 0.00041796 | 0.136 | 0.91183 | 0 | 0 | 1 | 1 | 0.00041796 | 0.136 | 1
5074 | 0.12531 | 0.16592 | 0.91183 | 0 | 0 | 1 | 1 | 0.12531 | 0.16592 | 1
5075 | 0.15654 | 0.18703 | 0.91183 | 0 | 0 | 1 | 1 | 0.15654 | 0.18703 | 1
5076 | 0.2267 | 0.20004 | 0.91183 | 0 | 0 | 1 | 1 | 0.2267 | 0.20004 | 1
5077 | 0.25342 | 0.20308 | 0.91183 | 0 | 0 | 1 | 1 | 0.25342 | 0.20308 | 1
5078 | 0.27642 | 0.21859 | 0.91183 | 0 | 0 | 1 | 1 | 0.27642 | 0.21859 | 1
5079 | 0.18059 | 0.23992 | 0.91183 | 0 | 0 | 1 | 1 | 0.18059 | 0.23992 | 1
5080 | 0.17193 | 0.23873 | 0.91183 | 0 | 0 | 1 | 1 | 0.17193 | 0.23873 | 1
5081 | 0.068863 | 0.24433 | 0.91183 | 0 | 0 | 1 | 1 | 0.068863 | 0.24433 | 1
5082 | 0 | 0.19929 | 0.91183 | 0 | 1 | 1 | 1 | 0 | 0.19929 | 1
5083 | 0 | 0.16756 | 0.91183 | 0 | 1 | 1 | 1 | 0 | 0.16756 | 1
5084 | 0 | 0.16025 | 0.91183 | 0 | 1 | 1 | 1 | 0 | 0.16025 | 1
5085 | 0 | 0.15789 | 0.91183 | 0 | 1 | 1 | 1 | 0 | 0.15789 | 1
5086 | 0 | 0.15875 | 0.91183 | 0 | 0 | 1 | 1 | 0 | 0.15875 | 1
5087 | 0 | 0.12207 | 0.91183 | 0 | 0 | 1 | 1 | 0 | 0.12207 | 1
5088 | 0 | 0.10191 | 0.91183 | 0 | 0 | 1 | 1 | 0 | 0.10191 | 1
5089 | 0 | 0.14283 | 0.91183 | 0 | 0 | 1 | 1 | 0 | 0.14283 | 1
5090 | 0 | 0.050845 | 0.91183 | 0 | 0 | 1 | 1 | 0 | 0.050845 | 1
5091 | 0 | 0.059297 | 0.91183 | 0 | 0 | 1 | 1 | 0 | 0.059297 | 1
5092 | 0 | 0.061997 | 0.91183 | 0 | 0 | 1 | 1 | 0 | 0.061997 | 1
5093 | 0 | 0.046391 | 0.91183 | 0 | 0 | 1 | 1 | 0 | 0.046391 | 1
5094 | 0 | 0.037232 | 0.91183 | 0 | 0 | 1 | 1 | 0 | 0.037232 | 1
5095 | 0 | 0.040312 | 0.91183 | 0 | 0 | 1 | 1 | 0 | 0.040312 | 1
5096 | 0 | 0.068875 | 0.91183 | 0 | 0 | 1 | 1 | 0 | 0.068875 | 1
5097 | 0 | 0.098721 | 0.91183 | 0 | 0 | 1 | 1 | 0 | 0.098721 | 1
5098 | 0.084774 | 0.14349 | 0.91183 | 0 | 0 | 1 | 1 | 0.084774 | 0.14349 | 1
5099 | 0.1152 | 0.16978 | 0.91183 | 0 | 0 | 1 | 1 | 0.1152 | 0.16978 | 1
5100 | 0.16239 | 0.2116 | 0.91183 | 0 | 0 | 1 | 1 | 0.16239 | 0.2116 | 1
5101 | 0.16967 | 0.19752 | 0.91183 | 0 | 0 | 1 | 1 | 0.16967 | 0.19752 | 1
5102 | 0.18792 | 0.19473 | 0.91183 | 0 | 0 | 1 | 1 | 0.18792 | 0.19473 | 1
5103 | 0.12841 | 0.19816 | 0.91183 | 0 | 0 | 1 | 1 | 0.12841 | 0.19816 | 1
5104 | 0.092615 | 0.21049 | 0.91183 | 0 | 0 | 1 | 1 | 0.092615 | 0.21049 | 1
5105 | 0.0086046 | 0.22987 | 0.91183 | 0 | 0 | 1 | 1 | 0.0086046 | 0.22987 | 1
5106 | 0 | 0.17943 | 0.91183 | 0 | 1 | 1 | 1 | 0 | 0.17943 | 1
5107 | 0 | 0.15347 | 0.91183 | 0 | 1 | 1 | 1 | 0 | 0.15347 | 1
5108 | 0 | 0.17185 | 0.91183 | 0 | 1 | 1 | 1 | 0 | 0.17185 | 1
5109 | 0 | 0.16462 | 0.91183 | 0 | 1 | 1 | 1 | 0 | 0.16462 | 1
5110 | 0 | 0.15632 | 0.91183 | 0 | 0 | 1 | 1 | 0 | 0.15632 | 1
5111 | 0 | 0.11854 | 0.91183 | 0 | 0 | 1 | 1 | 0 | 0.11854 | 1
5112 | 0 | 0.090141 | 0.91183 | 0 | 0 | 1 | 1 | 0 | 0.090141 | 1
5113 | 0 | 0.1005 | 0.91183 | 0 | 0 | 1 | 1 | 0 | 0.1005 | 1
5114 | 0 | 0.060474 | 0.91183 | 0 | 0 | 1 | 1 | 0 | 0.060474 | 1
5115 | 0 | 0.028919 | 0.91183 | 0 | 0 | 1 | 1 | 0 | 0.028919 | 1
5116 | 0 | 0.039401 | 0.91183 | 0 | 0 | 1 | 1 | 0 | 0.039401 | 1
5117 | 0 | 0.039962 | 0.91183 | 0 | 0 | 1 | 1 | 0 | 0.039962 | 1
5118 | 0 | 0.034626 | 0.91183 | 0 | 0 | 1 | 1 | 0 | 0.034626 | 1
5119 | 0 | 0.045566 | 0.91183 | 0 | 0 | 1 | 1 | 0 | 0.045566 | 1
5120 | 0 | 0.067767 | 0.91183 | 0 | 0 | 1 | 1 | 0 | 0.067767 | 1
5121 | 0 | 0.081287 | 0.91183 | 0 | 0 | 1 | 1 | 0 | 0.081287 | 1
5122 | 0.038425 | 0.12368 | 0.91183 | 0 | 0 | 1 | 1 | 0.038425 | 0.12368 | 1
5123 | 0.082785 | 0.1519 | 0.91183 | 0 | 0 | 1 | 1 | 0.082785 | 0.1519 | 1
5124 | 0.13653 | 0.19735 | 0.91183 | 0 | 0 | 1 | 1 | 0.13653 | 0.19735 | 1
5125 | 0.096092 | 0.19369 | 0.91183 | 0 | 0 | 1 | 1 | 0.096092 | 0.19369 | 1
5126 | 0.1304 | 0.20136 | 0.91183 | 0 | 0 | 1 | 1 | 0.1304 | 0.20136 | 1
5127 | 0.078084 | 0.19417 | 0.91183 | 0 | 0 | 1 | 1 | 0.078084 | 0.19417 | 1
5128 | 0.047162 | 0.20041 | 0.91183 | 0 | 0 | 1 | 1 | 0.047162 | 0.20041 | 1
5129 | 0 | 0.21006 | 0.91183 | 0 | 0 | 1 | 1 | 0 | 0.21006 | 1
5130 | 0 | 0.16683 | 0.91183 | 0 | 1 | 1 | 1 | 0 | 0.16683 | 1
5131 | 0 | 0.16143 | 0.91183 | 0 | 1 | 1 | 1 | 0 | 0.16143 | 1
5132 | 0 | 0.14312 | 0.91183 | 0 | 1 | 1 | 1 | 0 | 0.14312 | 1
5133 | 0 | 0.15435 | 0.91183 | 0 | 1 | 1 | 1 | 0 | 0.15435 | 1
5134 | 0 | 0.13224 | 0.91183 | 0 | 0 | 1 | 1 | 0 | 0.13224 | 1
5135 | 0 | 0.097701 | 0.91183 | 0 | 0 | 1 | 1 | 0 | 0.097701 | 1
5136 | 0 | 0.071106 | 0.91183 | 0 | 0 | 1 | 1 | 0 | 0.071106 | 1
5137 | 0 | 0.096965 | 0.91183 | 0 | 0 | 1 | 1 | 0 | 0.096965 | 1
5138 | 0 | 0.063796 | 0.91183 | 0 | 0 | 1 | 1 | 0 | 0.063796 | 1
5139 | 0 | 0.022631 | 0.91183 | 0 | 0 | 1 | 1 | 0 | 0.022631 | 1
5140 | 0 | 0.025783 | 0.91183 | 0 | 0 | 1 | 1 | 0 | 0.025783 | 1
5141 | 0 | 0.024696 | 0.91183 | 0 | 0 | 1 | 1 | 0 | 0.024696 | 1
5142 | 0 | 0.019387 | 0.91183 | 0 | 0 | 1 | 1 | 0 | 0.019387 | 1
5143 | 0 | 0.050661 | 0.91183 | 0 | 0 | 1 | 1 | 0 | 0.050661 | 1
5144 | 0 | 0.058973 | 0.91183 | 0 | 0 | 1 | 1 | 0 | 0.058973 | 1
5145 | 0.021725 | 0.064857 | 0.91183 | 0 | 0 | 1 | 1 | 0.021725 | 0.064857 | 1
5146 | 0.11076 | 0.11099 | 0.91183 | 0 | 0 | 1 | 1 | 0.11076 | 0.11099 | 1
5147 | 0.13752 | 0.14575 | 0.91183 | 0 | 0 | 1 | 1 | 0.13752 | 0.14575 | 1
5148 | 0.19082 | 0.19341 | 0.91183 | 0 | 0 | 1 | 1 | 0.19082 | 0.19341 | 1
5149 | 0.1644 | 0.21414 | 0.91183 | 0 | 0 | 1 | 1 | 0.1644 | 0.21414 | 1
5150 | 0.16925 | 0.20857 | 0.91183 | 0 | 0 | 1 | 1 | 0.16925 | 0.20857 | 1
5151 | 0.086059 | 0.20103 | 0.91183 | 0 | 0 | 1 | 1 | 0.086059 | 0.20103 | 1
5152 | 0.040922 | 0.21406 | 0.91183 | 0 | 0 | 1 | 1 | 0.040922 | 0.21406 | 1
5153 | 0 | 0.21151 | 0.91183 | 0 | 0 | 1 | 1 | 0 | 0.21151 | 1
5154 | 0 | 0.15736 | 0.91183 | 0 | 1 | 1 | 1 | 0 | 0.15736 | 1
5155 | 0 | 0.1625 | 0.91183 | 0 | 1 | 1 | 1 | 0 | 0.1625 | 1
5156 | 0 | 0.15225 | 0.91183 | 0 | 1 | 1 | 1 | 0 | 0.15225 | 1
5157 | 0 | 0.16794 | 0.91183 | 0 | 1 | 1 | 1 | 0 | 0.16794 | 1
5158 | 0 | 0.14994 | 0.91183 | 0 | 0 | 1 | 1 | 0 | 0.14994 | 1
5159 | 0 | 0.13799 | 0.91183 | 0 | 0 | 1 | 1 | 0 | 0.13799 | 1
5160 | 0 | 0.13586 | 0.91183 | 0 | 0 | 1 | 1 | 0 | 0.13586 | 1
5161 | 0 | 0.077216 | 0.91183 | 0 | 0 | 1 | 1 | 0 | 0.077216 | 1
5162 | 0 | 0.12262 | 0.91183 | 0 | 0 | 1 | 1 | 0 | 0.12262 | 1
5163 | 0 | 0.068685 | 0.91183 | 0 | 0 | 1 | 1 | 0 | 0.068685 | 1
5164 | 0 | 0.07014 | 0.91183 | 0 | 0 | 1 | 1 | 0 | 0.07014 | 1
5165 | 0 | 0.069925 | 0.91183 | 0 | 0 | 1 | 1 | 0 | 0.069925 | 1
5166 | 0 | 0.065395 | 0.91183 | 0 | 0 | 1 | 1 | 0 | 0.065395 | 1
5167 | 0 | 0.085869 | 0.91183 | 0 | 0 | 1 | 1 | 0 | 0.085869 | 1
5168 | 0 | 0.086544 | 0.91183 | 0 | 0 | 1 | 1 | 0 | 0.086544 | 1
5169 | 0.05022 | 0.11896 | 0.91183 | 0 | 0 | 1 | 1 | 0.05022 | 0.11896 | 1
5170 | 0.15903 | 0.13183 | 0.91183 | 0 | 0 | 1 | 1 | 0.15903 | 0.13183 | 1
5171 | 0.21065 | 0.19031 | 0.91183 | 0 | 0 | 1 | 1 | 0.21065 | 0.19031 | 1
5172 | 0.25809 | 0.22004 | 0.91183 | 0 | 0 | 1 | 1 | 0.25809 | 0.22004 | 1
5173 | 0.24353 | 0.23726 | 0.91183 | 0 | 0 | 1 | 1 | 0.24353 | 0.23726 | 1
5174 | 0.25901 | 0.24492 | 0.91183 | 0 | 0 | 1 | 1 | 0.25901 | 0.24492 | 1
5175 | 0.17785 | 0.23272 | 0.91183 | 0 | 0 | 1 | 1 | 0.17785 | 0.23272 | 1
5176 | 0.11599 | 0.23319 | 0.91183 | 0 | 0 | 1 | 1 | 0.11599 | 0.23319 | 1
5177 | 0.0035835 | 0.2382 | 0.91183 | 0 | 0 | 1 | 1 | 0.0035835 | 0.2382 | 1
5178 | 0 | 0.17022 | 0.91183 | 0 | 1 | 1 | 1 | 0 | 0.17022 | 1
5179 | 0 | 0.14005 | 0.91183 | 0 | 1 | 1 | 1 | 0 | 0.14005 | 1
5180 | 0 | 0.14763 | 0.91183 | 0 | 1 | 1 | 1 | 0 | 0.14763 | 1
5181 | 0 | 0.16432 | 0.91183 | 0 | 1 | 1 | 1 | 0 | 0.16432 | 1
5182 | 0 | 0.13921 | 0.91183 | 0 | 0 | 1 | 1 | 0 | 0.13921 | 1
5183 | 0 | 0.1472 | 0.91183 | 0 | 0 | 1 | 1 | 0 | 0.1472 | 1
5184 | 0 | 0.14611 | 0.91183 | 0 | 0 | 1 | 1 | 0 | 0.14611 | 1
5185 | 0 | 0.14552 | 0.94371 | 0 | 0 | 1 | 1 | 0 | 0.14552 | 1
5186 | 0 | 0.13473 | 0.94371 | 0 | 0 | 1 | 1 | 0 | 0.13473 | 1
5187 | 0 | 0.098714 | 0.94371 | 0 | 0 | 1 | 1 | 0 | 0.098714 | 1
5188 | 0 | 0.072962 | 0.94371 | 0 | 0 | 1 | 1 | 0 | 0.072962 | 1
5189 | 0 | 0.036865 | 0.94371 | 0 | 0 | 1 | 1 | 0 | 0.036865 | 1
5190 | 0 | 0.044731 | 0.94371 | 0 | 0 | 1 | 1 | 0 | 0.044731 | 1
5191 | 0 | 0.079338 | 0.94371 | 0 | 0 | 1 | 1 | 0 | 0.079338 | 1
5192 | 0 | 0.079343 | 0.94371 | 0 | 0 | 1 | 1 | 0 | 0.079343 | 1
5193 | 0.057378 | 0.12928 | 0.94371 | 0 | 0 | 1 | 1 | 0.057378 | 0.12928 | 1
5194 | 0.19991 | 0.14511 | 0.94371 | 0 | 0 | 1 | 1 | 0.19991 | 0.14511 | 1
5195 | 0.25765 | 0.19142 | 0.94371 | 0 | 0 | 1 | 1 | 0.25765 | 0.19142 | 1
5196 | 0.3477 | 0.2272 | 0.94371 | 0 | 0 | 1 | 1 | 0.3477 | 0.2272 | 1
5197 | 0.37396 | 0.24434 | 0.94371 | 0 | 0 | 1 | 1 | 0.37396 | 0.24434 | 1
5198 | 0.36772 | 0.24269 | 0.94371 | 0 | 0 | 1 | 1 | 0.36772 | 0.24269 | 1
5199 | 0.32112 | 0.23357 | 0.94371 | 0 | 0 | 1 | 1 | 0.32112 | 0.23357 | 1
5200 | 0.22576 | 0.22508 | 0.94371 | 0 | 0 | 1 | 1 | 0.22576 | 0.22508 | 1
5201 | 0.084389 | 0.22574 | 0.94371 | 0 | 0 | 1 | 1 | 0.084389 | 0.22574 | 1
5202 | 0 | 0.18782 | 0.94371 | 0 | 1 | 1 | 1 | 0 | 0.18782 | 1
5203 | 0 | 0.14784 | 0.94371 | 0 | 1 | 1 | 1 | 0 | 0.14784 | 1
5204 | 0 | 0.13596 | 0.94371 | 0 | 1 | 1 | 1 | 0 | 0.13596 | 1
5205 | 0 | 0.14268 | 0.94371 | 0 | 1 | 1 | 1 | 0 | 0.14268 | 1
5206 | 0 | 0.11125 | 0.94371 | 0 | 0 | 1 | 1 | 0 | 0.11125 | 1
5207 | 0 | 0.11244 | 0.94371 | 0 | 0 | 1 | 1 | 0 | 0.11244 | 1
5208 | 0 | 0.11885 | 0.94371 | 0 | 0 | 1 | 1 | 0 | 0.11885 | 1
5209 | 0 | 0.1566 | 0.94371 | 0 | 0 | 1 | 1 | 0 | 0.1566 | 1
5210 | 0 | 0.10626 | 0.94371 | 0 | 0 | 1 | 1 | 0 | 0.10626 | 1
5211 | 0 | 0.087659 | 0.94371 | 0 | 0 | 1 | 1 | 0 | 0.087659 | 1
5212 | 0 | 0.066543 | 0.94371 | 0 | 0 | 1 | 1 | 0 | 0.066543 | 1
5213 | 0 | 0.032142 | 0.94371 | 0 | 0 | 1 | 1 | 0 | 0.032142 | 1
5214 | 0 | 0.046796 | 0.94371 | 0 | 0 | 1 | 1 | 0 | 0.046796 | 1
5215 | 0 | 0.067653 | 0.94371 | 0 | 0 | 1 | 1 | 0 | 0.067653 | 1
5216 | 0 | 0.056533 | 0.94371 | 0 | 0 | 1 | 1 | 0 | 0.056533 | 1
5217 | 0.067594 | 0.11596 | 0.94371 | 0 | 0 | 1 | 1 | 0.067594 | 0.11596 | 1
5218 | 0.2115 | 0.13423 | 0.94371 | 0 | 0 | 1 | 1 | 0.2115 | 0.13423 | 1
5219 | 0.28914 | 0.15934 | 0.94371 | 0 | 0 | 1 | 1 | 0.28914 | 0.15934 | 1
5220 | 0.36909 | 0.18081 | 0.94371 | 0 | 0 | 1 | 1 | 0.36909 | 0.18081 | 1
5221 | 0.44176 | 0.17714 | 0.94371 | 0 | 0 | 1 | 1 | 0.44176 | 0.17714 | 1
5222 | 0.47788 | 0.17266 | 0.94371 | 0 | 0 | 1 | 1 | 0.47788 | 0.17266 | 1
5223 | 0.43698 | 0.17688 | 0.94371 | 0 | 0 | 1 | 1 | 0.43698 | 0.17688 | 1
5224 | 0.27531 | 0.17212 | 0.94371 | 0 | 0 | 1 | 1 | 0.27531 | 0.17212 | 1
5225 | 0.084616 | 0.17983 | 0.94371 | 0 | 0 | 1 | 1 | 0.084616 | 0.17983 | 1
5226 | 0 | 0.15581 | 0.94371 | 0 | 1 | 1 | 1 | 0 | 0.15581 | 1
5227 | 0 | 0.12684 | 0.94371 | 0 | 1 | 1 | 1 | 0 | 0.12684 | 1
5228 | 0 | 0.090927 | 0.94371 | 0 | 1 | 1 | 1 | 0 | 0.090927 | 1
5229 | 0 | 0.098788 | 0.94371 | 0 | 1 | 1 | 1 | 0 | 0.098788 | 1
5230 | 0 | 0.070731 | 0.94371 | 0 | 0 | 1 | 1 | 0 | 0.070731 | 1
5231 | 0 | 0.070199 | 0.94371 | 0 | 0 | 1 | 1 | 0 | 0.070199 | 1
5232 | 0 | 0.066532 | 0.94371 | 0 | 0 | 1 | 1 | 0 | 0.066532 | 1
5233 | 0 | 0.12735 | 0.94371 | 0 | 0 | 1 | 1 | 0 | 0.12735 | 1
5234 | 0 | 0.078275 | 0.94371 | 0 | 0 | 1 | 1 | 0 | 0.078275 | 1
5235 | 0 | 0.062055 | 0.94371 | 0 | 0 | 1 | 1 | 0 | 0.062055 | 1
5236 | 0 | 0.03545 | 0.94371 | 0 | 0 | 1 | 1 | 0 | 0.03545 | 1
5237 | 0 | 0 | 0.94371 | 0 | 0 | 1 | 1 | 0 | 0 | 1
5238 | 0 | 0.018617 | 0.94371 | 0 | 0 | 1 | 1 | 0 | 0.018617 | 1
5239 | 0 | 0.051791 | 0.94371 | 0 | 0 | 1 | 1 | 0 | 0.051791 | 1
5240 | 0 | 0.044943 | 0.94371 | 0 | 0 | 1 | 1 | 0 | 0.044943 | 1
5241 | 0.051484 | 0.058235 | 0.94371 | 0 | 0 | 1 | 1 | 0.051484 | 0.058235 | 1
5242 | 0.17123 | 0.087439 | 0.94371 | 0 | 0 | 1 | 1 | 0.17123 | 0.087439 | 1
5243 | 0.26087 | 0.1124 | 0.94371 | 0 | 0 | 1 | 1 | 0.26087 | 0.1124 | 1
5244 | 0.37129 | 0.14239 | 0.94371 | 0 | 0 | 1 | 1 | 0.37129 | 0.14239 | 1
5245 | 0.4438 | 0.14559 | 0.94371 | 0 | 0 | 1 | 1 | 0.4438 | 0.14559 | 1
5246 | 0.4732 | 0.14185 | 0.94371 | 0 | 0 | 1 | 1 | 0.4732 | 0.14185 | 1
5247 | 0.44178 | 0.16173 | 0.94371 | 0 | 0 | 1 | 1 | 0.44178 | 0.16173 | 1
5248 | 0.26988 | 0.16434 | 0.94371 | 0 | 0 | 1 | 1 | 0.26988 | 0.16434 | 1
5249 | 0.087669 | 0.15849 | 0.94371 | 0 | 0 | 1 | 1 | 0.087669 | 0.15849 | 1
5250 | 0 | 0.13751 | 0.94371 | 0 | 1 | 1 | 1 | 0 | 0.13751 | 1
5251 | 0 | 0.15636 | 0.94371 | 0 | 1 | 1 | 1 | 0 | 0.15636 | 1
5252 | 0 | 0.080071 | 0.94371 | 0 | 1 | 1 | 1 | 0 | 0.080071 | 1
5253 | 0 | 0.090979 | 0.94371 | 0 | 1 | 1 | 1 | 0 | 0.090979 | 1
5254 | 0 | 0.088734 | 0.94371 | 0 | 0 | 1 | 1 | 0 | 0.088734 | 1
5255 | 0 | 0.076821 | 0.94371 | 0 | 0 | 1 | 1 | 0 | 0.076821 | 1
5256 | 0 | 0.062714 | 0.94371 | 0 | 0 | 1 | 1 | 0 | 0.062714 | 1
5257 | 0 | 0.081765 | 0.94371 | 0 | 0 | 1 | 1 | 0 | 0.081765 | 1
5258 | 0 | 0.062212 | 0.94371 | 0 | 0 | 1 | 1 | 0 | 0.062212 | 1
5259 | 0 | 0.064345 | 0.94371 | 0 | 0 | 1 | 1 | 0 | 0.064345 | 1
5260 | 0 | 0.053002 | 0.94371 | 0 | 0 | 1 | 1 | 0 | 0.053002 | 1
5261 | 0 | 0.025982 | 0.94371 | 0 | 0 | 1 | 1 | 0 | 0.025982 | 1
5262 | 0 | 0.038685 | 0.94371 | 0 | 0 | 1 | 1 | 0 | 0.038685 | 1
5263 | 0 | 0.053602 | 0.94371 | 0 | 0 | 1 | 1 | 0 | 0.053602 | 1
5264 | 0 | 0.035463 | 0.94371 | 0 | 0 | 1 | 1 | 0 | 0.035463 | 1
5265 | 0.014039 | 0.031807 | 0.94371 | 0 | 0 | 1 | 1 | 0.014039 | 0.031807 | 1
5266 | 0.13563 | 0.052196 | 0.94371 | 0 | 0 | 1 | 1 | 0.13563 | 0.052196 | 1
5267 | 0.22799 | 0.09407 | 0.94371 | 0 | 0 | 1 | 1 | 0.22799 | 0.09407 | 1
5268 | 0.31864 | 0.11488 | 0.94371 | 0 | 0 | 1 | 1 | 0.31864 | 0.11488 | 1
5269 | 0.3912 | 0.12514 | 0.94371 | 0 | 0 | 1 | 1 | 0.3912 | 0.12514 | 1
5270 | 0.39754 | 0.12522 | 0.94371 | 0 | 0 | 1 | 1 | 0.39754 | 0.12522 | 1
5271 | 0.37281 | 0.15147 | 0.94371 | 0 | 0 | 1 | 1 | 0.37281 | 0.15147 | 1
5272 | 0.23371 | 0.15666 | 0.94371 | 0 | 0 | 1 | 1 | 0.23371 | 0.15666 | 1
5273 | 0.039972 | 0.14699 | 0.94371 | 0 | 0 | 1 | 1 | 0.039972 | 0.14699 | 1
5274 | 0 | 0.1218 | 0.94371 | 0 | 1 | 1 | 1 | 0 | 0.1218 | 1
5275 | 0 | 0.16179 | 0.94371 | 0 | 1 | 1 | 1 | 0 | 0.16179 | 1
5276 | 0 | 0.11692 | 0.94371 | 0 | 1 | 1 | 1 | 0 | 0.11692 | 1
5277 | 0 | 0.13398 | 0.94371 | 0 | 1 | 1 | 1 | 0 | 0.13398 | 1
5278 | 0 | 0.14944 | 0.94371 | 0 | 0 | 1 | 1 | 0 | 0.14944 | 1
5279 | 0 | 0.1356 | 0.94371 | 0 | 0 | 1 | 1 | 0 | 0.1356 | 1
5280 | 0 | 0.1011 | 0.94371 | 0 | 0 | 1 | 1 | 0 | 0.1011 | 1
5281 | 0 | 0.059048 | 1 | 0 | 0 | 1 | 1 | 0 | 0.059048 | 1
5282 | 0 | 0.068071 | 1 | 0 | 0 | 1 | 1 | 0 | 0.068071 | 1
5283 | 0 | 0.075203 | 1 | 0 | 0 | 1 | 1 | 0 | 0.075203 | 1
5284 | 0 | 0.059261 | 1 | 0 | 0 | 1 | 1 | 0 | 0.059261 | 1
5285 | 0 | 0.043242 | 1 | 0 | 0 | 1 | 1 | 0 | 0.043242 | 1
5286 | 0 | 0.048237 | 1 | 0 | 0 | 1 | 1 | 0 | 0.048237 | 1
5287 | 0 | 0.076536 | 1 | 0 | 0 | 1 | 1 | 0 | 0.076536 | 1
5288 | 0 | 0.068017 | 1 | 0 | 0 | 1 | 1 | 0 | 0.068017 | 1
5289 | 0.017173 | 0.068263 | 1 | 0 | 0 | 1 | 1 | 0.017173 | 0.068263 | 1
5290 | 0.14819 | 0.068212 | 1 | 0 | 0 | 1 | 1 | 0.14819 | 0.068212 | 1
5291 | 0.25221 | 0.10009 | 1 | 0 | 0 | 1 | 1 | 0.25221 | 0.10009 | 1
5292 | 0.33741 | 0.11936 | 1 | 0 | 0 | 1 | 1 | 0.33741 | 0.11936 | 1
5293 | 0.41358 | 0.13415 | 1 | 0 | 0 | 1 | 1 | 0.41358 | 0.13415 | 1
5294 | 0.38245 | 0.13087 | 1 | 0 | 0 | 1 | 1 | 0.38245 | 0.13087 | 1
5295 | 0.34792 | 0.14911 | 1 | 0 | 0 | 1 | 1 | 0.34792 | 0.14911 | 1
5296 | 0.19568 | 0.16048 | 1 | 0 | 0 | 1 | 1 | 0.19568 | 0.16048 | 1
5297 | 0.05114 | 0.14431 | 1 | 0 | 0 | 1 | 1 | 0.05114 | 0.14431 | 1
5298 | 0 | 0.1056 | 1 | 0 | 1 | 1 | 1 | 0 | 0.1056 | 1
5299 | 0 | 0.11066 | 1 | 0 | 1 | 1 | 1 | 0 | 0.11066 | 1
5300 | 0 | 0.11367 | 1 | 0 | 1 | 1 | 1 | 0 | 0.11367 | 1
5301 | 0 | 0.12358 | 1 | 0 | 1 | 1 | 1 | 0 | 0.12358 | 1
5302 | 0 | 0.13963 | 1 | 0 | 0 | 1 | 1 | 0 | 0.13963 | 1
5303 | 0 | 0.1419 | 1 | 0 | 0 | 1 | 1 | 0 | 0.1419 | 1
5304 | 0 | 0.10757 | 1 | 0 | 0 | 1 | 1 | 0 | 0.10757 | 1
5305 | 0 | 0.063905 | 1 | 0 | 0 | 1 | 1 | 0 | 0.063905 | 1
5306 | 0 | 0.068149 | 1 | 0 | 0 | 1 | 1 | 0 | 0.068149 | 1
5307 | 0 | 0.063288 | 1 | 0 | 0 | 1 | 1 | 0 | 0.063288 | 1
5308 | 0 | 0.045005 | 1 | 0 | 0 | 1 | 1 | 0 | 0.045005 | 1
5309 | 0 | 0.030211 | 1 | 0 | 0 | 1 | 1 | 0 | 0.030211 | 1
5310 | 0 | 0.024488 | 1 | 0 | 0 | 1 | 1 | 0 | 0.024488 | 1
5311 | 0 | 0.046185 | 1 | 0 | 0 | 1 | 1 | 0 | 0.046185 | 1
5312 | 0 | 0.033796 | 1 | 0 | 0 | 1 | 1 | 0 | 0.033796 | 1
5313 | 0.046904 | 0.050579 | 1 | 0 | 0 | 1 | 1 | 0.046904 | 0.050579 | 1
5314 | 0.20595 | 0.06147 | 1 | 0 | 0 | 1 | 1 | 0.20595 | 0.06147 | 1
5315 | 0.27208 | 0.074597 | 1 | 0 | 0 | 1 | 1 | 0.27208 | 0.074597 | 1
5316 | 0.35491 | 0.098662 | 1 | 0 | 0 | 1 | 1 | 0.35491 | 0.098662 | 1
5317 | 0.3946 | 0.1161 | 1 | 0 | 0 | 1 | 1 | 0.3946 | 0.1161 | 1
5318 | 0.3538 | 0.11323 | 1 | 0 | 0 | 1 | 1 | 0.3538 | 0.11323 | 1
5319 | 0.31886 | 0.12152 | 1 | 0 | 0 | 1 | 1 | 0.31886 | 0.12152 | 1
5320 | 0.14372 | 0.11251 | 1 | 0 | 0 | 1 | 1 | 0.14372 | 0.11251 | 1
5321 | 0 | 0.11876 | 1 | 0 | 0 | 1 | 1 | 0 | 0.11876 | 1
5322 | 0 | 0.093163 | 1 | 0 | 1 | 1 | 1 | 0 | 0.093163 | 1
5323 | 0 | 0.092414 | 1 | 0 | 1 | 1 | 1 | 0 | 0.092414 | 1
5324 | 0 | 0.10898 | 1 | 0 | 1 | 1 | 1 | 0 | 0.10898 | 1
5325 | 0 | 0.11655 | 1 | 0 | 1 | 1 | 1 | 0 | 0.11655 | 1
5326 | 0 | 0.10815 | 1 | 0 | 0 | 1 | 1 | 0 | 0.10815 | 1
5327 | 0 | 0.10189 | 1 | 0 | 0 | 1 | 1 | 0 | 0.10189 | 1
5328 | 0 | 0.085366 | 1 | 0 | 0 | 1 | 1 | 0 | 0.085366 | 1
5329 | 0 | 0.065142 | 1 | 0 | 0 | 1 | 1 | 0 | 0.065142 | 1
5330 | 0 | 0.054653 | 1 | 0 | 0 | 1 | 1 | 0 | 0.054653 | 1
5331 | 0 | 0.049868 | 1 | 0 | 0 | 1 | 1 | 0 | 0.049868 | 1
5332 | 0 | 0.027125 | 1 | 0 | 0 | 1 | 1 | 0 | 0.027125 | 1
5333 | 0 | 0.026258 | 1 | 0 | 0 | 1 | 1 | 0 | 0.026258 | 1
5334 | 0 | 0.017261 | 1 | 0 | 0 | 1 | 1 | 0 | 0.017261 | 1
5335 | 0 | 0.045436 | 1 | 0 | 0 | 1 | 1 | 0 | 0.045436 | 1
5336 | 0 | 0.03696 | 1 | 0 | 0 | 1 | 1 | 0 | 0.03696 | 1
5337 | 0.071207 | 0.060039 | 1 | 0 | 0 | 1 | 1 | 0.071207 | 0.060039 | 1
5338 | 0.24074 | 0.077515 | 1 | 0 | 0 | 1 | 1 | 0.24074 | 0.077515 | 1
5339 | 0.28888 | 0.081984 | 1 | 0 | 0 | 1 | 1 | 0.28888 | 0.081984 | 1
5340 | 0.33494 | 0.1049 | 1 | 0 | 0 | 1 | 1 | 0.33494 | 0.1049 | 1
5341 | 0.38039 | 0.12147 | 1 | 0 | 0 | 1 | 1 | 0.38039 | 0.12147 | 1
5342 | 0.36794 | 0.12963 | 1 | 0 | 0 | 1 | 1 | 0.36794 | 0.12963 | 1
5343 | 0.33166 | 0.1263 | 1 | 0 | 0 | 1 | 1 | 0.33166 | 0.1263 | 1
5344 | 0.11726 | 0.12374 | 1 | 0 | 0 | 1 | 1 | 0.11726 | 0.12374 | 1
5345 | 0.0048847 | 0.13797 | 1 | 0 | 0 | 1 | 1 | 0.0048847 | 0.13797 | 1
5346 | 0 | 0.11469 | 1 | 0 | 1 | 1 | 1 | 0 | 0.11469 | 1
5347 | 0 | 0.08658 | 1 | 0 | 1 | 1 | 1 | 0 | 0.08658 | 1
5348 | 0 | 0.085094 | 1 | 0 | 1 | 1 | 1 | 0 | 0.085094 | 1
5349 | 0 | 0.077791 | 1 | 0 | 1 | 1 | 1 | 0 | 0.077791 | 1
5350 | 0 | 0.06884 | 1 | 0 | 0 | 1 | 1 | 0 | 0.06884 | 1
5351 | 0 | 0.072469 | 1 | 0 | 0 | 1 | 1 | 0 | 0.072469 | 1
5352 | 0 | 0.073025 | 1 | 0 | 0 | 1 | 1 | 0 | 0.073025 | 1
5353 | 0 | 0.0631 | 0.94301 | 0 | 0 | 1 | 1 | 0 | 0.0631 | 1
5354 | 0 | 0.064254 | 0.94301 | 0 | 0 | 1 | 1 | 0 | 0.064254 | 1
5355 | 0 | 0.05003 | 0.94301 | 0 | 0 | 1 | 1 | 0 | 0.05003 | 1
5356 | 0 | 0.024192 | 0.94301 | 0 | 0 | 1 | 1 | 0 | 0.024192 | 1
5357 | 0 | 0.023264 | 0.94301 | 0 | 0 | 1 | 1 | 0 | 0.023264 | 1
5358 | 0 | 0.013733 | 0.94301 | 0 | 0 | 1 | 1 | 0 | 0.013733 | 1
5359 | 0 | 0.0313 | 0.94301 | 0 | 0 | 1 | 1 | 0 | 0.0313 | 1
5360 | 0 | 0.041337 | 0.94301 | 0 | 0 | 1 | 1 | 0 | 0.041337 | 1
5361 | 0.089825 | 0.072224 | 0.94301 | 0 | 0 | 1 | 1 | 0.089825 | 0.072224 | 1
5362 | 0.23065 | 0.12657 | 0.94301 | 0 | 0 | 1 | 1 | 0.23065 | 0.12657 | 1
5363 | 0.28672 | 0.12901 | 0.94301 | 0 | 0 | 1 | 1 | 0.28672 | 0.12901 | 1
5364 | 0.32447 | 0.16469 | 0.94301 | 0 | 0 | 1 | 1 | 0.32447 | 0.16469 | 1
5365 | 0.31153 | 0.18318 | 0.94301 | 0 | 0 | 1 | 1 | 0.31153 | 0.18318 | 1
5366 | 0.36132 | 0.18933 | 0.94301 | 0 | 0 | 1 | 1 | 0.36132 | 0.18933 | 1
5367 | 0.29777 | 0.17578 | 0.94301 | 0 | 0 | 1 | 1 | 0.29777 | 0.17578 | 1
5368 | 0.12922 | 0.17804 | 0.94301 | 0 | 0 | 1 | 1 | 0.12922 | 0.17804 | 1
5369 | 0.023069 | 0.1947 | 0.94301 | 0 | 0 | 1 | 1 | 0.023069 | 0.1947 | 1
5370 | 0 | 0.16652 | 0.94301 | 0 | 1 | 1 | 1 | 0 | 0.16652 | 1
5371 | 0 | 0.15269 | 0.94301 | 0 | 1 | 1 | 1 | 0 | 0.15269 | 1
5372 | 0 | 0.12581 | 0.94301 | 0 | 1 | 1 | 1 | 0 | 0.12581 | 1
5373 | 0 | 0.12755 | 0.94301 | 0 | 1 | 1 | 1 | 0 | 0.12755 | 1
5374 | 0 | 0.10092 | 0.94301 | 0 | 0 | 1 | 1 | 0 | 0.10092 | 1
5375 | 0 | 0.10074 | 0.94301 | 0 | 0 | 1 | 1 | 0 | 0.10074 | 1
5376 | 0 | 0.10102 | 0.94301 | 0 | 0 | 1 | 1 | 0 | 0.10102 | 1
5377 | 0 | 0.078018 | 0.94301 | 0 | 0 | 1 | 1 | 0 | 0.078018 | 1
5378 | 0 | 0.079133 | 0.94301 | 0 | 0 | 1 | 1 | 0 | 0.079133 | 1
5379 | 0 | 0.069668 | 0.94301 | 0 | 0 | 1 | 1 | 0 | 0.069668 | 1
5380 | 0 | 0.065372 | 0.94301 | 0 | 0 | 1 | 1 | 0 | 0.065372 | 1
5381 | 0 | 0.075759 | 0.94301 | 0 | 0 | 1 | 1 | 0 | 0.075759 | 1
5382 | 0 | 0.059708 | 0.94301 | 0 | 0 | 1 | 1 | 0 | 0.059708 | 1
5383 | 0 | 0.08114 | 0.94301 | 0 | 0 | 1 | 1 | 0 | 0.08114 | 1
5384 | 0 | 0.09579 | 0.94301 | 0 | 0 | 1 | 1 | 0 | 0.09579 | 1
5385 | 0.09781 | 0.10228 | 0.94301 | 0 | 0 | 1 | 1 | 0.09781 | 0.10228 | 1
5386 | 0.19183 | 0.16185 | 0.94301 | 0 | 0 | 1 | 1 | 0.19183 | 0.16185 | 1
5387 | 0.27131 | 0.18749 | 0.94301 | 0 | 0 | 1 | 1 | 0.27131 | 0.18749 | 1
5388 | 0.28782 | 0.22348 | 0.94301 | 0 | 0 | 1 | 1 | 0.28782 | 0.22348 | 1
5389 | 0.29795 | 0.21898 | 0.94301 | 0 | 0 | 1 | 1 | 0.29795 | 0.21898 | 1
5390 | 0.33733 | 0.23028 | 0.94301 | 0 | 0 | 1 | 1 | 0.33733 | 0.23028 | 1
5391 | 0.28929 | 0.21196 | 0.94301 | 0 | 0 | 1 | 1 | 0.28929 | 0.21196 | 1
5392 | 0.16503 | 0.22425 | 0.94301 | 0 | 0 | 1 | 1 | 0.16503 | 0.22425 | 1
5393 | 0.092326 | 0.21973 | 0.94301 | 0 | 0 | 1 | 1 | 0.092326 | 0.21973 | 1
5394 | 0 | 0.17185 | 0.94301 | 0 | 1 | 1 | 1 | 0 | 0.17185 | 1
5395 | 0 | 0.14615 | 0.94301 | 0 | 1 | 1 | 1 | 0 | 0.14615 | 1
5396 | 0 | 0.1211 | 0.94301 | 0 | 1 | 1 | 1 | 0 | 0.1211 | 1
5397 | 0 | 0.10939 | 0.94301 | 0 | 1 | 1 | 1 | 0 | 0.10939 | 1
5398 | 0 | 0.09526 | 0.94301 | 0 | 0 | 1 | 1 | 0 | 0.09526 | 1
5399 | 0 | 0.095912 | 0.94301 | 0 | 0 | 1 | 1 | 0 | 0.095912 | 1
5400 | 0 | 0.07414 | 0.94301 | 0 | 0 | 1 | 1 | 0 | 0.07414 | 1
5401 | 0 | 0.096246 | 0.94301 | 0 | 0 | 1 | 1 | 0 | 0.096246 | 1
5402 | 0 | 0.072488 | 0.94301 | 0 | 0 | 1 | 1 | 0 | 0.072488 | 1
5403 | 0 | 0.065997 | 0.94301 | 0 | 0 | 1 | 1 | 0 | 0.065997 | 1
5404 | 0 | 0.071618 | 0.94301 | 0 | 0 | 1 | 1 | 0 | 0.071618 | 1
5405 | 0 | 0.086263 | 0.94301 | 0 | 0 | 1 | 1 | 0 | 0.086263 | 1
5406 | 0 | 0.061602 | 0.94301 | 0 | 0 | 1 | 1 | 0 | 0.061602 | 1
5407 | 0 | 0.082302 | 0.94301 | 0 | 0 | 1 | 1 | 0 | 0.082302 | 1
5408 | 0 | 0.10303 | 0.94301 | 0 | 0 | 1 | 1 | 0 | 0.10303 | 1
5409 | 0.1538 | 0.11334 | 0.94301 | 0 | 0 | 1 | 1 | 0.1538 | 0.11334 | 1
5410 | 0.23919 | 0.17463 | 0.94301 | 0 | 0 | 1 | 1 | 0.23919 | 0.17463 | 1
5411 | 0.29469 | 0.21346 | 0.94301 | 0 | 0 | 1 | 1 | 0.29469 | 0.21346 | 1
5412 | 0.3249 | 0.26641 | 0.94301 | 0 | 0 | 1 | 1 | 0.3249 | 0.26641 | 1
5413 | 0.34765 | 0.24935 | 0.94301 | 0 | 0 | 1 | 1 | 0.34765 | 0.24935 | 1
5414 | 0.38971 | 0.25639 | 0.94301 | 0 | 0 | 1 | 1 | 0.38971 | 0.25639 | 1
5415 | 0.32261 | 0.23615 | 0.94301 | 0 | 0 | 1 | 1 | 0.32261 | 0.23615 | 1
5416 | 0.20919 | 0.25229 | 0.94301 | 0 | 0 | 1 | 1 | 0.20919 | 0.25229 | 1
5417 | 0.1006 | 0.2398 | 0.94301 | 0 | 0 | 1 | 1 | 0.1006 | 0.2398 | 1
5418 | 0 | 0.16971 | 0.94301 | 0 | 1 | 1 | 1 | 0 | 0.16971 | 1
5419 | 0 | 0.16237 | 0.94301 | 0 | 1 | 1 | 1 | 0 | 0.16237 | 1
5420 | 0 | 0.16162 | 0.94301 | 0 | 1 | 1 | 1 | 0 | 0.16162 | 1
5421 | 0 | 0.15215 | 0.94301 | 0 | 1 | 1 | 1 | 0 | 0.15215 | 1
5422 | 0 | 0.13229 | 0.94301 | 0 | 0 | 1 | 1 | 0 | 0.13229 | 1
5423 | 0 | 0.11829 | 0.94301 | 0 | 0 | 1 | 1 | 0 | 0.11829 | 1
5424 | 0 | 0.077873 | 0.94301 | 0 | 0 | 1 | 1 | 0 | 0.077873 | 1
5425 | 0 | 0.062097 | 0.94301 | 0 | 0 | 1 | 1 | 0 | 0.062097 | 1
5426 | 0 | 0.066541 | 0.94301 | 0 | 0 | 1 | 1 | 0 | 0.066541 | 1
5427 | 0 | 0.054755 | 0.94301 | 0 | 0 | 1 | 1 | 0 | 0.054755 | 1
5428 | 0 | 0.060809 | 0.94301 | 0 | 0 | 1 | 1 | 0 | 0.060809 | 1
5429 | 0 | 0.071975 | 0.94301 | 0 | 0 | 1 | 1 | 0 | 0.071975 | 1
5430 | 0 | 0.058827 | 0.94301 | 0 | 0 | 1 | 1 | 0 | 0.058827 | 1
5431 | 0 | 0.065635 | 0.94301 | 0 | 0 | 1 | 1 | 0 | 0.065635 | 1
5432 | 0 | 0.071146 | 0.94301 | 0 | 0 | 1 | 1 | 0 | 0.071146 | 1
5433 | 0.15831 | 0.084461 | 0.94301 | 0 | 0 | 1 | 1 | 0.15831 | 0.084461 | 1
5434 | 0.2617 | 0.12148 | 0.94301 | 0 | 0 | 1 | 1 | 0.2617 | 0.12148 | 1
5435 | 0.2608 | 0.16785 | 0.94301 | 0 | 0 | 1 | 1 | 0.2608 | 0.16785 | 1
5436 | 0.27779 | 0.20681 | 0.94301 | 0 | 0 | 1 | 1 | 0.27779 | 0.20681 | 1
5437 | 0.34062 | 0.19601 | 0.94301 | 0 | 0 | 1 | 1 | 0.34062 | 0.19601 | 1
5438 | 0.37037 | 0.21631 | 0.94301 | 0 | 0 | 1 | 1 | 0.37037 | 0.21631 | 1
5439 | 0.3068 | 0.20142 | 0.94301 | 0 | 0 | 1 | 1 | 0.3068 | 0.20142 | 1
5440 | 0.16817 | 0.2065 | 0.94301 | 0 | 0 | 1 | 1 | 0.16817 | 0.2065 | 1
5441 | 0.053118 | 0.19096 | 0.94301 | 0 | 0 | 1 | 1 | 0.053118 | 0.19096 | 1
5442 | 0 | 0.11892 | 0.94301 | 0 | 1 | 1 | 1 | 0 | 0.11892 | 1
5443 | 0 | 0.11822 | 0.94301 | 0 | 1 | 1 | 1 | 0 | 0.11822 | 1
5444 | 0 | 0.12039 | 0.94301 | 0 | 1 | 1 | 1 | 0 | 0.12039 | 1
5445 | 0 | 0.10663 | 0.94301 | 0 | 1 | 1 | 1 | 0 | 0.10663 | 1
5446 | 0 | 0.097638 | 0.94301 | 0 | 0 | 1 | 1 | 0 | 0.097638 | 1
5447 | 0 | 0.065668 | 0.94301 | 0 | 0 | 1 | 1 | 0 | 0.065668 | 1
5448 | 0 | 0.026502 | 0.94301 | 0 | 0 | 1 | 1 | 0 | 0.026502 | 1
5449 | 0 | 0.068945 | 0.94301 | 0 | 0 | 1 | 1 | 0 | 0.068945 | 1
5450 | 0 | 0.025709 | 0.94301 | 0 | 0 | 1 | 1 | 0 | 0.025709 | 1
5451 | 0 | 0.020262 | 0.94301 | 0 | 0 | 1 | 1 | 0 | 0.020262 | 1
5452 | 0 | 0.018028 | 0.94301 | 0 | 0 | 1 | 1 | 0 | 0.018028 | 1
5453 | 0 | 0.021486 | 0.94301 | 0 | 0 | 1 | 1 | 0 | 0.021486 | 1
5454 | 0 | 0.002759 | 0.94301 | 0 | 0 | 1 | 1 | 0 | 0.002759 | 1
5455 | 0 | 0 | 0.94301 | 0 | 0 | 1 | 1 | 0 | 0 | 1
5456 | 0 | 0.018835 | 0.94301 | 0 | 0 | 1 | 1 | 0 | 0.018835 | 1
5457 | 0.11051 | 0.060151 | 0.94301 | 0 | 0 | 1 | 1 | 0.11051 | 0.060151 | 1
5458 | 0.24507 | 0.099478 | 0.94301 | 0 | 0 | 1 | 1 | 0.24507 | 0.099478 | 1
5459 | 0.2777 | 0.13183 | 0.94301 | 0 | 0 | 1 | 1 | 0.2777 | 0.13183 | 1
5460 | 0.26334 | 0.16399 | 0.94301 | 0 | 0 | 1 | 1 | 0.26334 | 0.16399 | 1
5461 | 0.36967 | 0.14734 | 0.94301 | 0 | 0 | 1 | 1 | 0.36967 | 0.14734 | 1
5462 | 0.39572 | 0.17087 | 0.94301 | 0 | 0 | 1 | 1 | 0.39572 | 0.17087 | 1
5463 | 0.30239 | 0.17197 | 0.94301 | 0 | 0 | 1 | 1 | 0.30239 | 0.17197 | 1
5464 | 0.18127 | 0.19973 | 0.94301 | 0 | 0 | 1 | 1 | 0.18127 | 0.19973 | 1
5465 | 0.06713 | 0.18977 | 0.94301 | 0 | 0 | 1 | 1 | 0.06713 | 0.18977 | 1
5466 | 0 | 0.13814 | 0.94301 | 0 | 1 | 1 | 1 | 0 | 0.13814 | 1
5467 | 0 | 0.13882 | 0.94301 | 0 | 1 | 1 | 1 | 0 | 0.13882 | 1
5468 | 0 | 0.12369 | 0.94301 | 0 | 1 | 1 | 1 | 0 | 0.12369 | 1
5469 | 0 | 0.1136 | 0.94301 | 0 | 1 | 1 | 1 | 0 | 0.1136 | 1
5470 | 0 | 0.097637 | 0.94301 | 0 | 0 | 1 | 1 | 0 | 0.097637 | 1
5471 | 0 | 0.066016 | 0.94301 | 0 | 0 | 1 | 1 | 0 | 0.066016 | 1
5472 | 0 | 0.033158 | 0.94301 | 0 | 0 | 1 | 1 | 0 | 0.033158 | 1
5473 | 0 | 0.019037 | 0.94301 | 0 | 0 | 1 | 1 | 0 | 0.019037 | 1
5474 | 0 | 0.020064 | 0.94301 | 0 | 0 | 1 | 1 | 0 | 0.020064 | 1
5475 | 0 | 0.013387 | 0.94301 | 0 | 0 | 1 | 1 | 0 | 0.013387 | 1
5476 | 0 | 0.0052234 | 0.94301 | 0 | 0 | 1 | 1 | 0 | 0.0052234 | 1
5477 | 0 | 0.0091413 | 0.94301 | 0 | 0 | 1 | 1 | 0 | 0.0091413 | 1
5478 | 0 | 0 | 0.94301 | 0 | 0 | 1 | 1 | 0 | 0 | 1
5479 | 0 | 0 | 0.94301 | 0 | 0 | 1 | 1 | 0 | 0 | 1
5480 | 0 | 0 | 0.94301 | 0 | 0 | 1 | 1 | 0 | 0 | 1
5481 | 0.084121 | 0.023599 | 0.94301 | 0 | 0 | 1 | 1 | 0.084121 | 0.023599 | 1
5482 | 0.22771 | 0.057458 | 0.94301 | 0 | 0 | 1 | 1 | 0.22771 | 0.057458 | 1
5483 | 0.33049 | 0.078152 | 0.94301 | 0 | 0 | 1 | 1 | 0.33049 | 0.078152 | 1
5484 | 0.3011 | 0.10293 | 0.94301 | 0 | 0 | 1 | 1 | 0.3011 | 0.10293 | 1
5485 | 0.35344 | 0.08911 | 0.94301 | 0 | 0 | 1 | 1 | 0.35344 | 0.08911 | 1
5486 | 0.37173 | 0.10767 | 0.94301 | 0 | 0 | 1 | 1 | 0.37173 | 0.10767 | 1
5487 | 0.27389 | 0.10572 | 0.94301 | 0 | 0 | 1 | 1 | 0.27389 | 0.10572 | 1
5488 | 0.14946 | 0.12718 | 0.94301 | 0 | 0 | 1 | 1 | 0.14946 | 0.12718 | 1
5489 | 0.044162 | 0.13814 | 0.94301 | 0 | 0 | 1 | 1 | 0.044162 | 0.13814 | 1
5490 | 0 | 0.10285 | 0.94301 | 0 | 1 | 1 | 1 | 0 | 0.10285 | 1
5491 | 0 | 0.093046 | 0.94301 | 0 | 1 | 1 | 1 | 0 | 0.093046 | 1
5492 | 0 | 0.058012 | 0.94301 | 0 | 1 | 1 | 1 | 0 | 0.058012 | 1
5493 | 0 | 0.059676 | 0.94301 | 0 | 1 | 1 | 1 | 0 | 0.059676 | 1
5494 | 0 | 0.037658 | 0.94301 | 0 | 0 | 1 | 1 | 0 | 0.037658 | 1
5495 | 0 | 0.020606 | 0.94301 | 0 | 0 | 1 | 1 | 0 | 0.020606 | 1
5496 | 0 | 0.015492 | 0.94301 | 0 | 0 | 1 | 1 | 0 | 0.015492 | 1
5497 | 0 | 0.031612 | 0.94301 | 0 | 0 | 1 | 1 | 0 | 0.031612 | 1
5498 | 0 | 0.014228 | 0.94301 | 0 | 0 | 1 | 1 | 0 | 0.014228 | 1
5499 | 0 | 0.0098434 | 0.94301 | 0 | 0 | 1 | 1 | 0 | 0.0098434 | 1
5500 | 0 | 0 | 0.94301 | 0 | 0 | 1 | 1 | 0 | 0 | 1
5501 | 0 | 0 | 0.94301 | 0 | 0 | 1 | 1 | 0 | 0 | 1
5502 | 0 | 0 | 0.94301 | 0 | 0 | 1 | 1 | 0 | 0 | 1
5503 | 0 | 0 | 0.94301 | 0 | 0 | 1 | 1 | 0 | 0 | 1
5504 | 0 | 0 | 0.94301 | 0 | 0 | 1 | 1 | 0 | 0 | 1
5505 | 0.096583 | 0.011766 | 0.94301 | 0 | 0 | 1 | 1 | 0.096583 | 0.011766 | 1
5506 | 0.22934 | 0.048123 | 0.94301 | 0 | 0 | 1 | 1 | 0.22934 | 0.048123 | 1
5507 | 0.39746 | 0.077364 | 0.94301 | 0 | 0 | 1 | 1 | 0.39746 | 0.077364 | 1
5508 | 0.31204 | 0.10067 | 0.94301 | 0 | 0 | 1 | 1 | 0.31204 | 0.10067 | 1
5509 | 0.4046 | 0.10712 | 0.94301 | 0 | 0 | 1 | 1 | 0.4046 | 0.10712 | 1
5510 | 0.35222 | 0.11006 | 0.94301 | 0 | 0 | 1 | 1 | 0.35222 | 0.11006 | 1
5511 | 0.27702 | 0.10532 | 0.94301 | 0 | 0 | 1 | 1 | 0.27702 | 0.10532 | 1
5512 | 0.1934 | 0.12464 | 0.94301 | 0 | 0 | 1 | 1 | 0.1934 | 0.12464 | 1
5513 | 0.053928 | 0.11638 | 0.94301 | 0 | 0 | 1 | 1 | 0.053928 | 0.11638 | 1
5514 | 0 | 0.090942 | 0.94301 | 0 | 1 | 1 | 1 | 0 | 0.090942 | 1
5515 | 0 | 0.064148 | 0.94301 | 0 | 1 | 1 | 1 | 0 | 0.064148 | 1
5516 | 0 | 0.022065 | 0.94301 | 0 | 1 | 1 | 1 | 0 | 0.022065 | 1
5517 | 0 | 0.027793 | 0.94301 | 0 | 1 | 1 | 1 | 0 | 0.027793 | 1
5518 | 0 | 0.0032312 | 0.94301 | 0 | 0 | 1 | 1 | 0 | 0.0032312 | 1
5519 | 0 | 0.010275 | 0.94301 | 0 | 0 | 1 | 1 | 0 | 0.010275 | 1
5520 | 0 | 0.0034813 | 0.94301 | 0 | 0 | 1 | 1 | 0 | 0.0034813 | 1
5521 | 0 | 0.014104 | 0.86762 | 0 | 0 | 1 | 1 | 0 | 0.014104 | 1
5522 | 0 | 0.008331 | 0.86762 | 0 | 0 | 1 | 1 | 0 | 0.008331 | 1
5523 | 0 | 0 | 0.86762 | 0 | 0 | 1 | 1 | 0 | 0 | 1
5524 | 0 | 0 | 0.86762 | 0 | 0 | 1 | 1 | 0 | 0 | 1
5525 | 0 | 0 | 0.86762 | 0 | 0 | 1 | 1 | 0 | 0 | 1
5526 | 0 | 0 | 0.86762 | 0 | 0 | 1 | 1 | 0 | 0 | 1
5527 | 0 | 0 | 0.86762 | 0 | 0 | 1 | 1 | 0 | 0 | 1
5528 | 0 | 0.00073429 | 0.86762 | 0 | 0 | 1 | 1 | 0 | 0.00073429 | 1
5529 | 0.11854 | 0.016651 | 0.86762 | 0 | 0 | 1 | 1 | 0.11854 | 0.016651 | 1
5530 | 0.25143 | 0.047761 | 0.86762 | 0 | 0 | 1 | 1 | 0.25143 | 0.047761 | 1
5531 | 0.37661 | 0.07015 | 0.86762 | 0 | 0 | 1 | 1 | 0.37661 | 0.07015 | 1
5532 | 0.35884 | 0.075441 | 0.86762 | 0 | 0 | 1 | 1 | 0.35884 | 0.075441 | 1
5533 | 0.39826 | 0.090297 | 0.86762 | 0 | 0 | 1 | 1 | 0.39826 | 0.090297 | 1
5534 | 0.36035 | 0.09652 | 0.86762 | 0 | 0 | 1 | 1 | 0.36035 | 0.09652 | 1
5535 | 0.29552 | 0.080856 | 0.86762 | 0 | 0 | 1 | 1 | 0.29552 | 0.080856 | 1
5536 | 0.17512 | 0.085757 | 0.86762 | 0 | 0 | 1 | 1 | 0.17512 | 0.085757 | 1
5537 | 0.010354 | 0.0925 | 0.86762 | 0 | 0 | 1 | 1 | 0.010354 | 0.0925 | 1
5538 | 0 | 0.061098 | 0.86762 | 0 | 1 | 1 | 1 | 0 | 0.061098 | 1
5539 | 0 | 0.042053 | 0.86762 | 0 | 1 | 1 | 1 | 0 | 0.042053 | 1
5540 | 0 | 0.0079282 | 0.86762 | 0 | 1 | 1 | 1 | 0 | 0.0079282 | 1
5541 | 0 | 0.015889 | 0.86762 | 0 | 1 | 1 | 1 | 0 | 0.015889 | 1
5542 | 0 | 0.00018213 | 0.86762 | 0 | 0 | 1 | 1 | 0 | 0.00018213 | 1
5543 | 0 | 0.011814 | 0.86762 | 0 | 0 | 1 | 1 | 0 | 0.011814 | 1
5544 | 0 | 0 | 0.86762 | 0 | 0 | 1 | 1 | 0 | 0 | 1
5545 | 0 | 0.0047219 | 0.94301 | 0 | 0 | 1 | 1 | 0 | 0.0047219 | 1
5546 | 0 | 0.01396 | 0.94301 | 0 | 0 | 1 | 1 | 0 | 0.01396 | 1
5547 | 0 | 0.00046786 | 0.94301 | 0 | 0 | 1 | 1 | 0 | 0.00046786 | 1
5548 | 0 | 0 | 0.94301 | 0 | 0 | 1 | 1 | 0 | 0 | 1
5549 | 0 | 0 | 0.94301 | 0 | 0 | 1 | 1 | 0 | 0 | 1
5550 | 0 | 0 | 0.94301 | 0 | 0 | 1 | 1 | 0 | 0 | 1
5551 | 0 | 0 | 0.94301 | 0 | 0 | 1 | 1 | 0 | 0 | 1
5552 | 0 | 0.018428 | 0.94301 | 0 | 0 | 1 | 1 | 0 | 0.018428 | 1
5553 | 0.11663 | 0.01111 | 0.94301 | 0 | 0 | 1 | 1 | 0.11663 | 0.01111 | 1
5554 | 0.1882 | 0.027894 | 0.94301 | 0 | 0 | 1 | 1 | 0.1882 | 0.027894 | 1
5555 | 0.21736 | 0.058275 | 0.94301 | 0 | 0 | 1 | 1 | 0.21736 | 0.058275 | 1
5556 | 0.29945 | 0.065423 | 0.94301 | 0 | 0 | 1 | 1 | 0.29945 | 0.065423 | 1
5557 | 0.32787 | 0.084108 | 0.94301 | 0 | 0 | 1 | 1 | 0.32787 | 0.084108 | 1
5558 | 0.32693 | 0.094929 | 0.94301 | 0 | 0 | 1 | 1 | 0.32693 | 0.094929 | 1
5559 | 0.31852 | 0.087181 | 0.94301 | 0 | 0 | 1 | 1 | 0.31852 | 0.087181 | 1
5560 | 0.18395 | 0.089628 | 0.94301 | 0 | 0 | 1 | 1 | 0.18395 | 0.089628 | 1
5561 | 0.0094506 | 0.087824 | 0.94301 | 0 | 0 | 1 | 1 | 0.0094506 | 0.087824 | 1
5562 | 0 | 0.063298 | 0.94301 | 0 | 1 | 1 | 1 | 0 | 0.063298 | 1
5563 | 0 | 0.046438 | 0.94301 | 0 | 1 | 1 | 1 | 0 | 0.046438 | 1
5564 | 0 | 0.015221 | 0.94301 | 0 | 1 | 1 | 1 | 0 | 0.015221 | 1
5565 | 0 | 0.025379 | 0.94301 | 0 | 1 | 1 | 1 | 0 | 0.025379 | 1
5566 | 0 | 0.023945 | 0.94301 | 0 | 0 | 1 | 1 | 0 | 0.023945 | 1
5567 | 0 | 0.032347 | 0.94301 | 0 | 0 | 1 | 1 | 0 | 0.032347 | 1
5568 | 0 | 0.02265 | 0.94301 | 0 | 0 | 1 | 1 | 0 | 0.02265 | 1
5569 | 0 | 0.0064049 | 0.94301 | 0 | 0 | 1 | 1 | 0 | 0.0064049 | 1
5570 | 0 | 0.030484 | 0.94301 | 0 | 0 | 1 | 1 | 0 | 0.030484 | 1
5571 | 0 | 0.014912 | 0.94301 | 0 | 0 | 1 | 1 | 0 | 0.014912 | 1
5572 | 0 | 0.0081873 | 0.94301 | 0 | 0 | 1 | 1 | 0 | 0.0081873 | 1
5573 | 0 | 0.0023907 | 0.94301 | 0 | 0 | 1 | 1 | 0 | 0.0023907 | 1
5574 | 0 | 0.011597 | 0.94301 | 0 | 0 | 1 | 1 | 0 | 0.011597 | 1
5575 | 0 | 0.032797 | 0.94301 | 0 | 0 | 1 | 1 | 0 | 0.032797 | 1
5576 | 0 | 0.040226 | 0.94301 | 0 | 0 | 1 | 1 | 0 | 0.040226 | 1
5577 | 0.076102 | 0.029758 | 0.94301 | 0 | 0 | 1 | 1 | 0.076102 | 0.029758 | 1
5578 | 0.17183 | 0.051802 | 0.94301 | 0 | 0 | 1 | 1 | 0.17183 | 0.051802 | 1
5579 | 0.21376 | 0.068819 | 0.94301 | 0 | 0 | 1 | 1 | 0.21376 | 0.068819 | 1
5580 | 0.34042 | 0.079255 | 0.94301 | 0 | 0 | 1 | 1 | 0.34042 | 0.079255 | 1
5581 | 0.25333 | 0.096214 | 0.94301 | 0 | 0 | 1 | 1 | 0.25333 | 0.096214 | 1
5582 | 0.2304 | 0.099534 | 0.94301 | 0 | 0 | 1 | 1 | 0.2304 | 0.099534 | 1
5583 | 0.30299 | 0.083487 | 0.94301 | 0 | 0 | 1 | 1 | 0.30299 | 0.083487 | 1
5584 | 0.16607 | 0.098458 | 0.94301 | 0 | 0 | 1 | 1 | 0.16607 | 0.098458 | 1
5585 | 0.0037374 | 0.10473 | 0.94301 | 0 | 0 | 1 | 1 | 0.0037374 | 0.10473 | 1
5586 | 0 | 0.083185 | 0.94301 | 0 | 1 | 1 | 1 | 0 | 0.083185 | 1
5587 | 0 | 0.059732 | 0.94301 | 0 | 1 | 1 | 1 | 0 | 0.059732 | 1
5588 | 0 | 0.039223 | 0.94301 | 0 | 1 | 1 | 1 | 0 | 0.039223 | 1
5589 | 0 | 0.049944 | 0.94301 | 0 | 1 | 1 | 1 | 0 | 0.049944 | 1
5590 | 0 | 0.074702 | 0.94301 | 0 | 0 | 1 | 1 | 0 | 0.074702 | 1
5591 | 0 | 0.064077 | 0.94301 | 0 | 0 | 1 | 1 | 0 | 0.064077 | 1
5592 | 0 | 0.056389 | 0.94301 | 0 | 0 | 1 | 1 | 0 | 0.056389 | 1
5593 | 0 | 0.026066 | 0.94301 | 0 | 0 | 1 | 1 | 0 | 0.026066 | 1
5594 | 0 | 0.041775 | 0.94301 | 0 | 0 | 1 | 1 | 0 | 0.041775 | 1
5595 | 0 | 0.029732 | 0.94301 | 0 | 0 | 1 | 1 | 0 | 0.029732 | 1
5596 | 0 | 0.01637 | 0.94301 | 0 | 0 | 1 | 1 | 0 | 0.01637 | 1
5597 | 0 | 0.0034676 | 0.94301 | 0 | 0 | 1 | 1 | 0 | 0.0034676 | 1
5598 | 0 | 0.022176 | 0.94301 | 0 | 0 | 1 | 1 | 0 | 0.022176 | 1
5599 | 0 | 0.0058 | 0.94301 | 0 | 0 | 1 | 1 | 0 | 0.0058 | 1
5600 | 0 | 0.023556 | 0.94301 | 0 | 0 | 1 | 1 | 0 | 0.023556 | 1
5601 | 0 | 0.026527 | 0.94301 | 0 | 0 | 1 | 1 | 0 | 0.026527 | 1
5602 | 0.04489 | 0.062257 | 0.94301 | 0 | 0 | 1 | 1 | 0.04489 | 0.062257 | 1
5603 | 0.096403 | 0.083831 | 0.94301 | 0 | 0 | 1 | 1 | 0.096403 | 0.083831 | 1
5604 | 0.17502 | 0.10176 | 0.94301 | 0 | 0 | 1 | 1 | 0.17502 | 0.10176 | 1
5605 | 0.1106 | 0.11373 | 0.94301 | 0 | 0 | 1 | 1 | 0.1106 | 0.11373 | 1
5606 | 0.086876 | 0.10522 | 0.94301 | 0 | 0 | 1 | 1 | 0.086876 | 0.10522 | 1
5607 | 0.091496 | 0.10404 | 0.94301 | 0 | 0 | 1 | 1 | 0.091496 | 0.10404 | 1
5608 | 0.015884 | 0.13012 | 0.94301 | 0 | 0 | 1 | 1 | 0.015884 | 0.13012 | 1
5609 | 0 | 0.10826 | 0.94301 | 0 | 0 | 1 | 1 | 0 | 0.10826 | 1
5610 | 0 | 0.083353 | 0.94301 | 0 | 1 | 1 | 1 | 0 | 0.083353 | 1
5611 | 0 | 0.041175 | 0.94301 | 0 | 1 | 1 | 1 | 0 | 0.041175 | 1
5612 | 0 | 0.019432 | 0.94301 | 0 | 1 | 1 | 1 | 0 | 0.019432 | 1
5613 | 0 | 0.025277 | 0.94301 | 0 | 1 | 1 | 1 | 0 | 0.025277 | 1
5614 | 0 | 0.045902 | 0.94301 | 0 | 0 | 1 | 1 | 0 | 0.045902 | 1
5615 | 0 | 0.03401 | 0.94301 | 0 | 0 | 1 | 1 | 0 | 0.03401 | 1
5616 | 0 | 0.041532 | 0.94301 | 0 | 0 | 1 | 1 | 0 | 0.041532 | 1
5617 | 0 | 0.058166 | 0.94301 | 0 | 0 | 1 | 1 | 0 | 0.058166 | 1
5618 | 0 | 0.0070678 | 0.94301 | 0 | 0 | 1 | 1 | 0 | 0.0070678 | 1
5619 | 0 | 0.01293 | 0.94301 | 0 | 0 | 1 | 1 | 0 | 0.01293 | 1
5620 | 0 | 0.0006535 | 0.94301 | 0 | 0 | 1 | 1 | 0 | 0.0006535 | 1
5621 | 0 | 0 | 0.94301 | 0 | 0 | 1 | 1 | 0 | 0 | 1
5622 | 0 | 0 | 0.94301 | 0 | 0 | 1 | 1 | 0 | 0 | 1
5623 | 0 | 0 | 0.94301 | 0 | 0 | 1 | 1 | 0 | 0 | 1
5624 | 0 | 0 | 0.94301 | 0 | 0 | 1 | 1 | 0 | 0 | 1
5625 | 0 | 0.020538 | 0.94301 | 0 | 0 | 1 | 1 | 0 | 0.020538 | 1
5626 | 0 | 0.06345 | 0.94301 | 0 | 0 | 1 | 1 | 0 | 0.06345 | 1
5627 | 0.030297 | 0.075292 | 0.94301 | 0 | 0 | 1 | 1 | 0.030297 | 0.075292 | 1
5628 | 0.084912 | 0.10056 | 0.94301 | 0 | 0 | 1 | 1 | 0.084912 | 0.10056 | 1
5629 | 0.065878 | 0.097238 | 0.94301 | 0 | 0 | 1 | 1 | 0.065878 | 0.097238 | 1
5630 | 0.02403 | 0.087769 | 0.94301 | 0 | 0 | 1 | 1 | 0.02403 | 0.087769 | 1
5631 | 0.023535 | 0.073417 | 0.94301 | 0 | 0 | 1 | 1 | 0.023535 | 0.073417 | 1
5632 | 0 | 0.089055 | 0.94301 | 0 | 0 | 1 | 1 | 0 | 0.089055 | 1
5633 | 0 | 0.070706 | 0.94301 | 0 | 0 | 1 | 1 | 0 | 0.070706 | 1
5634 | 0 | 0.058899 | 0.94301 | 0 | 1 | 1 | 1 | 0 | 0.058899 | 1
5635 | 0 | 0.022844 | 0.94301 | 0 | 1 | 1 | 1 | 0 | 0.022844 | 1
5636 | 0 | 0.0042837 | 0.94301 | 0 | 1 | 1 | 1 | 0 | 0.0042837 | 1
5637 | 0 | 0.0031712 | 0.94301 | 0 | 1 | 1 | 1 | 0 | 0.0031712 | 1
5638 | 0 | 0.012031 | 0.94301 | 0 | 0 | 1 | 1 | 0 | 0.012031 | 1
5639 | 0 | 0.010299 | 0.94301 | 0 | 0 | 1 | 1 | 0 | 0.010299 | 1
5640 | 0 | 0.012252 | 0.94301 | 0 | 0 | 1 | 1 | 0 | 0.012252 | 1
5641 | 0 | 0.02833 | 0.94301 | 0 | 0 | 1 | 1 | 0 | 0.02833 | 1
5642 | 0 | 0 | 0.94301 | 0 | 0 | 1 | 1 | 0 | 0 | 1
5643 | 0 | 0 | 0.94301 | 0 | 0 | 1 | 1 | 0 | 0 | 1
5644 | 0 | 0 | 0.94301 | 0 | 0 | 1 | 1 | 0 | 0 | 1
5645 | 0 | 0 | 0.94301 | 0 | 0 | 1 | 1 | 0 | 0 | 1
5646 | 0 | 0 | 0.94301 | 0 | 0 | 1 | 1 | 0 | 0 | 1
5647 | 0 | 0 | 0.94301 | 0 | 0 | 1 | 1 | 0 | 0 | 1
5648 | 0 | 0 | 0.94301 | 0 | 0 | 1 | 1 | 0 | 0 | 1
5649 | 0 | 0.019426 | 0.94301 | 0 | 0 | 1 | 1 | 0 | 0.019426 | 1
5650 | 0 | 0.043357 | 0.94301 | 0 | 0 | 1 | 1 | 0 | 0.043357 | 1
5651 | 0 | 0.046612 | 0.94301 | 0 | 0 | 1 | 1 | 0 | 0.046612 | 1
5652 | 0.034287 | 0.063065 | 0.94301 | 0 | 0 | 1 | 1 | 0.034287 | 0.063065 | 1
5653 | 0.089337 | 0.05936 | 0.94301 | 0 | 0 | 1 | 1 | 0.089337 | 0.05936 | 1
5654 | 0.071724 | 0.058051 | 0.94301 | 0 | 0 | 1 | 1 | 0.071724 | 0.058051 | 1
5655 | 0.016269 | 0.059411 | 0.94301 | 0 | 0 | 1 | 1 | 0.016269 | 0.059411 | 1
5656 | 0 | 0.039593 | 0.94301 | 0 | 0 | 1 | 1 | 0 | 0.039593 | 1
5657 | 0 | 0.040948 | 0.94301 | 0 | 0 | 1 | 1 | 0 | 0.040948 | 1
5658 | 0 | 0.029864 | 0.94301 | 0 | 1 | 1 | 1 | 0 | 0.029864 | 1
5659 | 0 | 0.011615 | 0.94301 | 0 | 1 | 1 | 1 | 0 | 0.011615 | 1
5660 | 0 | 0 | 0.94301 | 0 | 1 | 1 | 1 | 0 | 0 | 1
5661 | 0 | 0 | 0.94301 | 0 | 1 | 1 | 1 | 0 | 0 | 1
5662 | 0 | 0 | 0.94301 | 0 | 0 | 1 | 1 | 0 | 0 | 1
5663 | 0 | 0 | 0.94301 | 0 | 0 | 1 | 1 | 0 | 0 | 1
5664 | 0 | 0.0057408 | 0.94301 | 0 | 0 | 1 | 1 | 0 | 0.0057408 | 1
5665 | 0 | 0 | 0.94301 | 0 | 0 | 1 | 1 | 0 | 0 | 1
5666 | 0 | 0 | 0.94301 | 0 | 0 | 1 | 1 | 0 | 0 | 1
5667 | 0 | 0 | 0.94301 | 0 | 0 | 1 | 1 | 0 | 0 | 1
5668 | 0 | 0 | 0.94301 | 0 | 0 | 1 | 1 | 0 | 0 | 1
5669 | 0 | 0 | 0.94301 | 0 | 0 | 1 | 1 | 0 | 0 | 1
5670 | 0 | 0 | 0.94301 | 0 | 0 | 1 | 1 | 0 | 0 | 1
5671 | 0 | 0.0051775 | 0.94301 | 0 | 0 | 1 | 1 | 0 | 0.0051775 | 1
5672 | 0 | 0.009899 | 0.94301 | 0 | 0 | 1 | 1 | 0 | 0.009899 | 1
5673 | 0 | 0.023315 | 0.94301 | 0 | 0 | 1 | 1 | 0 | 0.023315 | 1
5674 | 0 | 0.046279 | 0.94301 | 0 | 0 | 1 | 1 | 0 | 0.046279 | 1
5675 | 0.0299 | 0.040401 | 0.94301 | 0 | 0 | 1 | 1 | 0.0299 | 0.040401 | 1
5676 | 0.081103 | 0.054236 | 0.94301 | 0 | 0 | 1 | 1 | 0.081103 | 0.054236 | 1
5677 | 0.1791 | 0.049798 | 0.94301 | 0 | 0 | 1 | 1 | 0.1791 | 0.049798 | 1
5678 | 0.14754 | 0.049484 | 0.94301 | 0 | 0 | 1 | 1 | 0.14754 | 0.049484 | 1
5679 | 0.12879 | 0.04126 | 0.94301 | 0 | 0 | 1 | 1 | 0.12879 | 0.04126 | 1
5680 | 0.062489 | 0.020685 | 0.94301 | 0 | 0 | 1 | 1 | 0.062489 | 0.020685 | 1
5681 | 0 | 0.0364 | 0.94301 | 0 | 0 | 1 | 1 | 0 | 0.0364 | 1
5682 | 0 | 0.024607 | 0.94301 | 0 | 1 | 1 | 1 | 0 | 0.024607 | 1
5683 | 0 | 0.021948 | 0.94301 | 0 | 1 | 1 | 1 | 0 | 0.021948 | 1
5684 | 0 | 0.011287 | 0.94301 | 0 | 1 | 1 | 1 | 0 | 0.011287 | 1
5685 | 0 | 0.013066 | 0.94301 | 0 | 1 | 1 | 1 | 0 | 0.013066 | 1
5686 | 0 | 0.014801 | 0.94301 | 0 | 0 | 1 | 1 | 0 | 0.014801 | 1
5687 | 0 | 0.012882 | 0.94301 | 0 | 0 | 1 | 1 | 0 | 0.012882 | 1
5688 | 0 | 0.014779 | 0.94301 | 0 | 0 | 1 | 1 | 0 | 0.014779 | 1
5689 | 0 | 0 | 0.94301 | 0 | 0 | 1 | 1 | 0 | 0 | 1
5690 | 0 | 0 | 0.94301 | 0 | 0 | 1 | 1 | 0 | 0 | 1
5691 | 0 | 0 | 0.94301 | 0 | 0 | 1 | 1 | 0 | 0 | 1
5692 | 0 | 0 | 0.94301 | 0 | 0 | 1 | 1 | 0 | 0 | 1
5693 | 0 | 0 | 0.94301 | 0 | 0 | 1 | 1 | 0 | 0 | 1
5694 | 0 | 0 | 0.94301 | 0 | 0 | 1 | 1 | 0 | 0 | 1
5695 | 0 | 0.0046688 | 0.94301 | 0 | 0 | 1 | 1 | 0 | 0.0046688 | 1
5696 | 0 | 0.018977 | 0.94301 | 0 | 0 | 1 | 1 | 0 | 0.018977 | 1
5697 | 0 | 0.023387 | 0.94301 | 0 | 0 | 1 | 1 | 0 | 0.023387 | 1
5698 | 0.078277 | 0.068812 | 0.94301 | 0 | 0 | 1 | 1 | 0.078277 | 0.068812 | 1
5699 | 0.10029 | 0.067823 | 0.94301 | 0 | 0 | 1 | 1 | 0.10029 | 0.067823 | 1
5700 | 0.11832 | 0.065042 | 0.94301 | 0 | 0 | 1 | 1 | 0.11832 | 0.065042 | 1
5701 | 0.21619 | 0.071933 | 0.94301 | 0 | 0 | 1 | 1 | 0.21619 | 0.071933 | 1
5702 | 0.16421 | 0.051161 | 0.94301 | 0 | 0 | 1 | 1 | 0.16421 | 0.051161 | 1
5703 | 0.11807 | 0.052668 | 0.94301 | 0 | 0 | 1 | 1 | 0.11807 | 0.052668 | 1
5704 | 0.042485 | 0.040745 | 0.94301 | 0 | 0 | 1 | 1 | 0.042485 | 0.040745 | 1
5705 | 0 | 0.053685 | 0.94301 | 0 | 0 | 1 | 1 | 0 | 0.053685 | 1
5706 | 0 | 0.048168 | 0.94301 | 0 | 1 | 1 | 1 | 0 | 0.048168 | 1
5707 | 0 | 0.03794 | 0.94301 | 0 | 1 | 1 | 1 | 0 | 0.03794 | 1
5708 | 0 | 0.029164 | 0.94301 | 0 | 1 | 1 | 1 | 0 | 0.029164 | 1
5709 | 0 | 0.031485 | 0.94301 | 0 | 1 | 1 | 1 | 0 | 0.031485 | 1
5710 | 0 | 0.02802 | 0.94301 | 0 | 0 | 1 | 1 | 0 | 0.02802 | 1
5711 | 0 | 0.018189 | 0.94301 | 0 | 0 | 1 | 1 | 0 | 0.018189 | 1
5712 | 0 | 0.019963 | 0.94301 | 0 | 0 | 1 | 1 | 0 | 0.019963 | 1
5713 | 0 | 0 | 0.94301 | 0 | 0 | 1 | 1 | 0 | 0 | 1
5714 | 0 | 0.0012786 | 0.94301 | 0 | 0 | 1 | 1 | 0 | 0.0012786 | 1
5715 | 0 | 0 | 0.94301 | 0 | 0 | 1 | 1 | 0 | 0 | 1
5716 | 0 | 0 | 0.94301 | 0 | 0 | 1 | 1 | 0 | 0 | 1
5717 | 0 | 0 | 0.94301 | 0 | 0 | 1 | 1 | 0 | 0 | 1
5718 | 0 | 0 | 0.94301 | 0 | 0 | 1 | 1 | 0 | 0 | 1
5719 | 0 | 0 | 0.94301 | 0 | 0 | 1 | 1 | 0 | 0 | 1
5720 | 0 | 0 | 0.94301 | 0 | 0 | 1 | 1 | 0 | 0 | 1
5721 | 0.0041504 | 0 | 0.94301 | 0 | 0 | 1 | 1 | 0.0041504 | 0 | 1
5722 | 0.12436 | 0.024504 | 0.94301 | 0 | 0 | 1 | 1 | 0.12436 | 0.024504 | 1
5723 | 0.16303 | 0.037392 | 0.94301 | 0 | 0 | 1 | 1 | 0.16303 | 0.037392 | 1
5724 | 0.21 | 0.044741 | 0.94301 | 0 | 0 | 1 | 1 | 0.21 | 0.044741 | 1
5725 | 0.19802 | 0.061516 | 0.94301 | 0 | 0 | 1 | 1 | 0.19802 | 0.061516 | 1
5726 | 0.15332 | 0.060137 | 0.94301 | 0 | 0 | 1 | 1 | 0.15332 | 0.060137 | 1
5727 | 0.07526 | 0.056359 | 0.94301 | 0 | 0 | 1 | 1 | 0.07526 | 0.056359 | 1
5728 | 0 | 0.049164 | 0.94301 | 0 | 0 | 1 | 1 | 0 | 0.049164 | 1
5729 | 0 | 0.053246 | 0.94301 | 0 | 0 | 1 | 1 | 0 | 0.053246 | 1
5730 | 0 | 0.045235 | 0.94301 | 0 | 1 | 1 | 1 | 0 | 0.045235 | 1
5731 | 0 | 0.025747 | 0.94301 | 0 | 1 | 1 | 1 | 0 | 0.025747 | 1
5732 | 0 | 0.014566 | 0.94301 | 0 | 1 | 1 | 1 | 0 | 0.014566 | 1
5733 | 0 | 0.025438 | 0.94301 | 0 | 1 | 1 | 1 | 0 | 0.025438 | 1
5734 | 0 | 0.032523 | 0.94301 | 0 | 0 | 1 | 1 | 0 | 0.032523 | 1
5735 | 0 | 0.031283 | 0.94301 | 0 | 0 | 1 | 1 | 0 | 0.031283 | 1
5736 | 0 | 0.01387 | 0.94301 | 0 | 0 | 1 | 1 | 0 | 0.01387 | 1
5737 | 0 | 0.01289 | 0.94301 | 0 | 0 | 1 | 1 | 0 | 0.01289 | 1
5738 | 0 | 0 | 0.94301 | 0 | 0 | 1 | 1 | 0 | 0 | 1
5739 | 0 | 0 | 0.94301 | 0 | 0 | 1 | 1 | 0 | 0 | 1
5740 | 0 | 0 | 0.94301 | 0 | 0 | 1 | 1 | 0 | 0 | 1
5741 | 0 | 0 | 0.94301 | 0 | 0 | 1 | 1 | 0 | 0 | 1
5742 | 0 | 0 | 0.94301 | 0 | 0 | 1 | 1 | 0 | 0 | 1
5743 | 0 | 0 | 0.94301 | 0 | 0 | 1 | 1 | 0 | 0 | 1
5744 | 0 | 0 | 0.94301 | 0 | 0 | 1 | 1 | 0 | 0 | 1
5745 | 0.020364 | 0 | 0.94301 | 0 | 0 | 1 | 1 | 0.020364 | 0 | 1
5746 | 0.12263 | 0 | 0.94301 | 0 | 0 | 1 | 1 | 0.12263 | 0 | 1
5747 | 0.1437 | 0.01665 | 0.94301 | 0 | 0 | 1 | 1 | 0.1437 | 0.01665 | 1
5748 | 0.18117 | 0.044176 | 0.94301 | 0 | 0 | 1 | 1 | 0.18117 | 0.044176 | 1
5749 | 0.20241 | 0.073302 | 0.94301 | 0 | 0 | 1 | 1 | 0.20241 | 0.073302 | 1
5750 | 0.18613 | 0.087465 | 0.94301 | 0 | 0 | 1 | 1 | 0.18613 | 0.087465 | 1
5751 | 0.093636 | 0.083869 | 0.94301 | 0 | 0 | 1 | 1 | 0.093636 | 0.083869 | 1
5752 | 0 | 0.070517 | 0.94301 | 0 | 0 | 1 | 1 | 0 | 0.070517 | 1
5753 | 0 | 0.082776 | 0.94301 | 0 | 0 | 1 | 1 | 0 | 0.082776 | 1
5754 | 0 | 0.059685 | 0.94301 | 0 | 1 | 1 | 1 | 0 | 0.059685 | 1
5755 | 0 | 0.026493 | 0.94301 | 0 | 1 | 1 | 1 | 0 | 0.026493 | 1
5756 | 0 | 0 | 0.94301 | 0 | 1 | 1 | 1 | 0 | 0 | 1
5757 | 0 | 0.018305 | 0.94301 | 0 | 1 | 1 | 1 | 0 | 0.018305 | 1
5758 | 0 | 0.0099119 | 0.94301 | 0 | 0 | 1 | 1 | 0 | 0.0099119 | 1
5759 | 0 | 0.014694 | 0.94301 | 0 | 0 | 1 | 1 | 0 | 0.014694 | 1
5760 | 0 | 0.0030655 | 0.94301 | 0 | 0 | 1 | 1 | 0 | 0.0030655 | 1
5761 | 0 | 0 | 0.94301 | 0 | 0 | 1 | 1 | 0 | 0 | 1
5762 | 0 | 0 | 0.94301 | 0 | 0 | 1 | 1 | 0 | 0 | 1
5763 | 0 | 0 | 0.94301 | 0 | 0 | 1 | 1 | 0 | 0 | 1
5764 | 0 | 0 | 0.94301 | 0 | 0 | 1 | 1 | 0 | 0 | 1
5765 | 0 | 0 | 0.94301 | 0 | 0 | 1 | 1 | 0 | 0 | 1
5766 | 0 | 0 | 0.94301 | 0 | 0 | 1 | 1 | 0 | 0 | 1
5767 | 0 | 0 | 0.94301 | 0 | 0 | 1 | 1 | 0 | 0 | 1
5768 | 0 | 0 | 0.94301 | 0 | 0 | 1 | 1 | 0 | 0 | 1
5769 | 0.082525 | 0 | 0.94301 | 0 | 0 | 1 | 1 | 0.082525 | 0 | 1
5770 | 0.18836 | 0.00056448 | 0.94301 | 0 | 0 | 1 | 1 | 0.18836 | 0.00056448 | 1
5771 | 0.26762 | 0.024695 | 0.94301 | 0 | 0 | 1 | 1 | 0.26762 | 0.024695 | 1
5772 | 0.30096 | 0.061221 | 0.94301 | 0 | 0 | 1 | 1 | 0.30096 | 0.061221 | 1
5773 | 0.31412 | 0.096468 | 0.94301 | 0 | 0 | 1 | 1 | 0.31412 | 0.096468 | 1
5774 | 0.31148 | 0.12195 | 0.94301 | 0 | 0 | 1 | 1 | 0.31148 | 0.12195 | 1
5775 | 0.19697 | 0.11359 | 0.94301 | 0 | 0 | 1 | 1 | 0.19697 | 0.11359 | 1
5776 | 0.054548 | 0.089356 | 0.94301 | 0 | 0 | 1 | 1 | 0.054548 | 0.089356 | 1
5777 | 0.02533 | 0.09803 | 0.94301 | 0 | 0 | 1 | 1 | 0.02533 | 0.09803 | 1
5778 | 0 | 0.054798 | 0.94301 | 0 | 1 | 1 | 1 | 0 | 0.054798 | 1
5779 | 0 | 0.030037 | 0.94301 | 0 | 1 | 1 | 1 | 0 | 0.030037 | 1
5780 | 0 | 0.0086824 | 0.94301 | 0 | 1 | 1 | 1 | 0 | 0.0086824 | 1
5781 | 0 | 0.034838 | 0.94301 | 0 | 1 | 1 | 1 | 0 | 0.034838 | 1
5782 | 0 | 0.02381 | 0.94301 | 0 | 0 | 1 | 1 | 0 | 0.02381 | 1
5783 | 0 | 0.037281 | 0.94301 | 0 | 0 | 1 | 1 | 0 | 0.037281 | 1
5784 | 0 | 0.020159 | 0.94301 | 0 | 0 | 1 | 1 | 0 | 0.020159 | 1
5785 | 0 | 0 | 0.94301 | 0 | 0 | 1 | 1 | 0 | 0 | 1
5786 | 0 | 0 | 0.94301 | 0 | 0 | 1 | 1 | 0 | 0 | 1
5787 | 0 | 0 | 0.94301 | 0 | 0 | 1 | 1 | 0 | 0 | 1
5788 | 0 | 0 | 0.94301 | 0 | 0 | 1 | 1 | 0 | 0 | 1
5789 | 0 | 0 | 0.94301 | 0 | 0 | 1 | 1 | 0 | 0 | 1
5790 | 0 | 0 | 0.94301 | 0 | 0 | 1 | 1 | 0 | 0 | 1
5791 | 0 | 0 | 0.94301 | 0 | 0 | 1 | 1 | 0 | 0 | 1
5792 | 0 | 0 | 0.94301 | 0 | 0 | 1 | 1 | 0 | 0 | 1
5793 | 0.092062 | 0 | 0.94301 | 0 | 0 | 1 | 1 | 0.092062 | 0 | 1
5794 | 0.18019 | 0.0095755 | 0.94301 | 0 | 0 | 1 | 1 | 0.18019 | 0.0095755 | 1
5795 | 0.30376 | 0.047123 | 0.94301 | 0 | 0 | 1 | 1 | 0.30376 | 0.047123 | 1
5796 | 0.34208 | 0.086607 | 0.94301 | 0 | 0 | 1 | 1 | 0.34208 | 0.086607 | 1
5797 | 0.35737 | 0.11315 | 0.94301 | 0 | 0 | 1 | 1 | 0.35737 | 0.11315 | 1
5798 | 0.35372 | 0.12038 | 0.94301 | 0 | 0 | 1 | 1 | 0.35372 | 0.12038 | 1
5799 | 0.25884 | 0.109 | 0.94301 | 0 | 0 | 1 | 1 | 0.25884 | 0.109 | 1
5800 | 0.1218 | 0.096337 | 0.94301 | 0 | 0 | 1 | 1 | 0.1218 | 0.096337 | 1
5801 | 0.01214 | 0.10222 | 0.94301 | 0 | 0 | 1 | 1 | 0.01214 | 0.10222 | 1
5802 | 0 | 0.046474 | 0.94301 | 0 | 1 | 1 | 1 | 0 | 0.046474 | 1
5803 | 0 | 0.011956 | 0.94301 | 0 | 1 | 1 | 1 | 0 | 0.011956 | 1
5804 | 0 | 0 | 0.94301 | 0 | 1 | 1 | 1 | 0 | 0 | 1
5805 | 0 | 0.0012076 | 0.94301 | 0 | 1 | 1 | 1 | 0 | 0.0012076 | 1
5806 | 0 | 0 | 0.94301 | 0 | 0 | 1 | 1 | 0 | 0 | 1
5807 | 0 | 0 | 0.94301 | 0 | 0 | 1 | 1 | 0 | 0 | 1
5808 | 0 | 0 | 0.94301 | 0 | 0 | 1 | 1 | 0 | 0 | 1
5809 | 0 | 0 | 0.94301 | 0 | 0 | 1 | 1 | 0 | 0 | 1
5810 | 0 | 0 | 0.94301 | 0 | 0 | 1 | 1 | 0 | 0 | 1
5811 | 0 | 0 | 0.94301 | 0 | 0 | 1 | 1 | 0 | 0 | 1
5812 | 0 | 0 | 0.94301 | 0 | 0 | 1 | 1 | 0 | 0 | 1
5813 | 0 | 0 | 0.94301 | 0 | 0 | 1 | 1 | 0 | 0 | 1
5814 | 0 | 0 | 0.94301 | 0 | 0 | 1 | 1 | 0 | 0 | 1
5815 | 0 | 0 | 0.94301 | 0 | 0 | 1 | 1 | 0 | 0 | 1
5816 | 0 | 0 | 0.94301 | 0 | 0 | 1 | 1 | 0 | 0 | 1
5817 | 0.096894 | 0 | 0.94301 | 0 | 0 | 1 | 1 | 0.096894 | 0 | 1
5818 | 0.17827 | 0 | 0.94301 | 0 | 0 | 1 | 1 | 0.17827 | 0 | 1
5819 | 0.31385 | 0.027323 | 0.94301 | 0 | 0 | 1 | 1 | 0.31385 | 0.027323 | 1
5820 | 0.3625 | 0.053084 | 0.94301 | 0 | 0 | 1 | 1 | 0.3625 | 0.053084 | 1
5821 | 0.30167 | 0.077644 | 0.94301 | 0 | 0 | 1 | 1 | 0.30167 | 0.077644 | 1
5822 | 0.31931 | 0.067783 | 0.94301 | 0 | 0 | 1 | 1 | 0.31931 | 0.067783 | 1
5823 | 0.25797 | 0.050183 | 0.94301 | 0 | 0 | 1 | 1 | 0.25797 | 0.050183 | 1
5824 | 0.23843 | 0.036004 | 0.94301 | 0 | 0 | 1 | 1 | 0.23843 | 0.036004 | 1
5825 | 0.061803 | 0.037559 | 0.94301 | 0 | 0 | 1 | 1 | 0.061803 | 0.037559 | 1
5826 | 0 | 0 | 0.94301 | 0 | 1 | 1 | 1 | 0 | 0 | 1
5827 | 0 | 0 | 0.94301 | 0 | 1 | 1 | 1 | 0 | 0 | 1
5828 | 0 | 0 | 0.94301 | 0 | 1 | 1 | 1 | 0 | 0 | 1
5829 | 0 | 0 | 0.94301 | 0 | 1 | 1 | 1 | 0 | 0 | 1
5830 | 0 | 0 | 0.94301 | 0 | 0 | 1 | 1 | 0 | 0 | 1
5831 | 0 | 0 | 0.94301 | 0 | 0 | 1 | 1 | 0 | 0 | 1
5832 | 0 | 0 | 0.94301 | 0 | 0 | 1 | 1 | 0 | 0 | 1
5833 | 0 | 0 | 0.94301 | 0 | 0 | 1 | 1 | 0 | 0 | 1
5834 | 0 | 0 | 0.94301 | 0 | 0 | 1 | 1 | 0 | 0 | 1
5835 | 0 | 0 | 0.94301 | 0 | 0 | 1 | 1 | 0 | 0 | 1
5836 | 0 | 0 | 0.94301 | 0 | 0 | 1 | 1 | 0 | 0 | 1
5837 | 0 | 0 | 0.94301 | 0 | 0 | 1 | 1 | 0 | 0 | 1
5838 | 0 | 0 | 0.94301 | 0 | 0 | 1 | 1 | 0 | 0 | 1
5839 | 0 | 0 | 0.94301 | 0 | 0 | 1 | 1 | 0 | 0 | 1
5840 | 0 | 0 | 0.94301 | 0 | 0 | 1 | 1 | 0 | 0 | 1
5841 | 0.075604 | 0 | 0.94301 | 0 | 0 | 1 | 1 | 0.075604 | 0 | 1
5842 | 0.18256 | 0 | 0.94301 | 0 | 0 | 1 | 1 | 0.18256 | 0 | 1
5843 | 0.25019 | 0 | 0.94301 | 0 | 0 | 1 | 1 | 0.25019 | 0 | 1
5844 | 0.29246 | 0.0046383 | 0.94301 | 0 | 0 | 1 | 1 | 0.29246 | 0.0046383 | 1
5845 | 0.23442 | 0.033307 | 0.94301 | 0 | 0 | 1 | 1 | 0.23442 | 0.033307 | 1
5846 | 0.24473 | 0.032277 | 0.94301 | 0 | 0 | 1 | 1 | 0.24473 | 0.032277 | 1
5847 | 0.17715 | 0.01763 | 0.94301 | 0 | 0 | 1 | 1 | 0.17715 | 0.01763 | 1
5848 | 0.15976 | 0.0014204 | 0.94301 | 0 | 0 | 1 | 1 | 0.15976 | 0.0014204 | 1
5849 | 0.021756 | 0.0033695 | 0.94301 | 0 | 0 | 1 | 1 | 0.021756 | 0.0033695 | 1
5850 | 0 | 0 | 0.94301 | 0 | 1 | 1 | 1 | 0 | 0 | 1
5851 | 0 | 0 | 0.94301 | 0 | 1 | 1 | 1 | 0 | 0 | 1
5852 | 0 | 0 | 0.94301 | 0 | 1 | 1 | 1 | 0 | 0 | 1
5853 | 0 | 0 | 0.94301 | 0 | 1 | 1 | 1 | 0 | 0 | 1
5854 | 0 | 0 | 0.94301 | 0 | 0 | 1 | 1 | 0 | 0 | 1
5855 | 0 | 0 | 0.94301 | 0 | 0 | 1 | 1 | 0 | 0 | 1
5856 | 0 | 0 | 0.94301 | 0 | 0 | 1 | 1 | 0 | 0 | 1
5857 | 0 | 0 | 1 | 0 | 0 | 1 | 1 | 0 | 0 | 1
5858 | 0 | 0 | 1 | 0 | 0 | 1 | 1 | 0 | 0 | 1
5859 | 0 | 0 | 1 | 0 | 0 | 1 | 1 | 0 | 0 | 1
5860 | 0 | 0 | 1 | 0 | 0 | 1 | 1 | 0 | 0 | 1
5861 | 0 | 0 | 1 | 0 | 0 | 1 | 1 | 0 | 0 | 1
5862 | 0 | 0 | 1 | 0 | 0 | 1 | 1 | 0 | 0 | 1
5863 | 0 | 0 | 1 | 0 | 0 | 1 | 1 | 0 | 0 | 1
5864 | 0 | 0 | 1 | 0 | 0 | 1 | 1 | 0 | 0 | 1
5865 | 0.038563 | 0 | 1 | 0 | 0 | 1 | 1 | 0.038563 | 0 | 1
5866 | 0.10977 | 0 | 1 | 0 | 0 | 1 | 1 | 0.10977 | 0 | 1
5867 | 0.17373 | 0 | 1 | 0 | 0 | 1 | 1 | 0.17373 | 0 | 1
5868 | 0.16839 | 0 | 1 | 0 | 0 | 1 | 1 | 0.16839 | 0 | 1
5869 | 0.15603 | 0 | 1 | 0 | 0 | 1 | 1 | 0.15603 | 0 | 1
5870 | 0.18673 | 0.003452 | 1 | 0 | 0 | 1 | 1 | 0.18673 | 0.003452 | 1
5871 | 0.13898 | 0 | 1 | 0 | 0 | 1 | 1 | 0.13898 | 0 | 1
5872 | 0.15928 | 0 | 1 | 0 | 0 | 1 | 1 | 0.15928 | 0 | 1
5873 | 0.0022596 | 0 | 1 | 0 | 0 | 1 | 1 | 0.0022596 | 0 | 1
5874 | 0 | 0 | 1 | 0 | 1 | 1 | 1 | 0 | 0 | 1
5875 | 0 | 0 | 1 | 0 | 1 | 1 | 1 | 0 | 0 | 1
5876 | 0 | 0 | 1 | 0 | 1 | 1 | 1 | 0 | 0 | 1
5877 | 0 | 0 | 1 | 0 | 1 | 1 | 1 | 0 | 0 | 1
5878 | 0 | 0 | 1 | 0 | 0 | 1 | 1 | 0 | 0 | 1
5879 | 0 | 0 | 1 | 0 | 0 | 1 | 1 | 0 | 0 | 1
5880 | 0 | 0 | 1 | 0 | 0 | 1 | 1 | 0 | 0 | 1
5881 | 0 | 0 | 1 | 0 | 0 | 1 | 1 | 0 | 0 | 1
5882 | 0 | 0 | 1 | 0 | 0 | 1 | 1 | 0 | 0 | 1
5883 | 0 | 0 | 1 | 0 | 0 | 1 | 1 | 0 | 0 | 1
5884 | 0 | 0 | 1 | 0 | 0 | 1 | 1 | 0 | 0 | 1
5885 | 0 | 0 | 1 | 0 | 0 | 1 | 1 | 0 | 0 | 1
5886 | 0 | 0 | 1 | 0 | 0 | 1 | 1 | 0 | 0 | 1
5887 | 0 | 0 | 1 | 0 | 0 | 1 | 1 | 0 | 0 | 1
5888 | 0 | 0 | 1 | 0 | 0 | 1 | 1 | 0 | 0 | 1
5889 | 0.077904 | 0 | 1 | 0 | 0 | 1 | 1 | 0.077904 | 0 | 1
5890 | 0.14655 | 0 | 1 | 0 | 0 | 1 | 1 | 0.14655 | 0 | 1
5891 | 0.20861 | 0 | 1 | 0 | 0 | 1 | 1 | 0.20861 | 0 | 1
5892 | 0.17296 | 0.00096894 | 1 | 0 | 0 | 1 | 1 | 0.17296 | 0.00096894 | 1
5893 | 0.19584 | 0.0036393 | 1 | 0 | 0 | 1 | 1 | 0.19584 | 0.0036393 | 1
5894 | 0.18384 | 0.018634 | 1 | 0 | 0 | 1 | 1 | 0.18384 | 0.018634 | 1
5895 | 0.10585 | 0.031228 | 1 | 0 | 0 | 1 | 1 | 0.10585 | 0.031228 | 1
5896 | 0.083989 | 0.014596 | 1 | 0 | 0 | 1 | 1 | 0.083989 | 0.014596 | 1
5897 | 0 | 0.015371 | 1 | 0 | 0 | 1 | 1 | 0 | 0.015371 | 1
5898 | 0 | 0.0031113 | 1 | 0 | 1 | 1 | 1 | 0 | 0.0031113 | 1
5899 | 0 | 0 | 1 | 0 | 1 | 1 | 1 | 0 | 0 | 1
5900 | 0 | 0 | 1 | 0 | 1 | 1 | 1 | 0 | 0 | 1
5901 | 0 | 0 | 1 | 0 | 1 | 1 | 1 | 0 | 0 | 1
5902 | 0 | 0 | 1 | 0 | 0 | 1 | 1 | 0 | 0 | 1
5903 | 0 | 0 | 1 | 0 | 0 | 1 | 1 | 0 | 0 | 1
5904 | 0 | 0 | 1 | 0 | 0 | 1 | 1 | 0 | 0 | 1
5905 | 0 | 0 | 0.94365 | 0 | 0 | 1 | 1 | 0 | 0 | 1
5906 | 0 | 0 | 0.94365 | 0 | 0 | 1 | 1 | 0 | 0 | 1
5907 | 0 | 0 | 0.94365 | 0 | 0 | 1 | 1 | 0 | 0 | 1
5908 | 0 | 0 | 0.94365 | 0 | 0 | 1 | 1 | 0 | 0 | 1
5909 | 0 | 0 | 0.94365 | 0 | 0 | 1 | 1 | 0 | 0 | 1
5910 | 0 | 0 | 0.94365 | 0 | 0 | 1 | 1 | 0 | 0 | 1
5911 | 0 | 0 | 0.94365 | 0 | 0 | 1 | 1 | 0 | 0 | 1
5912 | 0 | 0 | 0.94365 | 0 | 0 | 1 | 1 | 0 | 0 | 1
5913 | 0.069003 | 0 | 0.94365 | 0 | 0 | 1 | 1 | 0.069003 | 0 | 1
5914 | 0.14589 | 0.0025603 | 0.94365 | 0 | 0 | 1 | 1 | 0.14589 | 0.0025603 | 1
5915 | 0.2355 | 0.033557 | 0.94365 | 0 | 0 | 1 | 1 | 0.2355 | 0.033557 | 1
5916 | 0.13975 | 0.048899 | 0.94365 | 0 | 0 | 1 | 1 | 0.13975 | 0.048899 | 1
5917 | 0.22631 | 0.032309 | 0.94365 | 0 | 0 | 1 | 1 | 0.22631 | 0.032309 | 1
5918 | 0.17679 | 0.046413 | 0.94365 | 0 | 0 | 1 | 1 | 0.17679 | 0.046413 | 1
5919 | 0.13576 | 0.0513 | 0.94365 | 0 | 0 | 1 | 1 | 0.13576 | 0.0513 | 1
5920 | 0.094216 | 0.048993 | 0.94365 | 0 | 0 | 1 | 1 | 0.094216 | 0.048993 | 1
5921 | 0 | 0.042851 | 0.94365 | 0 | 0 | 1 | 1 | 0 | 0.042851 | 1
5922 | 0 | 0.020825 | 0.94365 | 0 | 1 | 1 | 1 | 0 | 0.020825 | 1
5923 | 0 | 0 | 0.94365 | 0 | 1 | 1 | 1 | 0 | 0 | 1
5924 | 0 | 0 | 0.94365 | 0 | 1 | 1 | 1 | 0 | 0 | 1
5925 | 0 | 0 | 0.94365 | 0 | 1 | 1 | 1 | 0 | 0 | 1
5926 | 0 | 0 | 0.94365 | 0 | 0 | 1 | 1 | 0 | 0 | 1
5927 | 0 | 0 | 0.94365 | 0 | 0 | 1 | 1 | 0 | 0 | 1
5928 | 0 | 0 | 0.94365 | 0 | 0 | 1 | 1 | 0 | 0 | 1
5929 | 0 | 0 | 0.94365 | 0 | 0 | 1 | 1 | 0 | 0 | 1
5930 | 0 | 0 | 0.94365 | 0 | 0 | 1 | 1 | 0 | 0 | 1
5931 | 0 | 0 | 0.94365 | 0 | 0 | 1 | 1 | 0 | 0 | 1
5932 | 0 | 0 | 0.94365 | 0 | 0 | 1 | 1 | 0 | 0 | 1
5933 | 0 | 0 | 0.94365 | 0 | 0 | 1 | 1 | 0 | 0 | 1
5934 | 0 | 0 | 0.94365 | 0 | 0 | 1 | 1 | 0 | 0 | 1
5935 | 0 | 0 | 0.94365 | 0 | 0 | 1 | 1 | 0 | 0 | 1
5936 | 0 | 0 | 0.94365 | 0 | 0 | 1 | 1 | 0 | 0 | 1
5937 | 0.1096 | 0 | 0.94365 | 0 | 0 | 1 | 1 | 0.1096 | 0 | 1
5938 | 0.23729 | 0 | 0.94365 | 0 | 0 | 1 | 1 | 0.23729 | 0 | 1
5939 | 0.36234 | 0.01336 | 0.94365 | 0 | 0 | 1 | 1 | 0.36234 | 0.01336 | 1
5940 | 0.27661 | 0.048629 | 0.94365 | 0 | 0 | 1 | 1 | 0.27661 | 0.048629 | 1
5941 | 0.36749 | 0.051336 | 0.94365 | 0 | 0 | 1 | 1 | 0.36749 | 0.051336 | 1
5942 | 0.23319 | 0.058006 | 0.94365 | 0 | 0 | 1 | 1 | 0.23319 | 0.058006 | 1
5943 | 0.19553 | 0.066367 | 0.94365 | 0 | 0 | 1 | 1 | 0.19553 | 0.066367 | 1
5944 | 0.096873 | 0.071679 | 0.94365 | 0 | 0 | 1 | 1 | 0.096873 | 0.071679 | 1
5945 | 0 | 0.061928 | 0.94365 | 0 | 0 | 1 | 1 | 0 | 0.061928 | 1
5946 | 0 | 0.043601 | 0.94365 | 0 | 1 | 1 | 1 | 0 | 0.043601 | 1
5947 | 0 | 0.0068268 | 0.94365 | 0 | 1 | 1 | 1 | 0 | 0.0068268 | 1
5948 | 0 | 0 | 0.94365 | 0 | 1 | 1 | 1 | 0 | 0 | 1
5949 | 0 | 0 | 0.94365 | 0 | 1 | 1 | 1 | 0 | 0 | 1
5950 | 0 | 0 | 0.94365 | 0 | 0 | 1 | 1 | 0 | 0 | 1
5951 | 0 | 0 | 0.94365 | 0 | 0 | 1 | 1 | 0 | 0 | 1
5952 | 0 | 0 | 0.94365 | 0 | 0 | 1 | 1 | 0 | 0 | 1
5953 | 0 | 0 | 0.94365 | 0 | 0 | 1 | 1 | 0 | 0 | 1
5954 | 0 | 0 | 0.94365 | 0 | 0 | 1 | 1 | 0 | 0 | 1
5955 | 0 | 0 | 0.94365 | 0 | 0 | 1 | 1 | 0 | 0 | 1
5956 | 0 | 0 | 0.94365 | 0 | 0 | 1 | 1 | 0 | 0 | 1
5957 | 0 | 0 | 0.94365 | 0 | 0 | 1 | 1 | 0 | 0 | 1
5958 | 0 | 0 | 0.94365 | 0 | 0 | 1 | 1 | 0 | 0 | 1
5959 | 0 | 0 | 0.94365 | 0 | 0 | 1 | 1 | 0 | 0 | 1
5960 | 0 | 0 | 0.94365 | 0 | 0 | 1 | 1 | 0 | 0 | 1
5961 | 0.050162 | 0 | 0.94365 | 0 | 0 | 1 | 1 | 0.050162 | 0 | 1
5962 | 0.2287 | 0 | 0.94365 | 0 | 0 | 1 | 1 | 0.2287 | 0 | 1
5963 | 0.32112 | 0.0055883 | 0.94365 | 0 | 0 | 1 | 1 | 0.32112 | 0.0055883 | 1
5964 | 0.27473 | 0.027321 | 0.94365 | 0 | 0 | 1 | 1 | 0.27473 | 0.027321 | 1
5965 | 0.30751 | 0.048097 | 0.94365 | 0 | 0 | 1 | 1 | 0.30751 | 0.048097 | 1
5966 | 0.27514 | 0.063119 | 0.94365 | 0 | 0 | 1 | 1 | 0.27514 | 0.063119 | 1
5967 | 0.24654 | 0.060582 | 0.94365 | 0 | 0 | 1 | 1 | 0.24654 | 0.060582 | 1
5968 | 0.16789 | 0.061984 | 0.94365 | 0 | 0 | 1 | 1 | 0.16789 | 0.061984 | 1
5969 | 0.034337 | 0.053765 | 0.94365 | 0 | 0 | 1 | 1 | 0.034337 | 0.053765 | 1
5970 | 0 | 0.034621 | 0.94365 | 0 | 1 | 1 | 1 | 0 | 0.034621 | 1
5971 | 0 | 0.014362 | 0.94365 | 0 | 1 | 1 | 1 | 0 | 0.014362 | 1
5972 | 0 | 0 | 0.94365 | 0 | 1 | 1 | 1 | 0 | 0 | 1
5973 | 0 | 0 | 0.94365 | 0 | 1 | 1 | 1 | 0 | 0 | 1
5974 | 0 | 0 | 0.94365 | 0 | 0 | 1 | 1 | 0 | 0 | 1
5975 | 0 | 0 | 0.94365 | 0 | 0 | 1 | 1 | 0 | 0 | 1
5976 | 0 | 0 | 0.94365 | 0 | 0 | 1 | 1 | 0 | 0 | 1
5977 | 0 | 0 | 0.94365 | 0 | 0 | 1 | 1 | 0 | 0 | 1
5978 | 0 | 0 | 0.94365 | 0 | 0 | 1 | 1 | 0 | 0 | 1
5979 | 0 | 0 | 0.94365 | 0 | 0 | 1 | 1 | 0 | 0 | 1
5980 | 0 | 0 | 0.94365 | 0 | 0 | 1 | 1 | 0 | 0 | 1
5981 | 0 | 0 | 0.94365 | 0 | 0 | 1 | 1 | 0 | 0 | 1
5982 | 0 | 0 | 0.94365 | 0 | 0 | 1 | 1 | 0 | 0 | 1
5983 | 0 | 0 | 0.94365 | 0 | 0 | 1 | 1 | 0 | 0 | 1
5984 | 0 | 0 | 0.94365 | 0 | 0 | 1 | 1 | 0 | 0 | 1
5985 | 0.069124 | 0 | 0.94365 | 0 | 0 | 1 | 1 | 0.069124 | 0 | 1
5986 | 0.24542 | 0 | 0.94365 | 0 | 0 | 1 | 1 | 0.24542 | 0 | 1
5987 | 0.28388 | 0.00074549 | 0.94365 | 0 | 0 | 1 | 1 | 0.28388 | 0.00074549 | 1
5988 | 0.3381 | 0.01832 | 0.94365 | 0 | 0 | 1 | 1 | 0.3381 | 0.01832 | 1
5989 | 0.274 | 0.043584 | 0.94365 | 0 | 0 | 1 | 1 | 0.274 | 0.043584 | 1
5990 | 0.21081 | 0.052777 | 0.94365 | 0 | 0 | 1 | 1 | 0.21081 | 0.052777 | 1
5991 | 0.21195 | 0.048917 | 0.94365 | 0 | 0 | 1 | 1 | 0.21195 | 0.048917 | 1
5992 | 0.15347 | 0.052291 | 0.94365 | 0 | 0 | 1 | 1 | 0.15347 | 0.052291 | 1
5993 | 0.02015 | 0.045039 | 0.94365 | 0 | 0 | 1 | 1 | 0.02015 | 0.045039 | 1
5994 | 0 | 0.032907 | 0.94365 | 0 | 1 | 1 | 1 | 0 | 0.032907 | 1
5995 | 0 | 0.01152 | 0.94365 | 0 | 1 | 1 | 1 | 0 | 0.01152 | 1
5996 | 0 | 0 | 0.94365 | 0 | 1 | 1 | 1 | 0 | 0 | 1
5997 | 0 | 0 | 0.94365 | 0 | 1 | 1 | 1 | 0 | 0 | 1
5998 | 0 | 0 | 0.94365 | 0 | 0 | 1 | 1 | 0 | 0 | 1
5999 | 0 | 0 | 0.94365 | 0 | 0 | 1 | 1 | 0 | 0 | 1
6000 | 0 | 0 | 0.94365 | 0 | 0 | 1 | 1 | 0 | 0 | 1
6001 | 0 | 0 | 0.94365 | 0 | 0 | 1 | 1 | 0 | 0 | 1
6002 | 0 | 0 | 0.94365 | 0 | 0 | 1 | 1 | 0 | 0 | 1
6003 | 0 | 0 | 0.94365 | 0 | 0 | 1 | 1 | 0 | 0 | 1
6004 | 0 | 0 | 0.94365 | 0 | 0 | 1 | 1 | 0 | 0 | 1
6005 | 0 | 0 | 0.94365 | 0 | 0 | 1 | 1 | 0 | 0 | 1
6006 | 0 | 0 | 0.94365 | 0 | 0 | 1 | 1 | 0 | 0 | 1
6007 | 0 | 0 | 0.94365 | 0 | 0 | 1 | 1 | 0 | 0 | 1
6008 | 0 | 0 | 0.94365 | 0 | 0 | 1 | 1 | 0 | 0 | 1
6009 | 0.033552 | 0 | 0.94365 | 0 | 0 | 1 | 1 | 0.033552 | 0 | 1
6010 | 0.19411 | 0.0014273 | 0.94365 | 0 | 0 | 1 | 1 | 0.19411 | 0.0014273 | 1
6011 | 0.20087 | 0.014676 | 0.94365 | 0 | 0 | 1 | 1 | 0.20087 | 0.014676 | 1
6012 | 0.27726 | 0.023359 | 0.94365 | 0 | 0 | 1 | 1 | 0.27726 | 0.023359 | 1
6013 | 0.22682 | 0.046105 | 0.94365 | 0 | 0 | 1 | 1 | 0.22682 | 0.046105 | 1
6014 | 0.19249 | 0.053563 | 0.94365 | 0 | 0 | 1 | 1 | 0.19249 | 0.053563 | 1
6015 | 0.18278 | 0.052584 | 0.94365 | 0 | 0 | 1 | 1 | 0.18278 | 0.052584 | 1
6016 | 0.113 | 0.047857 | 0.94365 | 0 | 0 | 1 | 1 | 0.113 | 0.047857 | 1
6017 | 0.011373 | 0.041781 | 0.94365 | 0 | 0 | 1 | 1 | 0.011373 | 0.041781 | 1
6018 | 0 | 0.036025 | 0.94365 | 0 | 1 | 1 | 1 | 0 | 0.036025 | 1
6019 | 0 | 0.014555 | 0.94365 | 0 | 1 | 1 | 1 | 0 | 0.014555 | 1
6020 | 0 | 0 | 0.94365 | 0 | 1 | 1 | 1 | 0 | 0 | 1
6021 | 0 | 0 | 0.94365 | 0 | 1 | 1 | 1 | 0 | 0 | 1
6022 | 0 | 0 | 0.94365 | 0 | 0 | 1 | 1 | 0 | 0 | 1
6023 | 0 | 0 | 0.94365 | 0 | 0 | 1 | 1 | 0 | 0 | 1
6024 | 0 | 0 | 0.94365 | 0 | 0 | 1 | 1 | 0 | 0 | 1
6025 | 0 | 0 | 0.94365 | 0 | 0 | 1 | 1 | 0 | 0 | 1
6026 | 0 | 0 | 0.94365 | 0 | 0 | 1 | 1 | 0 | 0 | 1
6027 | 0 | 0 | 0.94365 | 0 | 0 | 1 | 1 | 0 | 0 | 1
6028 | 0 | 0 | 0.94365 | 0 | 0 | 1 | 1 | 0 | 0 | 1
6029 | 0 | 0 | 0.94365 | 0 | 0 | 1 | 1 | 0 | 0 | 1
6030 | 0 | 0 | 0.94365 | 0 | 0 | 1 | 1 | 0 | 0 | 1
6031 | 0 | 0 | 0.94365 | 0 | 0 | 1 | 1 | 0 | 0 | 1
6032 | 0 | 0 | 0.94365 | 0 | 0 | 1 | 1 | 0 | 0 | 1
6033 | 0.097021 | 0 | 0.94365 | 0 | 0 | 1 | 1 | 0.097021 | 0 | 1
6034 | 0.23688 | 0 | 0.94365 | 0 | 0 | 1 | 1 | 0.23688 | 0 | 1
6035 | 0.26021 | 0.0069147 | 0.94365 | 0 | 0 | 1 | 1 | 0.26021 | 0.0069147 | 1
6036 | 0.31389 | 0.026621 | 0.94365 | 0 | 0 | 1 | 1 | 0.31389 | 0.026621 | 1
6037 | 0.22814 | 0.042614 | 0.94365 | 0 | 0 | 1 | 1 | 0.22814 | 0.042614 | 1
6038 | 0.21732 | 0.028781 | 0.94365 | 0 | 0 | 1 | 1 | 0.21732 | 0.028781 | 1
6039 | 0.19835 | 0.026138 | 0.94365 | 0 | 0 | 1 | 1 | 0.19835 | 0.026138 | 1
6040 | 0.11035 | 0.013369 | 0.94365 | 0 | 0 | 1 | 1 | 0.11035 | 0.013369 | 1
6041 | 0 | 0.03196 | 0.94365 | 0 | 0 | 1 | 1 | 0 | 0.03196 | 1
6042 | 0 | 0.025334 | 0.94365 | 0 | 1 | 1 | 1 | 0 | 0.025334 | 1
6043 | 0 | 0.014645 | 0.94365 | 0 | 1 | 1 | 1 | 0 | 0.014645 | 1
6044 | 0 | 0 | 0.94365 | 0 | 1 | 1 | 1 | 0 | 0 | 1
6045 | 0 | 0 | 0.94365 | 0 | 1 | 1 | 1 | 0 | 0 | 1
6046 | 0 | 0 | 0.94365 | 0 | 0 | 1 | 1 | 0 | 0 | 1
6047 | 0 | 0 | 0.94365 | 0 | 0 | 1 | 1 | 0 | 0 | 1
6048 | 0 | 0 | 0.94365 | 0 | 0 | 1 | 1 | 0 | 0 | 1
6049 | 0 | 0 | 0.94365 | 0 | 0 | 1 | 1 | 0 | 0 | 1
6050 | 0 | 0 | 0.94365 | 0 | 0 | 1 | 1 | 0 | 0 | 1
6051 | 0 | 0 | 0.94365 | 0 | 0 | 1 | 1 | 0 | 0 | 1
6052 | 0 | 0 | 0.94365 | 0 | 0 | 1 | 1 | 0 | 0 | 1
6053 | 0 | 0 | 0.94365 | 0 | 0 | 1 | 1 | 0 | 0 | 1
6054 | 0 | 0 | 0.94365 | 0 | 0 | 1 | 1 | 0 | 0 | 1
6055 | 0 | 0 | 0.94365 | 0 | 0 | 1 | 1 | 0 | 0 | 1
6056 | 0 | 0 | 0.94365 | 0 | 0 | 1 | 1 | 0 | 0 | 1
6057 | 0.08291 | 0 | 0.94365 | 0 | 0 | 1 | 1 | 0.08291 | 0 | 1
6058 | 0.22733 | 0 | 0.94365 | 0 | 0 | 1 | 1 | 0.22733 | 0 | 1
6059 | 0.2463 | 0.024945 | 0.94365 | 0 | 0 | 1 | 1 | 0.2463 | 0.024945 | 1
6060 | 0.29475 | 0.0539 | 0.94365 | 0 | 0 | 1 | 1 | 0.29475 | 0.0539 | 1
6061 | 0.18285 | 0.061996 | 0.94365 | 0 | 0 | 1 | 1 | 0.18285 | 0.061996 | 1
6062 | 0.15724 | 0.056044 | 0.94365 | 0 | 0 | 1 | 1 | 0.15724 | 0.056044 | 1
6063 | 0.1224 | 0.047735 | 0.94365 | 0 | 0 | 1 | 1 | 0.1224 | 0.047735 | 1
6064 | 0.034534 | 0.030349 | 0.94365 | 0 | 0 | 1 | 1 | 0.034534 | 0.030349 | 1
6065 | 0 | 0.037791 | 0.94365 | 0 | 0 | 1 | 1 | 0 | 0.037791 | 1
6066 | 0 | 0.0315 | 0.94365 | 0 | 1 | 1 | 1 | 0 | 0.0315 | 1
6067 | 0 | 0.025821 | 0.94365 | 0 | 1 | 1 | 1 | 0 | 0.025821 | 1
6068 | 0 | 0.005754 | 0.94365 | 0 | 1 | 1 | 1 | 0 | 0.005754 | 1
6069 | 0 | 0 | 0.94365 | 0 | 1 | 1 | 1 | 0 | 0 | 1
6070 | 0 | 0 | 0.94365 | 0 | 0 | 1 | 1 | 0 | 0 | 1
6071 | 0 | 0 | 0.94365 | 0 | 0 | 1 | 1 | 0 | 0 | 1
6072 | 0 | 0 | 0.94365 | 0 | 0 | 1 | 1 | 0 | 0 | 1
6073 | 0 | 0 | 0.94365 | 0 | 0 | 1 | 1 | 0 | 0 | 1
6074 | 0 | 0 | 0.94365 | 0 | 0 | 1 | 1 | 0 | 0 | 1
6075 | 0 | 0 | 0.94365 | 0 | 0 | 1 | 1 | 0 | 0 | 1
6076 | 0 | 0 | 0.94365 | 0 | 0 | 1 | 1 | 0 | 0 | 1
6077 | 0 | 0 | 0.94365 | 0 | 0 | 1 | 1 | 0 | 0 | 1
6078 | 0 | 0 | 0.94365 | 0 | 0 | 1 | 1 | 0 | 0 | 1
6079 | 0 | 0 | 0.94365 | 0 | 0 | 1 | 1 | 0 | 0 | 1
6080 | 0 | 0 | 0.94365 | 0 | 0 | 1 | 1 | 0 | 0 | 1
6081 | 0.073593 | 0 | 0.94365 | 0 | 0 | 1 | 1 | 0.073593 | 0 | 1
6082 | 0.25766 | 0 | 0.94365 | 0 | 0 | 1 | 1 | 0.25766 | 0 | 1
6083 | 0.25224 | 0 | 0.94365 | 0 | 0 | 1 | 1 | 0.25224 | 0 | 1
6084 | 0.2214 | 0.00055933 | 0.94365 | 0 | 0 | 1 | 1 | 0.2214 | 0.00055933 | 1
6085 | 0.13246 | 0 | 0.94365 | 0 | 0 | 1 | 1 | 0.13246 | 0 | 1
6086 | 0.089752 | 0 | 0.94365 | 0 | 0 | 1 | 1 | 0.089752 | 0 | 1
6087 | 0.086546 | 0 | 0.94365 | 0 | 0 | 1 | 1 | 0.086546 | 0 | 1
6088 | 0.0093977 | 0 | 0.94365 | 0 | 0 | 1 | 1 | 0.0093977 | 0 | 1
6089 | 0 | 0 | 0.94365 | 0 | 0 | 1 | 1 | 0 | 0 | 1
6090 | 0 | 0 | 0.94365 | 0 | 1 | 1 | 1 | 0 | 0 | 1
6091 | 0 | 0 | 0.94365 | 0 | 1 | 1 | 1 | 0 | 0 | 1
6092 | 0 | 0 | 0.94365 | 0 | 1 | 1 | 1 | 0 | 0 | 1
6093 | 0 | 0 | 0.94365 | 0 | 1 | 1 | 1 | 0 | 0 | 1
6094 | 0 | 0 | 0.94365 | 0 | 0 | 1 | 1 | 0 | 0 | 1
6095 | 0 | 0 | 0.94365 | 0 | 0 | 1 | 1 | 0 | 0 | 1
6096 | 0 | 0 | 0.94365 | 0 | 0 | 1 | 1 | 0 | 0 | 1
6097 | 0 | 0 | 0.94365 | 0 | 0 | 1 | 1 | 0 | 0 | 1
6098 | 0 | 0 | 0.94365 | 0 | 0 | 1 | 1 | 0 | 0 | 1
6099 | 0 | 0 | 0.94365 | 0 | 0 | 1 | 1 | 0 | 0 | 1
6100 | 0 | 0 | 0.94365 | 0 | 0 | 1 | 1 | 0 | 0 | 1
6101 | 0 | 0 | 0.94365 | 0 | 0 | 1 | 1 | 0 | 0 | 1
6102 | 0 | 0 | 0.94365 | 0 | 0 | 1 | 1 | 0 | 0 | 1
6103 | 0 | 0 | 0.94365 | 0 | 0 | 1 | 1 | 0 | 0 | 1
6104 | 0 | 0 | 0.94365 | 0 | 0 | 1 | 1 | 0 | 0 | 1
6105 | 0 | 0 | 0.94365 | 0 | 0 | 1 | 1 | 0 | 0 | 1
6106 | 0.0916 | 0 | 0.94365 | 0 | 0 | 1 | 1 | 0.0916 | 0 | 1
6107 | 0.16922 | 0 | 0.94365 | 0 | 0 | 1 | 1 | 0.16922 | 0 | 1
6108 | 0.1557 | 0 | 0.94365 | 0 | 0 | 1 | 1 | 0.1557 | 0 | 1
6109 | 0.12448 | 0 | 0.94365 | 0 | 0 | 1 | 1 | 0.12448 | 0 | 1
6110 | 0.064259 | 0 | 0.94365 | 0 | 0 | 1 | 1 | 0.064259 | 0 | 1
6111 | 0.042989 | 0 | 0.94365 | 0 | 0 | 1 | 1 | 0.042989 | 0 | 1
6112 | 0 | 0 | 0.94365 | 0 | 0 | 1 | 1 | 0 | 0 | 1
6113 | 0 | 0 | 0.94365 | 0 | 0 | 1 | 1 | 0 | 0 | 1
6114 | 0 | 0 | 0.94365 | 0 | 1 | 1 | 1 | 0 | 0 | 1
6115 | 0 | 0 | 0.94365 | 0 | 1 | 1 | 1 | 0 | 0 | 1
6116 | 0 | 0 | 0.94365 | 0 | 1 | 1 | 1 | 0 | 0 | 1
6117 | 0 | 0 | 0.94365 | 0 | 1 | 1 | 1 | 0 | 0 | 1
6118 | 0 | 0 | 0.94365 | 0 | 0 | 1 | 1 | 0 | 0 | 1
6119 | 0 | 0 | 0.94365 | 0 | 0 | 1 | 1 | 0 | 0 | 1
6120 | 0 | 0 | 0.94365 | 0 | 0 | 1 | 1 | 0 | 0 | 1
6121 | 0 | 0 | 0.94365 | 0 | 0 | 1 | 1 | 0 | 0 | 1
6122 | 0 | 0 | 0.94365 | 0 | 0 | 1 | 1 | 0 | 0 | 1
6123 | 0 | 0 | 0.94365 | 0 | 0 | 1 | 1 | 0 | 0 | 1
6124 | 0 | 0 | 0.94365 | 0 | 0 | 1 | 1 | 0 | 0 | 1
6125 | 0 | 0 | 0.94365 | 0 | 0 | 1 | 1 | 0 | 0 | 1
6126 | 0 | 0 | 0.94365 | 0 | 0 | 1 | 1 | 0 | 0 | 1
6127 | 0 | 0 | 0.94365 | 0 | 0 | 1 | 1 | 0 | 0 | 1
6128 | 0 | 0 | 0.94365 | 0 | 0 | 1 | 1 | 0 | 0 | 1
6129 | 0 | 0 | 0.94365 | 0 | 0 | 1 | 1 | 0 | 0 | 1
6130 | 0.06798 | 0 | 0.94365 | 0 | 0 | 1 | 1 | 0.06798 | 0 | 1
6131 | 0.15802 | 0 | 0.94365 | 0 | 0 | 1 | 1 | 0.15802 | 0 | 1
6132 | 0.14972 | 0 | 0.94365 | 0 | 0 | 1 | 1 | 0.14972 | 0 | 1
6133 | 0.087542 | 0 | 0.94365 | 0 | 0 | 1 | 1 | 0.087542 | 0 | 1
6134 | 0.060298 | 0 | 0.94365 | 0 | 0 | 1 | 1 | 0.060298 | 0 | 1
6135 | 0.034973 | 0 | 0.94365 | 0 | 0 | 1 | 1 | 0.034973 | 0 | 1
6136 | 0 | 0 | 0.94365 | 0 | 0 | 1 | 1 | 0 | 0 | 1
6137 | 0 | 0 | 0.94365 | 0 | 0 | 1 | 1 | 0 | 0 | 1
6138 | 0 | 0 | 0.94365 | 0 | 1 | 1 | 1 | 0 | 0 | 1
6139 | 0 | 0 | 0.94365 | 0 | 1 | 1 | 1 | 0 | 0 | 1
6140 | 0 | 0 | 0.94365 | 0 | 1 | 1 | 1 | 0 | 0 | 1
6141 | 0 | 0 | 0.94365 | 0 | 1 | 1 | 1 | 0 | 0 | 1
6142 | 0 | 0 | 0.94365 | 0 | 0 | 1 | 1 | 0 | 0 | 1
6143 | 0 | 0 | 0.94365 | 0 | 0 | 1 | 1 | 0 | 0 | 1
6144 | 0 | 0 | 0.94365 | 0 | 0 | 1 | 1 | 0 | 0 | 1
6145 | 0 | 0 | 0.94365 | 0 | 0 | 1 | 1 | 0 | 0 | 1
6146 | 0 | 0 | 0.94365 | 0 | 0 | 1 | 1 | 0 | 0 | 1
6147 | 0 | 0 | 0.94365 | 0 | 0 | 1 | 1 | 0 | 0 | 1
6148 | 0 | 0 | 0.94365 | 0 | 0 | 1 | 1 | 0 | 0 | 1
6149 | 0 | 0 | 0.94365 | 0 | 0 | 1 | 1 | 0 | 0 | 1
6150 | 0 | 0 | 0.94365 | 0 | 0 | 1 | 1 | 0 | 0 | 1
6151 | 0 | 0 | 0.94365 | 0 | 0 | 1 | 1 | 0 | 0 | 1
6152 | 0 | 0 | 0.94365 | 0 | 0 | 1 | 1 | 0 | 0 | 1
6153 | 0 | 0 | 0.94365 | 0 | 0 | 1 | 1 | 0 | 0 | 1
6154 | 0.017146 | 0.0049854 | 0.94365 | 0 | 0 | 1 | 1 | 0.017146 | 0.0049854 | 1
6155 | 0.19933 | 0.038343 | 0.94365 | 0 | 0 | 1 | 1 | 0.19933 | 0.038343 | 1
6156 | 0.22559 | 0.071203 | 0.94365 | 0 | 0 | 1 | 1 | 0.22559 | 0.071203 | 1
6157 | 0.1647 | 0.062066 | 0.94365 | 0 | 0 | 1 | 1 | 0.1647 | 0.062066 | 1
6158 | 0.16779 | 0.042864 | 0.94365 | 0 | 0 | 1 | 1 | 0.16779 | 0.042864 | 1
6159 | 0.10019 | 0.043232 | 0.94365 | 0 | 0 | 1 | 1 | 0.10019 | 0.043232 | 1
6160 | 0.010938 | 0.048054 | 0.94365 | 0 | 0 | 1 | 1 | 0.010938 | 0.048054 | 1
6161 | 0 | 0.027931 | 0.94365 | 0 | 0 | 1 | 1 | 0 | 0.027931 | 1
6162 | 0 | 0.0092193 | 0.94365 | 0 | 1 | 1 | 1 | 0 | 0.0092193 | 1
6163 | 0 | 0.0051996 | 0.94365 | 0 | 1 | 1 | 1 | 0 | 0.0051996 | 1
6164 | 0 | 0.016462 | 0.94365 | 0 | 1 | 1 | 1 | 0 | 0.016462 | 1
6165 | 0 | 0 | 0.94365 | 0 | 1 | 1 | 1 | 0 | 0 | 1
6166 | 0 | 0 | 0.94365 | 0 | 0 | 1 | 1 | 0 | 0 | 1
6167 | 0 | 0.007378 | 0.94365 | 0 | 0 | 1 | 1 | 0 | 0.007378 | 1
6168 | 0 | 0.035467 | 0.94365 | 0 | 0 | 1 | 1 | 0 | 0.035467 | 1
6169 | 0 | 0 | 0.94365 | 0 | 0 | 1 | 1 | 0 | 0 | 1
6170 | 0 | 0.0058448 | 0.94365 | 0 | 0 | 1 | 1 | 0 | 0.0058448 | 1
6171 | 0 | 0.016442 | 0.94365 | 0 | 0 | 1 | 1 | 0 | 0.016442 | 1
6172 | 0 | 0.021122 | 0.94365 | 0 | 0 | 1 | 1 | 0 | 0.021122 | 1
6173 | 0 | 0.039729 | 0.94365 | 0 | 0 | 1 | 1 | 0 | 0.039729 | 1
6174 | 0 | 0.043136 | 0.94365 | 0 | 0 | 1 | 1 | 0 | 0.043136 | 1
6175 | 0 | 0.041457 | 0.94365 | 0 | 0 | 1 | 1 | 0 | 0.041457 | 1
6176 | 0 | 0.014776 | 0.94365 | 0 | 0 | 1 | 1 | 0 | 0.014776 | 1
6177 | 0.012521 | 0.0095538 | 0.94365 | 0 | 0 | 1 | 1 | 0.012521 | 0.0095538 | 1
6178 | 0.11897 | 0.052178 | 0.94365 | 0 | 0 | 1 | 1 | 0.11897 | 0.052178 | 1
6179 | 0.26286 | 0.076226 | 0.94365 | 0 | 0 | 1 | 1 | 0.26286 | 0.076226 | 1
6180 | 0.31088 | 0.087721 | 0.94365 | 0 | 0 | 1 | 1 | 0.31088 | 0.087721 | 1
6181 | 0.22499 | 0.066663 | 0.94365 | 0 | 0 | 1 | 1 | 0.22499 | 0.066663 | 1
6182 | 0.20286 | 0.058339 | 0.94365 | 0 | 0 | 1 | 1 | 0.20286 | 0.058339 | 1
6183 | 0.15535 | 0.064656 | 0.94365 | 0 | 0 | 1 | 1 | 0.15535 | 0.064656 | 1
6184 | 0.076123 | 0.060146 | 0.94365 | 0 | 0 | 1 | 1 | 0.076123 | 0.060146 | 1
6185 | 0 | 0.052963 | 0.94365 | 0 | 0 | 1 | 1 | 0 | 0.052963 | 1
6186 | 0 | 0.040568 | 0.94365 | 0 | 1 | 1 | 1 | 0 | 0.040568 | 1
6187 | 0 | 0.045139 | 0.94365 | 0 | 1 | 1 | 1 | 0 | 0.045139 | 1
6188 | 0 | 0.038811 | 0.94365 | 0 | 1 | 1 | 1 | 0 | 0.038811 | 1
6189 | 0 | 0.010327 | 0.94365 | 0 | 1 | 1 | 1 | 0 | 0.010327 | 1
6190 | 0 | 0.020491 | 0.94365 | 0 | 0 | 1 | 1 | 0 | 0.020491 | 1
6191 | 0 | 0.027079 | 0.94365 | 0 | 0 | 1 | 1 | 0 | 0.027079 | 1
6192 | 0 | 0.052865 | 0.94365 | 0 | 0 | 1 | 1 | 0 | 0.052865 | 1
6193 | 0 | 0.029143 | 0.86826 | 0 | 0 | 1 | 1 | 0 | 0.029143 | 1
6194 | 0 | 0.00097593 | 0.86826 | 0 | 0 | 1 | 1 | 0 | 0.00097593 | 1
6195 | 0 | 0.0082699 | 0.86826 | 0 | 0 | 1 | 1 | 0 | 0.0082699 | 1
6196 | 0 | 0.026207 | 0.86826 | 0 | 0 | 1 | 1 | 0 | 0.026207 | 1
6197 | 0 | 0.047078 | 0.86826 | 0 | 0 | 1 | 1 | 0 | 0.047078 | 1
6198 | 0 | 0.052126 | 0.86826 | 0 | 0 | 1 | 1 | 0 | 0.052126 | 1
6199 | 0 | 0.053671 | 0.86826 | 0 | 0 | 1 | 1 | 0 | 0.053671 | 1
6200 | 0 | 0.032213 | 0.86826 | 0 | 0 | 1 | 1 | 0 | 0.032213 | 1
6201 | 0.042545 | 0.032032 | 0.86826 | 0 | 0 | 1 | 1 | 0.042545 | 0.032032 | 1
6202 | 0.1296 | 0.074071 | 0.86826 | 0 | 0 | 1 | 1 | 0.1296 | 0.074071 | 1
6203 | 0.30594 | 0.099177 | 0.86826 | 0 | 0 | 1 | 1 | 0.30594 | 0.099177 | 1
6204 | 0.33052 | 0.10596 | 0.86826 | 0 | 0 | 1 | 1 | 0.33052 | 0.10596 | 1
6205 | 0.29644 | 0.095634 | 0.86826 | 0 | 0 | 1 | 1 | 0.29644 | 0.095634 | 1
6206 | 0.23993 | 0.094472 | 0.86826 | 0 | 0 | 1 | 1 | 0.23993 | 0.094472 | 1
6207 | 0.24071 | 0.12138 | 0.86826 | 0 | 0 | 1 | 1 | 0.24071 | 0.12138 | 1
6208 | 0.10407 | 0.11049 | 0.86826 | 0 | 0 | 1 | 1 | 0.10407 | 0.11049 | 1
6209 | 0.020243 | 0.10164 | 0.86826 | 0 | 0 | 1 | 1 | 0.020243 | 0.10164 | 1
6210 | 0 | 0.093795 | 0.86826 | 0 | 1 | 1 | 1 | 0 | 0.093795 | 1
6211 | 0 | 0.07882 | 0.86826 | 0 | 1 | 1 | 1 | 0 | 0.07882 | 1
6212 | 0 | 0.069561 | 0.86826 | 0 | 1 | 1 | 1 | 0 | 0.069561 | 1
6213 | 0 | 0.046598 | 0.86826 | 0 | 1 | 1 | 1 | 0 | 0.046598 | 1
6214 | 0 | 0.047189 | 0.86826 | 0 | 0 | 1 | 1 | 0 | 0.047189 | 1
6215 | 0 | 0.067887 | 0.86826 | 0 | 0 | 1 | 1 | 0 | 0.067887 | 1
6216 | 0 | 0.08415 | 0.86826 | 0 | 0 | 1 | 1 | 0 | 0.08415 | 1
6217 | 0 | 0.034169 | 0.94365 | 0 | 0 | 1 | 1 | 0 | 0.034169 | 1
6218 | 0 | 0.038778 | 0.94365 | 0 | 0 | 1 | 1 | 0 | 0.038778 | 1
6219 | 0 | 0.028669 | 0.94365 | 0 | 0 | 1 | 1 | 0 | 0.028669 | 1
6220 | 0 | 0.031034 | 0.94365 | 0 | 0 | 1 | 1 | 0 | 0.031034 | 1
6221 | 0 | 0.047006 | 0.94365 | 0 | 0 | 1 | 1 | 0 | 0.047006 | 1
6222 | 0 | 0.038104 | 0.94365 | 0 | 0 | 1 | 1 | 0 | 0.038104 | 1
6223 | 0 | 0.051843 | 0.94365 | 0 | 0 | 1 | 1 | 0 | 0.051843 | 1
6224 | 0 | 0.042625 | 0.94365 | 0 | 0 | 1 | 1 | 0 | 0.042625 | 1
6225 | 0.12061 | 0.057796 | 0.94365 | 0 | 0 | 1 | 1 | 0.12061 | 0.057796 | 1
6226 | 0.20682 | 0.075579 | 0.94365 | 0 | 0 | 1 | 1 | 0.20682 | 0.075579 | 1
6227 | 0.32657 | 0.062988 | 0.94365 | 0 | 0 | 1 | 1 | 0.32657 | 0.062988 | 1
6228 | 0.36831 | 0.10614 | 0.94365 | 0 | 0 | 1 | 1 | 0.36831 | 0.10614 | 1
6229 | 0.27635 | 0.11086 | 0.94365 | 0 | 0 | 1 | 1 | 0.27635 | 0.11086 | 1
6230 | 0.22268 | 0.11634 | 0.94365 | 0 | 0 | 1 | 1 | 0.22268 | 0.11634 | 1
6231 | 0.16385 | 0.12818 | 0.94365 | 0 | 0 | 1 | 1 | 0.16385 | 0.12818 | 1
6232 | 0.081577 | 0.10523 | 0.94365 | 0 | 0 | 1 | 1 | 0.081577 | 0.10523 | 1
6233 | 0.0091601 | 0.10284 | 0.94365 | 0 | 0 | 1 | 1 | 0.0091601 | 0.10284 | 1
6234 | 0 | 0.088417 | 0.94365 | 0 | 1 | 1 | 1 | 0 | 0.088417 | 1
6235 | 0 | 0.05126 | 0.94365 | 0 | 1 | 1 | 1 | 0 | 0.05126 | 1
6236 | 0 | 0.044762 | 0.94365 | 0 | 1 | 1 | 1 | 0 | 0.044762 | 1
6237 | 0 | 0.039372 | 0.94365 | 0 | 1 | 1 | 1 | 0 | 0.039372 | 1
6238 | 0 | 0.055262 | 0.94365 | 0 | 0 | 1 | 1 | 0 | 0.055262 | 1
6239 | 0 | 0.051422 | 0.94365 | 0 | 0 | 1 | 1 | 0 | 0.051422 | 1
6240 | 0 | 0.045034 | 0.94365 | 0 | 0 | 1 | 1 | 0 | 0.045034 | 1
6241 | 0 | 0.058718 | 0.94365 | 0 | 0 | 1 | 1 | 0 | 0.058718 | 1
6242 | 0 | 0 | 0.94365 | 0 | 0 | 1 | 1 | 0 | 0 | 1
6243 | 0 | 0 | 0.94365 | 0 | 0 | 1 | 1 | 0 | 0 | 1
6244 | 0 | 0 | 0.94365 | 0 | 0 | 1 | 1 | 0 | 0 | 1
6245 | 0 | 0 | 0.94365 | 0 | 0 | 1 | 1 | 0 | 0 | 1
6246 | 0 | 0 | 0.94365 | 0 | 0 | 1 | 1 | 0 | 0 | 1
6247 | 0 | 0 | 0.94365 | 0 | 0 | 1 | 1 | 0 | 0 | 1
6248 | 0 | 0.026178 | 0.94365 | 0 | 0 | 1 | 1 | 0 | 0.026178 | 1
6249 | 0.043469 | 0.037674 | 0.94365 | 0 | 0 | 1 | 1 | 0.043469 | 0.037674 | 1
6250 | 0.18423 | 0.052221 | 0.94365 | 0 | 0 | 1 | 1 | 0.18423 | 0.052221 | 1
6251 | 0.31686 | 0.050027 | 0.94365 | 0 | 0 | 1 | 1 | 0.31686 | 0.050027 | 1
6252 | 0.35634 | 0.09383 | 0.94365 | 0 | 0 | 1 | 1 | 0.35634 | 0.09383 | 1
6253 | 0.26654 | 0.10446 | 0.94365 | 0 | 0 | 1 | 1 | 0.26654 | 0.10446 | 1
6254 | 0.20213 | 0.10855 | 0.94365 | 0 | 0 | 1 | 1 | 0.20213 | 0.10855 | 1
6255 | 0.15545 | 0.10628 | 0.94365 | 0 | 0 | 1 | 1 | 0.15545 | 0.10628 | 1
6256 | 0.10354 | 0.08839 | 0.94365 | 0 | 0 | 1 | 1 | 0.10354 | 0.08839 | 1
6257 | 0.0030156 | 0.092089 | 0.94365 | 0 | 0 | 1 | 1 | 0.0030156 | 0.092089 | 1
6258 | 0 | 0.07192 | 0.94365 | 0 | 1 | 1 | 1 | 0 | 0.07192 | 1
6259 | 0 | 0.025461 | 0.94365 | 0 | 1 | 1 | 1 | 0 | 0.025461 | 1
6260 | 0 | 0.021451 | 0.94365 | 0 | 1 | 1 | 1 | 0 | 0.021451 | 1
6261 | 0 | 0.017989 | 0.94365 | 0 | 1 | 1 | 1 | 0 | 0.017989 | 1
6262 | 0 | 0.023303 | 0.94365 | 0 | 0 | 1 | 1 | 0 | 0.023303 | 1
6263 | 0 | 0.030366 | 0.94365 | 0 | 0 | 1 | 1 | 0 | 0.030366 | 1
6264 | 0 | 0.019778 | 0.94365 | 0 | 0 | 1 | 1 | 0 | 0.019778 | 1
6265 | 0 | 0.011592 | 0.94365 | 0 | 0 | 1 | 1 | 0 | 0.011592 | 1
6266 | 0 | 0 | 0.94365 | 0 | 0 | 1 | 1 | 0 | 0 | 1
6267 | 0 | 0 | 0.94365 | 0 | 0 | 1 | 1 | 0 | 0 | 1
6268 | 0 | 0 | 0.94365 | 0 | 0 | 1 | 1 | 0 | 0 | 1
6269 | 0 | 0 | 0.94365 | 0 | 0 | 1 | 1 | 0 | 0 | 1
6270 | 0 | 0 | 0.94365 | 0 | 0 | 1 | 1 | 0 | 0 | 1
6271 | 0 | 0 | 0.94365 | 0 | 0 | 1 | 1 | 0 | 0 | 1
6272 | 0 | 0.015642 | 0.94365 | 0 | 0 | 1 | 1 | 0 | 0.015642 | 1
6273 | 0.067461 | 0.027967 | 0.94365 | 0 | 0 | 1 | 1 | 0.067461 | 0.027967 | 1
6274 | 0.22558 | 0.054851 | 0.94365 | 0 | 0 | 1 | 1 | 0.22558 | 0.054851 | 1
6275 | 0.37248 | 0.051885 | 0.94365 | 0 | 0 | 1 | 1 | 0.37248 | 0.051885 | 1
6276 | 0.44632 | 0.090602 | 0.94365 | 0 | 0 | 1 | 1 | 0.44632 | 0.090602 | 1
6277 | 0.34784 | 0.094544 | 0.94365 | 0 | 0 | 1 | 1 | 0.34784 | 0.094544 | 1
6278 | 0.24151 | 0.09473 | 0.94365 | 0 | 0 | 1 | 1 | 0.24151 | 0.09473 | 1
6279 | 0.17588 | 0.094184 | 0.94365 | 0 | 0 | 1 | 1 | 0.17588 | 0.094184 | 1
6280 | 0.14133 | 0.090633 | 0.94365 | 0 | 0 | 1 | 1 | 0.14133 | 0.090633 | 1
6281 | 0.045952 | 0.086187 | 0.94365 | 0 | 0 | 1 | 1 | 0.045952 | 0.086187 | 1
6282 | 0 | 0.056237 | 0.94365 | 0 | 1 | 1 | 1 | 0 | 0.056237 | 1
6283 | 0 | 0.022294 | 0.94365 | 0 | 1 | 1 | 1 | 0 | 0.022294 | 1
6284 | 0 | 0.024284 | 0.94365 | 0 | 1 | 1 | 1 | 0 | 0.024284 | 1
6285 | 0 | 0.017628 | 0.94365 | 0 | 1 | 1 | 1 | 0 | 0.017628 | 1
6286 | 0 | 0.017272 | 0.94365 | 0 | 0 | 1 | 1 | 0 | 0.017272 | 1
6287 | 0 | 0.018536 | 0.94365 | 0 | 0 | 1 | 1 | 0 | 0.018536 | 1
6288 | 0 | 0.015956 | 0.94365 | 0 | 0 | 1 | 1 | 0 | 0.015956 | 1
6289 | 0 | 0 | 0.94365 | 0 | 0 | 1 | 1 | 0 | 0 | 1
6290 | 0 | 0 | 0.94365 | 0 | 0 | 1 | 1 | 0 | 0 | 1
6291 | 0 | 0 | 0.94365 | 0 | 0 | 1 | 1 | 0 | 0 | 1
6292 | 0 | 0 | 0.94365 | 0 | 0 | 1 | 1 | 0 | 0 | 1
6293 | 0 | 0 | 0.94365 | 0 | 0 | 1 | 1 | 0 | 0 | 1
6294 | 0 | 0 | 0.94365 | 0 | 0 | 1 | 1 | 0 | 0 | 1
6295 | 0 | 0 | 0.94365 | 0 | 0 | 1 | 1 | 0 | 0 | 1
6296 | 0 | 0.018167 | 0.94365 | 0 | 0 | 1 | 1 | 0 | 0.018167 | 1
6297 | 0.053951 | 0.015441 | 0.94365 | 0 | 0 | 1 | 1 | 0.053951 | 0.015441 | 1
6298 | 0.20033 | 0.059561 | 0.94365 | 0 | 0 | 1 | 1 | 0.20033 | 0.059561 | 1
6299 | 0.31561 | 0.088825 | 0.94365 | 0 | 0 | 1 | 1 | 0.31561 | 0.088825 | 1
6300 | 0.37582 | 0.095149 | 0.94365 | 0 | 0 | 1 | 1 | 0.37582 | 0.095149 | 1
6301 | 0.34253 | 0.10132 | 0.94365 | 0 | 0 | 1 | 1 | 0.34253 | 0.10132 | 1
6302 | 0.2276 | 0.093669 | 0.94365 | 0 | 0 | 1 | 1 | 0.2276 | 0.093669 | 1
6303 | 0.20948 | 0.099409 | 0.94365 | 0 | 0 | 1 | 1 | 0.20948 | 0.099409 | 1
6304 | 0.14601 | 0.090783 | 0.94365 | 0 | 0 | 1 | 1 | 0.14601 | 0.090783 | 1
6305 | 0.055333 | 0.076207 | 0.94365 | 0 | 0 | 1 | 1 | 0.055333 | 0.076207 | 1
6306 | 0 | 0.050582 | 0.94365 | 0 | 1 | 1 | 1 | 0 | 0.050582 | 1
6307 | 0 | 0.044562 | 0.94365 | 0 | 1 | 1 | 1 | 0 | 0.044562 | 1
6308 | 0 | 0.047842 | 0.94365 | 0 | 1 | 1 | 1 | 0 | 0.047842 | 1
6309 | 0 | 0.054105 | 0.94365 | 0 | 1 | 1 | 1 | 0 | 0.054105 | 1
6310 | 0 | 0.047033 | 0.94365 | 0 | 0 | 1 | 1 | 0 | 0.047033 | 1
6311 | 0 | 0.049052 | 0.94365 | 0 | 0 | 1 | 1 | 0 | 0.049052 | 1
6312 | 0 | 0.047142 | 0.94365 | 0 | 0 | 1 | 1 | 0 | 0.047142 | 1
6313 | 0 | 0.011448 | 0.94365 | 0 | 0 | 1 | 1 | 0 | 0.011448 | 1
6314 | 0 | 0.0055686 | 0.94365 | 0 | 0 | 1 | 1 | 0 | 0.0055686 | 1
6315 | 0 | 0.0091002 | 0.94365 | 0 | 0 | 1 | 1 | 0 | 0.0091002 | 1
6316 | 0 | 0.012557 | 0.94365 | 0 | 0 | 1 | 1 | 0 | 0.012557 | 1
6317 | 0 | 0.023419 | 0.94365 | 0 | 0 | 1 | 1 | 0 | 0.023419 | 1
6318 | 0 | 0.038752 | 0.94365 | 0 | 0 | 1 | 1 | 0 | 0.038752 | 1
6319 | 0 | 0.031069 | 0.94365 | 0 | 0 | 1 | 1 | 0 | 0.031069 | 1
6320 | 0 | 0.046135 | 0.94365 | 0 | 0 | 1 | 1 | 0 | 0.046135 | 1
6321 | 0.14617 | 0.060424 | 0.94365 | 0 | 0 | 1 | 1 | 0.14617 | 0.060424 | 1
6322 | 0.27447 | 0.10063 | 0.94365 | 0 | 0 | 1 | 1 | 0.27447 | 0.10063 | 1
6323 | 0.38291 | 0.12039 | 0.94365 | 0 | 0 | 1 | 1 | 0.38291 | 0.12039 | 1
6324 | 0.41742 | 0.12346 | 0.94365 | 0 | 0 | 1 | 1 | 0.41742 | 0.12346 | 1
6325 | 0.40409 | 0.13666 | 0.94365 | 0 | 0 | 1 | 1 | 0.40409 | 0.13666 | 1
6326 | 0.31195 | 0.13192 | 0.94365 | 0 | 0 | 1 | 1 | 0.31195 | 0.13192 | 1
6327 | 0.30157 | 0.13725 | 0.94365 | 0 | 0 | 1 | 1 | 0.30157 | 0.13725 | 1
6328 | 0.17199 | 0.12585 | 0.94365 | 0 | 0 | 1 | 1 | 0.17199 | 0.12585 | 1
6329 | 0.084179 | 0.099753 | 0.94365 | 0 | 0 | 1 | 1 | 0.084179 | 0.099753 | 1
6330 | 0 | 0.06522 | 0.94365 | 0 | 1 | 1 | 1 | 0 | 0.06522 | 1
6331 | 0 | 0.058768 | 0.94365 | 0 | 1 | 1 | 1 | 0 | 0.058768 | 1
6332 | 0 | 0.068059 | 0.94365 | 0 | 1 | 1 | 1 | 0 | 0.068059 | 1
6333 | 0 | 0.0702 | 0.94365 | 0 | 1 | 1 | 1 | 0 | 0.0702 | 1
6334 | 0 | 0.05961 | 0.94365 | 0 | 0 | 1 | 1 | 0 | 0.05961 | 1
6335 | 0 | 0.054512 | 0.94365 | 0 | 0 | 1 | 1 | 0 | 0.054512 | 1
6336 | 0 | 0.05738 | 0.94365 | 0 | 0 | 1 | 1 | 0 | 0.05738 | 1
6337 | 0 | 0.029199 | 0.94365 | 0 | 0 | 1 | 1 | 0 | 0.029199 | 1
6338 | 0 | 0.009276 | 0.94365 | 0 | 0 | 1 | 1 | 0 | 0.009276 | 1
6339 | 0 | 0.012528 | 0.94365 | 0 | 0 | 1 | 1 | 0 | 0.012528 | 1
6340 | 0 | 0.0078909 | 0.94365 | 0 | 0 | 1 | 1 | 0 | 0.0078909 | 1
6341 | 0 | 0.027553 | 0.94365 | 0 | 0 | 1 | 1 | 0 | 0.027553 | 1
6342 | 0 | 0.031262 | 0.94365 | 0 | 0 | 1 | 1 | 0 | 0.031262 | 1
6343 | 0 | 0.043781 | 0.94365 | 0 | 0 | 1 | 1 | 0 | 0.043781 | 1
6344 | 0 | 0.057983 | 0.94365 | 0 | 0 | 1 | 1 | 0 | 0.057983 | 1
6345 | 0.15701 | 0.056504 | 0.94365 | 0 | 0 | 1 | 1 | 0.15701 | 0.056504 | 1
6346 | 0.30893 | 0.074608 | 0.94365 | 0 | 0 | 1 | 1 | 0.30893 | 0.074608 | 1
6347 | 0.38261 | 0.097932 | 0.94365 | 0 | 0 | 1 | 1 | 0.38261 | 0.097932 | 1
6348 | 0.39986 | 0.12132 | 0.94365 | 0 | 0 | 1 | 1 | 0.39986 | 0.12132 | 1
6349 | 0.40993 | 0.12817 | 0.94365 | 0 | 0 | 1 | 1 | 0.40993 | 0.12817 | 1
6350 | 0.34459 | 0.11452 | 0.94365 | 0 | 0 | 1 | 1 | 0.34459 | 0.11452 | 1
6351 | 0.24842 | 0.11116 | 0.94365 | 0 | 0 | 1 | 1 | 0.24842 | 0.11116 | 1
6352 | 0.1315 | 0.099664 | 0.94365 | 0 | 0 | 1 | 1 | 0.1315 | 0.099664 | 1
6353 | 0.041193 | 0.080908 | 0.94365 | 0 | 0 | 1 | 1 | 0.041193 | 0.080908 | 1
6354 | 0 | 0.052263 | 0.94365 | 0 | 1 | 1 | 1 | 0 | 0.052263 | 1
6355 | 0 | 0.036572 | 0.94365 | 0 | 1 | 1 | 1 | 0 | 0.036572 | 1
6356 | 0 | 0.043314 | 0.94365 | 0 | 1 | 1 | 1 | 0 | 0.043314 | 1
6357 | 0 | 0.044495 | 0.94365 | 0 | 1 | 1 | 1 | 0 | 0.044495 | 1
6358 | 0 | 0.036212 | 0.94365 | 0 | 0 | 1 | 1 | 0 | 0.036212 | 1
6359 | 0 | 0.027367 | 0.94365 | 0 | 0 | 1 | 1 | 0 | 0.027367 | 1
6360 | 0 | 0.027258 | 0.94365 | 0 | 0 | 1 | 1 | 0 | 0.027258 | 1
6361 | 0 | 0.039373 | 0.94365 | 0 | 0 | 1 | 1 | 0 | 0.039373 | 1
6362 | 0 | 0.0096793 | 0.94365 | 0 | 0 | 1 | 1 | 0 | 0.0096793 | 1
6363 | 0 | 0.012695 | 0.94365 | 0 | 0 | 1 | 1 | 0 | 0.012695 | 1
6364 | 0 | 0.0038935 | 0.94365 | 0 | 0 | 1 | 1 | 0 | 0.0038935 | 1
6365 | 0 | 0.020574 | 0.94365 | 0 | 0 | 1 | 1 | 0 | 0.020574 | 1
6366 | 0 | 0.013302 | 0.94365 | 0 | 0 | 1 | 1 | 0 | 0.013302 | 1
6367 | 0 | 0.026171 | 0.94365 | 0 | 0 | 1 | 1 | 0 | 0.026171 | 1
6368 | 0.01534 | 0.036384 | 0.94365 | 0 | 0 | 1 | 1 | 0.01534 | 0.036384 | 1
6369 | 0.21583 | 0.046152 | 0.94365 | 0 | 0 | 1 | 1 | 0.21583 | 0.046152 | 1
6370 | 0.40617 | 0.052862 | 0.94365 | 0 | 0 | 1 | 1 | 0.40617 | 0.052862 | 1
6371 | 0.42536 | 0.070379 | 0.94365 | 0 | 0 | 1 | 1 | 0.42536 | 0.070379 | 1
6372 | 0.42527 | 0.085869 | 0.94365 | 0 | 0 | 1 | 1 | 0.42527 | 0.085869 | 1
6373 | 0.46736 | 0.082553 | 0.94365 | 0 | 0 | 1 | 1 | 0.46736 | 0.082553 | 1
6374 | 0.38382 | 0.078298 | 0.94365 | 0 | 0 | 1 | 1 | 0.38382 | 0.078298 | 1
6375 | 0.30198 | 0.068027 | 0.94365 | 0 | 0 | 1 | 1 | 0.30198 | 0.068027 | 1
6376 | 0.19666 | 0.054979 | 0.94365 | 0 | 0 | 1 | 1 | 0.19666 | 0.054979 | 1
6377 | 0.066319 | 0.046775 | 0.94365 | 0 | 0 | 1 | 1 | 0.066319 | 0.046775 | 1
6378 | 0 | 0.035083 | 0.94365 | 0 | 1 | 1 | 1 | 0 | 0.035083 | 1
6379 | 0 | 0.0063254 | 0.94365 | 0 | 1 | 1 | 1 | 0 | 0.0063254 | 1
6380 | 0 | 0.011356 | 0.94365 | 0 | 1 | 1 | 1 | 0 | 0.011356 | 1
6381 | 0 | 0 | 0.94365 | 0 | 1 | 1 | 1 | 0 | 0 | 1
6382 | 0 | 0 | 0.94365 | 0 | 0 | 1 | 1 | 0 | 0 | 1
6383 | 0 | 0 | 0.94365 | 0 | 0 | 1 | 1 | 0 | 0 | 1
6384 | 0 | 0 | 0.94365 | 0 | 0 | 1 | 1 | 0 | 0 | 1
6385 | 0 | 0.021592 | 0.94365 | 0 | 0 | 1 | 1 | 0 | 0.021592 | 1
6386 | 0 | 0 | 0.94365 | 0 | 0 | 1 | 1 | 0 | 0 | 1
6387 | 0 | 0 | 0.94365 | 0 | 0 | 1 | 1 | 0 | 0 | 1
6388 | 0 | 0 | 0.94365 | 0 | 0 | 1 | 1 | 0 | 0 | 1
6389 | 0 | 0 | 0.94365 | 0 | 0 | 1 | 1 | 0 | 0 | 1
6390 | 0 | 0 | 0.94365 | 0 | 0 | 1 | 1 | 0 | 0 | 1
6391 | 0 | 0 | 0.94365 | 0 | 0 | 1 | 1 | 0 | 0 | 1
6392 | 0 | 0 | 0.94365 | 0 | 0 | 1 | 1 | 0 | 0 | 1
6393 | 0.098906 | 0 | 0.94365 | 0 | 0 | 1 | 1 | 0.098906 | 0 | 1
6394 | 0.16184 | 0.025527 | 0.94365 | 0 | 0 | 1 | 1 | 0.16184 | 0.025527 | 1
6395 | 0.19064 | 0.041873 | 0.94365 | 0 | 0 | 1 | 1 | 0.19064 | 0.041873 | 1
6396 | 0.26406 | 0.049018 | 0.94365 | 0 | 0 | 1 | 1 | 0.26406 | 0.049018 | 1
6397 | 0.2965 | 0.040973 | 0.94365 | 0 | 0 | 1 | 1 | 0.2965 | 0.040973 | 1
6398 | 0.22554 | 0.048504 | 0.94365 | 0 | 0 | 1 | 1 | 0.22554 | 0.048504 | 1
6399 | 0.1673 | 0.040633 | 0.94365 | 0 | 0 | 1 | 1 | 0.1673 | 0.040633 | 1
6400 | 0.11602 | 0.0282 | 0.94365 | 0 | 0 | 1 | 1 | 0.11602 | 0.0282 | 1
6401 | 0.016503 | 0.016508 | 0.94365 | 0 | 0 | 1 | 1 | 0.016503 | 0.016508 | 1
6402 | 0 | 0 | 0.94365 | 0 | 1 | 1 | 1 | 0 | 0 | 1
6403 | 0 | 0 | 0.94365 | 0 | 1 | 1 | 1 | 0 | 0 | 1
6404 | 0 | 0 | 0.94365 | 0 | 1 | 1 | 1 | 0 | 0 | 1
6405 | 0 | 0 | 0.94365 | 0 | 1 | 1 | 1 | 0 | 0 | 1
6406 | 0 | 0 | 0.94365 | 0 | 0 | 1 | 1 | 0 | 0 | 1
6407 | 0 | 0 | 0.94365 | 0 | 0 | 1 | 1 | 0 | 0 | 1
6408 | 0 | 0 | 0.94365 | 0 | 0 | 1 | 1 | 0 | 0 | 1
6409 | 0 | 0.0032237 | 0.94365 | 0 | 0 | 1 | 1 | 0 | 0.0032237 | 1
6410 | 0 | 0 | 0.94365 | 0 | 0 | 1 | 1 | 0 | 0 | 1
6411 | 0 | 0 | 0.94365 | 0 | 0 | 1 | 1 | 0 | 0 | 1
6412 | 0 | 0 | 0.94365 | 0 | 0 | 1 | 1 | 0 | 0 | 1
6413 | 0 | 0 | 0.94365 | 0 | 0 | 1 | 1 | 0 | 0 | 1
6414 | 0 | 0 | 0.94365 | 0 | 0 | 1 | 1 | 0 | 0 | 1
6415 | 0 | 0 | 0.94365 | 0 | 0 | 1 | 1 | 0 | 0 | 1
6416 | 0 | 0 | 0.94365 | 0 | 0 | 1 | 1 | 0 | 0 | 1
6417 | 0.022299 | 0 | 0.94365 | 0 | 0 | 1 | 1 | 0.022299 | 0 | 1
6418 | 0.075357 | 0 | 0.94365 | 0 | 0 | 1 | 1 | 0.075357 | 0 | 1
6419 | 0.12479 | 0.0062432 | 0.94365 | 0 | 0 | 1 | 1 | 0.12479 | 0.0062432 | 1
6420 | 0.18907 | 0.017309 | 0.94365 | 0 | 0 | 1 | 1 | 0.18907 | 0.017309 | 1
6421 | 0.18994 | 0.019688 | 0.94365 | 0 | 0 | 1 | 1 | 0.18994 | 0.019688 | 1
6422 | 0.1393 | 0.018586 | 0.94365 | 0 | 0 | 1 | 1 | 0.1393 | 0.018586 | 1
6423 | 0.12967 | 0.0072168 | 0.94365 | 0 | 0 | 1 | 1 | 0.12967 | 0.0072168 | 1
6424 | 0.10233 | 0 | 0.94365 | 0 | 0 | 1 | 1 | 0.10233 | 0 | 1
6425 | 0.018806 | 0 | 0.94365 | 0 | 0 | 1 | 1 | 0.018806 | 0 | 1
6426 | 0 | 0 | 0.94365 | 0 | 1 | 1 | 1 | 0 | 0 | 1
6427 | 0 | 0 | 0.94365 | 0 | 1 | 1 | 1 | 0 | 0 | 1
6428 | 0 | 0 | 0.94365 | 0 | 1 | 1 | 1 | 0 | 0 | 1
6429 | 0 | 0 | 0.94365 | 0 | 1 | 1 | 1 | 0 | 0 | 1
6430 | 0 | 0 | 0.94365 | 0 | 0 | 1 | 1 | 0 | 0 | 1
6431 | 0 | 0 | 0.94365 | 0 | 0 | 1 | 1 | 0 | 0 | 1
6432 | 0 | 0 | 0.94365 | 0 | 0 | 1 | 1 | 0 | 0 | 1
6433 | 0 | 0 | 0.94365 | 0 | 0 | 1 | 1 | 0 | 0 | 1
6434 | 0 | 0 | 0.94365 | 0 | 0 | 1 | 1 | 0 | 0 | 1
6435 | 0 | 0 | 0.94365 | 0 | 0 | 1 | 1 | 0 | 0 | 1
6436 | 0 | 0 | 0.94365 | 0 | 0 | 1 | 1 | 0 | 0 | 1
6437 | 0 | 0 | 0.94365 | 0 | 0 | 1 | 1 | 0 | 0 | 1
6438 | 0 | 0 | 0.94365 | 0 | 0 | 1 | 1 | 0 | 0 | 1
6439 | 0 | 0 | 0.94365 | 0 | 0 | 1 | 1 | 0 | 0 | 1
6440 | 0 | 0 | 0.94365 | 0 | 0 | 1 | 1 | 0 | 0 | 1
6441 | 0 | 0 | 0.94365 | 0 | 0 | 1 | 1 | 0 | 0 | 1
6442 | 0.0069314 | 0 | 0.94365 | 0 | 0 | 1 | 1 | 0.0069314 | 0 | 1
6443 | 0.034343 | 0 | 0.94365 | 0 | 0 | 1 | 1 | 0.034343 | 0 | 1
6444 | 0.044704 | 0.016178 | 0.94365 | 0 | 0 | 1 | 1 | 0.044704 | 0.016178 | 1
6445 | 0.061924 | 0.014378 | 0.94365 | 0 | 0 | 1 | 1 | 0.061924 | 0.014378 | 1
6446 | 0.053701 | 0.018212 | 0.94365 | 0 | 0 | 1 | 1 | 0.053701 | 0.018212 | 1
6447 | 0.028837 | 0.0055991 | 0.94365 | 0 | 0 | 1 | 1 | 0.028837 | 0.0055991 | 1
6448 | 0.0058463 | 0 | 0.94365 | 0 | 0 | 1 | 1 | 0.0058463 | 0 | 1
6449 | 0 | 0 | 0.94365 | 0 | 0 | 1 | 1 | 0 | 0 | 1
6450 | 0 | 0 | 0.94365 | 0 | 1 | 1 | 1 | 0 | 0 | 1
6451 | 0 | 0 | 0.94365 | 0 | 1 | 1 | 1 | 0 | 0 | 1
6452 | 0 | 0 | 0.94365 | 0 | 1 | 1 | 1 | 0 | 0 | 1
6453 | 0 | 0 | 0.94365 | 0 | 1 | 1 | 1 | 0 | 0 | 1
6454 | 0 | 0 | 0.94365 | 0 | 0 | 1 | 1 | 0 | 0 | 1
6455 | 0 | 0.0012456 | 0.94365 | 0 | 0 | 1 | 1 | 0 | 0.0012456 | 1
6456 | 0 | 0 | 0.94365 | 0 | 0 | 1 | 1 | 0 | 0 | 1
6457 | 0 | 0 | 0.94365 | 0 | 0 | 1 | 1 | 0 | 0 | 1
6458 | 0 | 0 | 0.94365 | 0 | 0 | 1 | 1 | 0 | 0 | 1
6459 | 0 | 0 | 0.94365 | 0 | 0 | 1 | 1 | 0 | 0 | 1
6460 | 0 | 0 | 0.94365 | 0 | 0 | 1 | 1 | 0 | 0 | 1
6461 | 0 | 0 | 0.94365 | 0 | 0 | 1 | 1 | 0 | 0 | 1
6462 | 0 | 0 | 0.94365 | 0 | 0 | 1 | 1 | 0 | 0 | 1
6463 | 0 | 0 | 0.94365 | 0 | 0 | 1 | 1 | 0 | 0 | 1
6464 | 0 | 0 | 0.94365 | 0 | 0 | 1 | 1 | 0 | 0 | 1
6465 | 0 | 0 | 0.94365 | 0 | 0 | 1 | 1 | 0 | 0 | 1
6466 | 0.072015 | 0 | 0.94365 | 0 | 0 | 1 | 1 | 0.072015 | 0 | 1
6467 | 0.12313 | 0 | 0.94365 | 0 | 0 | 1 | 1 | 0.12313 | 0 | 1
6468 | 0.10693 | 0.0081031 | 0.94365 | 0 | 0 | 1 | 1 | 0.10693 | 0.0081031 | 1
6469 | 0.11263 | 0.021268 | 0.94365 | 0 | 0 | 1 | 1 | 0.11263 | 0.021268 | 1
6470 | 0.1091 | 0.023082 | 0.94365 | 0 | 0 | 1 | 1 | 0.1091 | 0.023082 | 1
6471 | 0.044281 | 0.021523 | 0.94365 | 0 | 0 | 1 | 1 | 0.044281 | 0.021523 | 1
6472 | 0.020499 | 0 | 0.94365 | 0 | 0 | 1 | 1 | 0.020499 | 0 | 1
6473 | 0 | 0 | 0.94365 | 0 | 0 | 1 | 1 | 0 | 0 | 1
6474 | 0 | 0 | 0.94365 | 0 | 1 | 1 | 1 | 0 | 0 | 1
6475 | 0 | 0 | 0.94365 | 0 | 1 | 1 | 1 | 0 | 0 | 1
6476 | 0 | 0 | 0.94365 | 0 | 1 | 1 | 1 | 0 | 0 | 1
6477 | 0 | 0 | 0.94365 | 0 | 1 | 1 | 1 | 0 | 0 | 1
6478 | 0 | 0 | 0.94365 | 0 | 0 | 1 | 1 | 0 | 0 | 1
6479 | 0 | 0.040388 | 0.94365 | 0 | 0 | 1 | 1 | 0 | 0.040388 | 1
6480 | 0 | 0.0011018 | 0.94365 | 0 | 0 | 1 | 1 | 0 | 0.0011018 | 1
6481 | 0 | 0.000176 | 0.94365 | 0 | 0 | 1 | 1 | 0 | 0.000176 | 1
6482 | 0 | 0.0099631 | 0.94365 | 0 | 0 | 1 | 1 | 0 | 0.0099631 | 1
6483 | 0 | 0 | 0.94365 | 0 | 0 | 1 | 1 | 0 | 0 | 1
6484 | 0 | 0 | 0.94365 | 0 | 0 | 1 | 1 | 0 | 0 | 1
6485 | 0 | 0 | 0.94365 | 0 | 0 | 1 | 1 | 0 | 0 | 1
6486 | 0 | 0 | 0.94365 | 0 | 0 | 1 | 1 | 0 | 0 | 1
6487 | 0 | 0 | 0.94365 | 0 | 0 | 1 | 1 | 0 | 0 | 1
6488 | 0 | 0 | 0.94365 | 0 | 0 | 1 | 1 | 0 | 0 | 1
6489 | 0 | 0 | 0.94365 | 0 | 0 | 1 | 1 | 0 | 0 | 1
6490 | 0.046289 | 0 | 0.94365 | 0 | 0 | 1 | 1 | 0.046289 | 0 | 1
6491 | 0.084573 | 0 | 0.94365 | 0 | 0 | 1 | 1 | 0.084573 | 0 | 1
6492 | 0.053973 | 0.0014799 | 0.94365 | 0 | 0 | 1 | 1 | 0.053973 | 0.0014799 | 1
6493 | 0.053168 | 0.020712 | 0.94365 | 0 | 0 | 1 | 1 | 0.053168 | 0.020712 | 1
6494 | 0.058572 | 0.030912 | 0.94365 | 0 | 0 | 1 | 1 | 0.058572 | 0.030912 | 1
6495 | 0.023448 | 0.040834 | 0.94365 | 0 | 0 | 1 | 1 | 0.023448 | 0.040834 | 1
6496 | 0 | 0.010141 | 0.94365 | 0 | 0 | 1 | 1 | 0 | 0.010141 | 1
6497 | 0 | 0 | 0.94365 | 0 | 0 | 1 | 1 | 0 | 0 | 1
6498 | 0 | 0 | 0.94365 | 0 | 1 | 1 | 1 | 0 | 0 | 1
6499 | 0 | 0 | 0.94365 | 0 | 1 | 1 | 1 | 0 | 0 | 1
6500 | 0 | 0 | 0.94365 | 0 | 1 | 1 | 1 | 0 | 0 | 1
6501 | 0 | 0 | 0.94365 | 0 | 1 | 1 | 1 | 0 | 0 | 1
6502 | 0 | 0 | 0.94365 | 0 | 0 | 1 | 1 | 0 | 0 | 1
6503 | 0 | 0.032296 | 0.94365 | 0 | 0 | 1 | 1 | 0 | 0.032296 | 1
6504 | 0 | 0 | 0.94365 | 0 | 0 | 1 | 1 | 0 | 0 | 1
6505 | 0 | 0.013131 | 1 | 0 | 0 | 1 | 1 | 0 | 0.013131 | 1
6506 | 0 | 0 | 1 | 0 | 0 | 1 | 1 | 0 | 0 | 1
6507 | 0 | 0 | 1 | 0 | 0 | 1 | 1 | 0 | 0 | 1
6508 | 0 | 0 | 1 | 0 | 0 | 1 | 1 | 0 | 0 | 1
6509 | 0 | 0 | 1 | 0 | 0 | 1 | 1 | 0 | 0 | 1
6510 | 0 | 0 | 1 | 0 | 0 | 1 | 1 | 0 | 0 | 1
6511 | 0 | 0 | 1 | 0 | 0 | 1 | 1 | 0 | 0 | 1
6512 | 0 | 0 | 1 | 0 | 0 | 1 | 1 | 0 | 0 | 1
6513 | 0.024826 | 0 | 1 | 0 | 0 | 1 | 1 | 0.024826 | 0 | 1
6514 | 0.12509 | 0 | 1 | 0 | 0 | 1 | 1 | 0.12509 | 0 | 1
6515 | 0.25667 | 0 | 1 | 0 | 0 | 1 | 1 | 0.25667 | 0 | 1
6516 | 0.21517 | 0 | 1 | 0 | 0 | 1 | 1 | 0.21517 | 0 | 1
6517 | 0.15984 | 0.0068131 | 1 | 0 | 0 | 1 | 1 | 0.15984 | 0.0068131 | 1
6518 | 0.15617 | 0.014982 | 1 | 0 | 0 | 1 | 1 | 0.15617 | 0.014982 | 1
6519 | 0.13366 | 0.03181 | 1 | 0 | 0 | 1 | 1 | 0.13366 | 0.03181 | 1
6520 | 0.025015 | 0.0042288 | 1 | 0 | 0 | 1 | 1 | 0.025015 | 0.0042288 | 1
6521 | 0 | 0 | 1 | 0 | 0 | 1 | 1 | 0 | 0 | 1
6522 | 0 | 0 | 1 | 0 | 1 | 1 | 1 | 0 | 0 | 1
6523 | 0 | 0 | 1 | 0 | 1 | 1 | 1 | 0 | 0 | 1
6524 | 0 | 0.0014477 | 1 | 0 | 1 | 1 | 1 | 0 | 0.0014477 | 1
6525 | 0 | 0 | 1 | 0 | 1 | 1 | 1 | 0 | 0 | 1
6526 | 0 | 0 | 1 | 0 | 0 | 1 | 1 | 0 | 0 | 1
6527 | 0 | 0 | 1 | 0 | 0 | 1 | 1 | 0 | 0 | 1
6528 | 0 | 0 | 1 | 0 | 0 | 1 | 1 | 0 | 0 | 1
6529 | 0 | 0 | 1 | 0 | 0 | 1 | 1 | 0 | 0 | 1
6530 | 0 | 0 | 1 | 0 | 0 | 1 | 1 | 0 | 0 | 1
6531 | 0 | 0 | 1 | 0 | 0 | 1 | 1 | 0 | 0 | 1
6532 | 0 | 0 | 1 | 0 | 0 | 1 | 1 | 0 | 0 | 1
6533 | 0 | 0 | 1 | 0 | 0 | 1 | 1 | 0 | 0 | 1
6534 | 0 | 0 | 1 | 0 | 0 | 1 | 1 | 0 | 0 | 1
6535 | 0 | 0 | 1 | 0 | 0 | 1 | 1 | 0 | 0 | 1
6536 | 0 | 0 | 1 | 0 | 0 | 1 | 1 | 0 | 0 | 1
6537 | 0.098961 | 0 | 1 | 0 | 0 | 1 | 1 | 0.098961 | 0 | 1
6538 | 0.19685 | 0 | 1 | 0 | 0 | 1 | 1 | 0.19685 | 0 | 1
6539 | 0.30897 | 0 | 1 | 0 | 0 | 1 | 1 | 0.30897 | 0 | 1
6540 | 0.24887 | 0 | 1 | 0 | 0 | 1 | 1 | 0.24887 | 0 | 1
6541 | 0.19222 | 0 | 1 | 0 | 0 | 1 | 1 | 0.19222 | 0 | 1
6542 | 0.20251 | 0 | 1 | 0 | 0 | 1 | 1 | 0.20251 | 0 | 1
6543 | 0.1458 | 0 | 1 | 0 | 0 | 1 | 1 | 0.1458 | 0 | 1
6544 | 0.014356 | 0 | 1 | 0 | 0 | 1 | 1 | 0.014356 | 0 | 1
6545 | 0 | 0 | 1 | 0 | 0 | 1 | 1 | 0 | 0 | 1
6546 | 0 | 0 | 1 | 0 | 1 | 1 | 1 | 0 | 0 | 1
6547 | 0 | 0 | 1 | 0 | 1 | 1 | 1 | 0 | 0 | 1
6548 | 0 | 0 | 1 | 0 | 1 | 1 | 1 | 0 | 0 | 1
6549 | 0 | 0 | 1 | 0 | 1 | 1 | 1 | 0 | 0 | 1
6550 | 0 | 0 | 1 | 0 | 0 | 1 | 1 | 0 | 0 | 1
6551 | 0 | 0 | 1 | 0 | 0 | 1 | 1 | 0 | 0 | 1
6552 | 0 | 0 | 1 | 0 | 0 | 1 | 1 | 0 | 0 | 1
6553 | 0 | 0 | 0.94365 | 0 | 0 | 1 | 1 | 0 | 0 | 1
6554 | 0 | 0 | 0.94365 | 0 | 0 | 1 | 1 | 0 | 0 | 1
6555 | 0 | 0 | 0.94365 | 0 | 0 | 1 | 1 | 0 | 0 | 1
6556 | 0 | 0 | 0.94365 | 0 | 0 | 1 | 1 | 0 | 0 | 1
6557 | 0 | 0 | 0.94365 | 0 | 0 | 1 | 1 | 0 | 0 | 1
6558 | 0 | 0 | 0.94365 | 0 | 0 | 1 | 1 | 0 | 0 | 1
6559 | 0 | 0 | 0.94365 | 0 | 0 | 1 | 1 | 0 | 0 | 1
6560 | 0.014253 | 0 | 0.94365 | 0 | 0 | 1 | 1 | 0.014253 | 0 | 1
6561 | 0.12777 | 0 | 0.94365 | 0 | 0 | 1 | 1 | 0.12777 | 0 | 1
6562 | 0.32183 | 0 | 0.94365 | 0 | 0 | 1 | 1 | 0.32183 | 0 | 1
6563 | 0.50283 | 0 | 0.94365 | 0 | 0 | 1 | 1 | 0.50283 | 0 | 1
6564 | 0.41338 | 0 | 0.94365 | 0 | 0 | 1 | 1 | 0.41338 | 0 | 1
6565 | 0.39553 | 0 | 0.94365 | 0 | 0 | 1 | 1 | 0.39553 | 0 | 1
6566 | 0.28498 | 0 | 0.94365 | 0 | 0 | 1 | 1 | 0.28498 | 0 | 1
6567 | 0.18432 | 0 | 0.94365 | 0 | 0 | 1 | 1 | 0.18432 | 0 | 1
6568 | 0.065418 | 0 | 0.94365 | 0 | 0 | 1 | 1 | 0.065418 | 0 | 1
6569 | 0 | 0 | 0.94365 | 0 | 0 | 1 | 1 | 0 | 0 | 1
6570 | 0 | 0 | 0.94365 | 0 | 1 | 1 | 1 | 0 | 0 | 1
6571 | 0 | 0 | 0.94365 | 0 | 1 | 1 | 1 | 0 | 0 | 1
6572 | 0 | 0 | 0.94365 | 0 | 1 | 1 | 1 | 0 | 0 | 1
6573 | 0 | 0 | 0.94365 | 0 | 1 | 1 | 1 | 0 | 0 | 1
6574 | 0 | 0 | 0.94365 | 0 | 0 | 1 | 1 | 0 | 0 | 1
6575 | 0 | 0 | 0.94365 | 0 | 0 | 1 | 1 | 0 | 0 | 1
6576 | 0 | 0 | 0.94365 | 0 | 0 | 1 | 1 | 0 | 0 | 1
6577 | 0 | 0 | 0.94365 | 0 | 0 | 1 | 1 | 0 | 0 | 1
6578 | 0 | 0 | 0.94365 | 0 | 0 | 1 | 1 | 0 | 0 | 1
6579 | 0 | 0 | 0.94365 | 0 | 0 | 1 | 1 | 0 | 0 | 1
6580 | 0 | 0 | 0.94365 | 0 | 0 | 1 | 1 | 0 | 0 | 1
6581 | 0 | 0 | 0.94365 | 0 | 0 | 1 | 1 | 0 | 0 | 1
6582 | 0 | 0 | 0.94365 | 0 | 0 | 1 | 1 | 0 | 0 | 1
6583 | 0 | 0 | 0.94365 | 0 | 0 | 1 | 1 | 0 | 0 | 1
6584 | 0 | 0 | 0.94365 | 0 | 0 | 1 | 1 | 0 | 0 | 1
6585 | 0.096732 | 0 | 0.94365 | 0 | 0 | 1 | 1 | 0.096732 | 0 | 1
6586 | 0.29929 | 0 | 0.94365 | 0 | 0 | 1 | 1 | 0.29929 | 0 | 1
6587 | 0.42321 | 0 | 0.94365 | 0 | 0 | 1 | 1 | 0.42321 | 0 | 1
6588 | 0.35009 | 0.024563 | 0.94365 | 0 | 0 | 1 | 1 | 0.35009 | 0.024563 | 1
6589 | 0.36985 | 0.023123 | 0.94365 | 0 | 0 | 1 | 1 | 0.36985 | 0.023123 | 1
6590 | 0.21665 | 0.048495 | 0.94365 | 0 | 0 | 1 | 1 | 0.21665 | 0.048495 | 1
6591 | 0.12736 | 0.049339 | 0.94365 | 0 | 0 | 1 | 1 | 0.12736 | 0.049339 | 1
6592 | 0.07131 | 0.038374 | 0.94365 | 0 | 0 | 1 | 1 | 0.07131 | 0.038374 | 1
6593 | 0.026397 | 0.045324 | 0.94365 | 0 | 0 | 1 | 1 | 0.026397 | 0.045324 | 1
6594 | 0 | 0.045195 | 0.94365 | 0 | 1 | 1 | 1 | 0 | 0.045195 | 1
6595 | 0 | 0.024122 | 0.94365 | 0 | 1 | 1 | 1 | 0 | 0.024122 | 1
6596 | 0 | 0.018192 | 0.94365 | 0 | 1 | 1 | 1 | 0 | 0.018192 | 1
6597 | 0 | 0.034938 | 0.94365 | 0 | 1 | 1 | 1 | 0 | 0.034938 | 1
6598 | 0 | 0.028692 | 0.94365 | 0 | 0 | 1 | 1 | 0 | 0.028692 | 1
6599 | 0 | 0.0088497 | 0.94365 | 0 | 0 | 1 | 1 | 0 | 0.0088497 | 1
6600 | 0 | 0 | 0.94365 | 0 | 0 | 1 | 1 | 0 | 0 | 1
6601 | 0 | 0 | 0.94365 | 0 | 0 | 1 | 1 | 0 | 0 | 1
6602 | 0 | 0 | 0.94365 | 0 | 0 | 1 | 1 | 0 | 0 | 1
6603 | 0 | 0 | 0.94365 | 0 | 0 | 1 | 1 | 0 | 0 | 1
6604 | 0 | 0 | 0.94365 | 0 | 0 | 1 | 1 | 0 | 0 | 1
6605 | 0 | 0 | 0.94365 | 0 | 0 | 1 | 1 | 0 | 0 | 1
6606 | 0 | 0 | 0.94365 | 0 | 0 | 1 | 1 | 0 | 0 | 1
6607 | 0 | 0 | 0.94365 | 0 | 0 | 1 | 1 | 0 | 0 | 1
6608 | 0.0088604 | 0 | 0.94365 | 0 | 0 | 1 | 1 | 0.0088604 | 0 | 1
6609 | 0.11011 | 0.0068009 | 0.94365 | 0 | 0 | 1 | 1 | 0.11011 | 0.0068009 | 1
6610 | 0.32322 | 0.014679 | 0.94365 | 0 | 0 | 1 | 1 | 0.32322 | 0.014679 | 1
6611 | 0.41598 | 0.029264 | 0.94365 | 0 | 0 | 1 | 1 | 0.41598 | 0.029264 | 1
6612 | 0.30705 | 0.057546 | 0.94365 | 0 | 0 | 1 | 1 | 0.30705 | 0.057546 | 1
6613 | 0.35845 | 0.053245 | 0.94365 | 0 | 0 | 1 | 1 | 0.35845 | 0.053245 | 1
6614 | 0.17457 | 0.066309 | 0.94365 | 0 | 0 | 1 | 1 | 0.17457 | 0.066309 | 1
6615 | 0.15601 | 0.071483 | 0.94365 | 0 | 0 | 1 | 1 | 0.15601 | 0.071483 | 1
6616 | 0.078561 | 0.066126 | 0.94365 | 0 | 0 | 1 | 1 | 0.078561 | 0.066126 | 1
6617 | 0.031866 | 0.077483 | 0.94365 | 0 | 0 | 1 | 1 | 0.031866 | 0.077483 | 1
6618 | 0 | 0.071837 | 0.94365 | 0 | 1 | 1 | 1 | 0 | 0.071837 | 1
6619 | 0 | 0.058818 | 0.94365 | 0 | 1 | 1 | 1 | 0 | 0.058818 | 1
6620 | 0 | 0.047351 | 0.94365 | 0 | 1 | 1 | 1 | 0 | 0.047351 | 1
6621 | 0 | 0.03877 | 0.94365 | 0 | 1 | 1 | 1 | 0 | 0.03877 | 1
6622 | 0 | 0.043643 | 0.94365 | 0 | 0 | 1 | 1 | 0 | 0.043643 | 1
6623 | 0 | 0.011114 | 0.94365 | 0 | 0 | 1 | 1 | 0 | 0.011114 | 1
6624 | 0 | 0 | 0.94365 | 0 | 0 | 1 | 1 | 0 | 0 | 1
6625 | 0 | 0 | 0.94365 | 0 | 0 | 1 | 1 | 0 | 0 | 1
6626 | 0 | 0 | 0.94365 | 0 | 0 | 1 | 1 | 0 | 0 | 1
6627 | 0 | 0 | 0.94365 | 0 | 0 | 1 | 1 | 0 | 0 | 1
6628 | 0 | 0 | 0.94365 | 0 | 0 | 1 | 1 | 0 | 0 | 1
6629 | 0 | 0 | 0.94365 | 0 | 0 | 1 | 1 | 0 | 0 | 1
6630 | 0 | 0 | 0.94365 | 0 | 0 | 1 | 1 | 0 | 0 | 1
6631 | 0 | 0 | 0.94365 | 0 | 0 | 1 | 1 | 0 | 0 | 1
6632 | 0.0060273 | 0.0083077 | 0.94365 | 0 | 0 | 1 | 1 | 0.0060273 | 0.0083077 | 1
6633 | 0.14089 | 0.031726 | 0.94365 | 0 | 0 | 1 | 1 | 0.14089 | 0.031726 | 1
6634 | 0.31072 | 0.042918 | 0.94365 | 0 | 0 | 1 | 1 | 0.31072 | 0.042918 | 1
6635 | 0.36687 | 0.052024 | 0.94365 | 0 | 0 | 1 | 1 | 0.36687 | 0.052024 | 1
6636 | 0.25885 | 0.080953 | 0.94365 | 0 | 0 | 1 | 1 | 0.25885 | 0.080953 | 1
6637 | 0.30985 | 0.063352 | 0.94365 | 0 | 0 | 1 | 1 | 0.30985 | 0.063352 | 1
6638 | 0.23959 | 0.071613 | 0.94365 | 0 | 0 | 1 | 1 | 0.23959 | 0.071613 | 1
6639 | 0.23436 | 0.07046 | 0.94365 | 0 | 0 | 1 | 1 | 0.23436 | 0.07046 | 1
6640 | 0.13088 | 0.067327 | 0.94365 | 0 | 0 | 1 | 1 | 0.13088 | 0.067327 | 1
6641 | 0 | 0.0602 | 0.94365 | 0 | 0 | 1 | 1 | 0 | 0.0602 | 1
6642 | 0 | 0.050027 | 0.94365 | 0 | 1 | 1 | 1 | 0 | 0.050027 | 1
6643 | 0 | 0.047016 | 0.94365 | 0 | 1 | 1 | 1 | 0 | 0.047016 | 1
6644 | 0 | 0.018893 | 0.94365 | 0 | 1 | 1 | 1 | 0 | 0.018893 | 1
6645 | 0 | 0 | 0.94365 | 0 | 1 | 1 | 1 | 0 | 0 | 1
6646 | 0 | 0.015228 | 0.94365 | 0 | 0 | 1 | 1 | 0 | 0.015228 | 1
6647 | 0 | 0.0088845 | 0.94365 | 0 | 0 | 1 | 1 | 0 | 0.0088845 | 1
6648 | 0 | 0 | 0.94365 | 0 | 0 | 1 | 1 | 0 | 0 | 1
6649 | 0 | 0 | 0.94365 | 0 | 0 | 1 | 1 | 0 | 0 | 1
6650 | 0 | 0 | 0.94365 | 0 | 0 | 1 | 1 | 0 | 0 | 1
6651 | 0 | 0 | 0.94365 | 0 | 0 | 1 | 1 | 0 | 0 | 1
6652 | 0 | 0 | 0.94365 | 0 | 0 | 1 | 1 | 0 | 0 | 1
6653 | 0 | 0 | 0.94365 | 0 | 0 | 1 | 1 | 0 | 0 | 1
6654 | 0 | 0 | 0.94365 | 0 | 0 | 1 | 1 | 0 | 0 | 1
6655 | 0 | 0 | 0.94365 | 0 | 0 | 1 | 1 | 0 | 0 | 1
6656 | 0.0071986 | 0.02828 | 0.94365 | 0 | 0 | 1 | 1 | 0.0071986 | 0.02828 | 1
6657 | 0.12204 | 0.046054 | 0.94365 | 0 | 0 | 1 | 1 | 0.12204 | 0.046054 | 1
6658 | 0.22689 | 0.056837 | 0.94365 | 0 | 0 | 1 | 1 | 0.22689 | 0.056837 | 1
6659 | 0.31697 | 0.049219 | 0.94365 | 0 | 0 | 1 | 1 | 0.31697 | 0.049219 | 1
6660 | 0.23908 | 0.081094 | 0.94365 | 0 | 0 | 1 | 1 | 0.23908 | 0.081094 | 1
6661 | 0.24469 | 0.054452 | 0.94365 | 0 | 0 | 1 | 1 | 0.24469 | 0.054452 | 1
6662 | 0.26633 | 0.030563 | 0.94365 | 0 | 0 | 1 | 1 | 0.26633 | 0.030563 | 1
6663 | 0.25012 | 0.023234 | 0.94365 | 0 | 0 | 1 | 1 | 0.25012 | 0.023234 | 1
6664 | 0.085312 | 0.0079023 | 0.94365 | 0 | 0 | 1 | 1 | 0.085312 | 0.0079023 | 1
6665 | 0 | 0 | 0.94365 | 0 | 0 | 1 | 1 | 0 | 0 | 1
6666 | 0 | 0 | 0.94365 | 0 | 1 | 1 | 1 | 0 | 0 | 1
6667 | 0 | 0.0042666 | 0.94365 | 0 | 1 | 1 | 1 | 0 | 0.0042666 | 1
6668 | 0 | 0 | 0.94365 | 0 | 1 | 1 | 1 | 0 | 0 | 1
6669 | 0 | 0 | 0.94365 | 0 | 1 | 1 | 1 | 0 | 0 | 1
6670 | 0 | 0 | 0.94365 | 0 | 0 | 1 | 1 | 0 | 0 | 1
6671 | 0 | 0 | 0.94365 | 0 | 0 | 1 | 1 | 0 | 0 | 1
6672 | 0 | 0 | 0.94365 | 0 | 0 | 1 | 1 | 0 | 0 | 1
6673 | 0 | 0 | 0.94365 | 0 | 0 | 1 | 1 | 0 | 0 | 1
6674 | 0 | 0 | 0.94365 | 0 | 0 | 1 | 1 | 0 | 0 | 1
6675 | 0 | 0 | 0.94365 | 0 | 0 | 1 | 1 | 0 | 0 | 1
6676 | 0 | 0 | 0.94365 | 0 | 0 | 1 | 1 | 0 | 0 | 1
6677 | 0 | 0 | 0.94365 | 0 | 0 | 1 | 1 | 0 | 0 | 1
6678 | 0 | 0 | 0.94365 | 0 | 0 | 1 | 1 | 0 | 0 | 1
6679 | 0 | 0 | 0.94365 | 0 | 0 | 1 | 1 | 0 | 0 | 1
6680 | 0.00090752 | 0 | 0.94365 | 0 | 0 | 1 | 1 | 0.00090752 | 0 | 1
6681 | 0.13581 | 0 | 0.94365 | 0 | 0 | 1 | 1 | 0.13581 | 0 | 1
6682 | 0.23071 | 0 | 0.94365 | 0 | 0 | 1 | 1 | 0.23071 | 0 | 1
6683 | 0.22263 | 0.0001847 | 0.94365 | 0 | 0 | 1 | 1 | 0.22263 | 0.0001847 | 1
6684 | 0.227 | 0.034519 | 0.94365 | 0 | 0 | 1 | 1 | 0.227 | 0.034519 | 1
6685 | 0.22202 | 0.032847 | 0.94365 | 0 | 0 | 1 | 1 | 0.22202 | 0.032847 | 1
6686 | 0.22221 | 0.017556 | 0.94365 | 0 | 0 | 1 | 1 | 0.22221 | 0.017556 | 1
6687 | 0.15125 | 0.016135 | 0.94365 | 0 | 0 | 1 | 1 | 0.15125 | 0.016135 | 1
6688 | 0.014986 | 0.010929 | 0.94365 | 0 | 0 | 1 | 1 | 0.014986 | 0.010929 | 1
6689 | 0 | 0 | 0.94365 | 0 | 0 | 1 | 1 | 0 | 0 | 1
6690 | 0 | 0 | 0.94365 | 0 | 1 | 1 | 1 | 0 | 0 | 1
6691 | 0 | 0 | 0.94365 | 0 | 1 | 1 | 1 | 0 | 0 | 1
6692 | 0 | 0 | 0.94365 | 0 | 1 | 1 | 1 | 0 | 0 | 1
6693 | 0 | 0 | 0.94365 | 0 | 1 | 1 | 1 | 0 | 0 | 1
6694 | 0 | 0 | 0.94365 | 0 | 0 | 1 | 1 | 0 | 0 | 1
6695 | 0 | 0 | 0.94365 | 0 | 0 | 1 | 1 | 0 | 0 | 1
6696 | 0 | 0 | 0.94365 | 0 | 0 | 1 | 1 | 0 | 0 | 1
6697 | 0 | 0 | 0.94365 | 0 | 0 | 1 | 1 | 0 | 0 | 1
6698 | 0 | 0 | 0.94365 | 0 | 0 | 1 | 1 | 0 | 0 | 1
6699 | 0 | 0 | 0.94365 | 0 | 0 | 1 | 1 | 0 | 0 | 1
6700 | 0 | 0 | 0.94365 | 0 | 0 | 1 | 1 | 0 | 0 | 1
6701 | 0 | 0 | 0.94365 | 0 | 0 | 1 | 1 | 0 | 0 | 1
6702 | 0 | 0 | 0.94365 | 0 | 0 | 1 | 1 | 0 | 0 | 1
6703 | 0 | 0 | 0.94365 | 0 | 0 | 1 | 1 | 0 | 0 | 1
6704 | 0.0045256 | 0 | 0.94365 | 0 | 0 | 1 | 1 | 0.0045256 | 0 | 1
6705 | 0.13258 | 0 | 0.94365 | 0 | 0 | 1 | 1 | 0.13258 | 0 | 1
6706 | 0.25637 | 0 | 0.94365 | 0 | 0 | 1 | 1 | 0.25637 | 0 | 1
6707 | 0.23421 | 0 | 0.94365 | 0 | 0 | 1 | 1 | 0.23421 | 0 | 1
6708 | 0.27836 | 0.016067 | 0.94365 | 0 | 0 | 1 | 1 | 0.27836 | 0.016067 | 1
6709 | 0.23181 | 0.030862 | 0.94365 | 0 | 0 | 1 | 1 | 0.23181 | 0.030862 | 1
6710 | 0.1796 | 0.022719 | 0.94365 | 0 | 0 | 1 | 1 | 0.1796 | 0.022719 | 1
6711 | 0.095905 | 0.021125 | 0.94365 | 0 | 0 | 1 | 1 | 0.095905 | 0.021125 | 1
6712 | 0 | 0.027054 | 0.94365 | 0 | 0 | 1 | 1 | 0 | 0.027054 | 1
6713 | 0 | 0.019814 | 0.94365 | 0 | 0 | 1 | 1 | 0 | 0.019814 | 1
6714 | 0 | 0.018433 | 0.94365 | 0 | 1 | 1 | 1 | 0 | 0.018433 | 1
6715 | 0 | 0.0021589 | 0.94365 | 0 | 1 | 1 | 1 | 0 | 0.0021589 | 1
6716 | 0 | 0 | 0.94365 | 0 | 1 | 1 | 1 | 0 | 0 | 1
6717 | 0 | 0 | 0.94365 | 0 | 1 | 1 | 1 | 0 | 0 | 1
6718 | 0 | 0 | 0.94365 | 0 | 0 | 1 | 1 | 0 | 0 | 1
6719 | 0 | 0 | 0.94365 | 0 | 0 | 1 | 1 | 0 | 0 | 1
6720 | 0 | 0 | 0.94365 | 0 | 0 | 1 | 1 | 0 | 0 | 1
6721 | 0 | 0 | 0.94365 | 0 | 0 | 1 | 1 | 0 | 0 | 1
6722 | 0 | 0 | 0.94365 | 0 | 0 | 1 | 1 | 0 | 0 | 1
6723 | 0 | 0 | 0.94365 | 0 | 0 | 1 | 1 | 0 | 0 | 1
6724 | 0 | 0 | 0.94365 | 0 | 0 | 1 | 1 | 0 | 0 | 1
6725 | 0 | 0 | 0.94365 | 0 | 0 | 1 | 1 | 0 | 0 | 1
6726 | 0 | 0 | 0.94365 | 0 | 0 | 1 | 1 | 0 | 0 | 1
6727 | 0 | 0 | 0.94365 | 0 | 0 | 1 | 1 | 0 | 0 | 1
6728 | 0.0085252 | 0 | 0.94365 | 0 | 0 | 1 | 1 | 0.0085252 | 0 | 1
6729 | 0.17456 | 0 | 0.94365 | 0 | 0 | 1 | 1 | 0.17456 | 0 | 1
6730 | 0.33805 | 0 | 0.94365 | 0 | 0 | 1 | 1 | 0.33805 | 0 | 1
6731 | 0.25532 | 0.0026098 | 0.94365 | 0 | 0 | 1 | 1 | 0.25532 | 0.0026098 | 1
6732 | 0.31465 | 0.02823 | 0.94365 | 0 | 0 | 1 | 1 | 0.31465 | 0.02823 | 1
6733 | 0.3259 | 0.047056 | 0.94365 | 0 | 0 | 1 | 1 | 0.3259 | 0.047056 | 1
6734 | 0.14843 | 0.049302 | 0.94365 | 0 | 0 | 1 | 1 | 0.14843 | 0.049302 | 1
6735 | 0.02831 | 0.046551 | 0.94365 | 0 | 0 | 1 | 1 | 0.02831 | 0.046551 | 1
6736 | 0 | 0.054708 | 0.94365 | 0 | 0 | 1 | 1 | 0 | 0.054708 | 1
6737 | 0 | 0.050847 | 0.94365 | 0 | 0 | 1 | 1 | 0 | 0.050847 | 1
6738 | 0 | 0.025786 | 0.94365 | 0 | 1 | 1 | 1 | 0 | 0.025786 | 1
6739 | 0 | 0.0065922 | 0.94365 | 0 | 1 | 1 | 1 | 0 | 0.0065922 | 1
6740 | 0 | 0 | 0.94365 | 0 | 1 | 1 | 1 | 0 | 0 | 1
6741 | 0 | 0 | 0.94365 | 0 | 1 | 1 | 1 | 0 | 0 | 1
6742 | 0 | 0 | 0.94365 | 0 | 0 | 1 | 1 | 0 | 0 | 1
6743 | 0 | 0 | 0.94365 | 0 | 0 | 1 | 1 | 0 | 0 | 1
6744 | 0 | 0 | 0.94365 | 0 | 0 | 1 | 1 | 0 | 0 | 1
6745 | 0 | 0 | 0.94365 | 0 | 0 | 1 | 1 | 0 | 0 | 1
6746 | 0 | 0 | 0.94365 | 0 | 0 | 1 | 1 | 0 | 0 | 1
6747 | 0 | 0 | 0.94365 | 0 | 0 | 1 | 1 | 0 | 0 | 1
6748 | 0 | 0 | 0.94365 | 0 | 0 | 1 | 1 | 0 | 0 | 1
6749 | 0 | 0 | 0.94365 | 0 | 0 | 1 | 1 | 0 | 0 | 1
6750 | 0 | 0 | 0.94365 | 0 | 0 | 1 | 1 | 0 | 0 | 1
6751 | 0 | 0 | 0.94365 | 0 | 0 | 1 | 1 | 0 | 0 | 1
6752 | 0.014559 | 0 | 0.94365 | 0 | 0 | 1 | 1 | 0.014559 | 0 | 1
6753 | 0.1589 | 0 | 0.94365 | 0 | 0 | 1 | 1 | 0.1589 | 0 | 1
6754 | 0.24584 | 0 | 0.94365 | 0 | 0 | 1 | 1 | 0.24584 | 0 | 1
6755 | 0.28246 | 0 | 0.94365 | 0 | 0 | 1 | 1 | 0.28246 | 0 | 1
6756 | 0.29427 | 0.036948 | 0.94365 | 0 | 0 | 1 | 1 | 0.29427 | 0.036948 | 1
6757 | 0.25502 | 0.076947 | 0.94365 | 0 | 0 | 1 | 1 | 0.25502 | 0.076947 | 1
6758 | 0.14414 | 0.081883 | 0.94365 | 0 | 0 | 1 | 1 | 0.14414 | 0.081883 | 1
6759 | 0.087091 | 0.077404 | 0.94365 | 0 | 0 | 1 | 1 | 0.087091 | 0.077404 | 1
6760 | 0.0089531 | 0.078817 | 0.94365 | 0 | 0 | 1 | 1 | 0.0089531 | 0.078817 | 1
6761 | 0 | 0.077965 | 0.94365 | 0 | 0 | 1 | 1 | 0 | 0.077965 | 1
6762 | 0 | 0.052918 | 0.94365 | 0 | 1 | 1 | 1 | 0 | 0.052918 | 1
6763 | 0 | 0.026303 | 0.94365 | 0 | 1 | 1 | 1 | 0 | 0.026303 | 1
6764 | 0 | 0.024221 | 0.94365 | 0 | 1 | 1 | 1 | 0 | 0.024221 | 1
6765 | 0 | 0.0069288 | 0.94365 | 0 | 1 | 1 | 1 | 0 | 0.0069288 | 1
6766 | 0 | 0.0086938 | 0.94365 | 0 | 0 | 1 | 1 | 0 | 0.0086938 | 1
6767 | 0 | 0 | 0.94365 | 0 | 0 | 1 | 1 | 0 | 0 | 1
6768 | 0 | 0 | 0.94365 | 0 | 0 | 1 | 1 | 0 | 0 | 1
6769 | 0 | 0 | 0.94365 | 0 | 0 | 1 | 1 | 0 | 0 | 1
6770 | 0 | 0 | 0.94365 | 0 | 0 | 1 | 1 | 0 | 0 | 1
6771 | 0 | 0 | 0.94365 | 0 | 0 | 1 | 1 | 0 | 0 | 1
6772 | 0 | 0 | 0.94365 | 0 | 0 | 1 | 1 | 0 | 0 | 1
6773 | 0 | 0 | 0.94365 | 0 | 0 | 1 | 1 | 0 | 0 | 1
6774 | 0 | 0 | 0.94365 | 0 | 0 | 1 | 1 | 0 | 0 | 1
6775 | 0 | 0 | 0.94365 | 0 | 0 | 1 | 1 | 0 | 0 | 1
6776 | 0 | 0 | 0.94365 | 0 | 0 | 1 | 1 | 0 | 0 | 1
6777 | 0.10338 | 0 | 0.94365 | 0 | 0 | 1 | 1 | 0.10338 | 0 | 1
6778 | 0.1405 | 0 | 0.94365 | 0 | 0 | 1 | 1 | 0.1405 | 0 | 1
6779 | 0.18003 | 0.0024028 | 0.94365 | 0 | 0 | 1 | 1 | 0.18003 | 0.0024028 | 1
6780 | 0.23425 | 0.047632 | 0.94365 | 0 | 0 | 1 | 1 | 0.23425 | 0.047632 | 1
6781 | 0.20521 | 0.08812 | 0.94365 | 0 | 0 | 1 | 1 | 0.20521 | 0.08812 | 1
6782 | 0.14519 | 0.091559 | 0.94365 | 0 | 0 | 1 | 1 | 0.14519 | 0.091559 | 1
6783 | 0.096235 | 0.092 | 0.94365 | 0 | 0 | 1 | 1 | 0.096235 | 0.092 | 1
6784 | 0.047118 | 0.087655 | 0.94365 | 0 | 0 | 1 | 1 | 0.047118 | 0.087655 | 1
6785 | 0 | 0.073333 | 0.94365 | 0 | 0 | 1 | 1 | 0 | 0.073333 | 1
6786 | 0 | 0.046955 | 0.94365 | 0 | 1 | 1 | 1 | 0 | 0.046955 | 1
6787 | 0 | 0.032814 | 0.94365 | 0 | 1 | 1 | 1 | 0 | 0.032814 | 1
6788 | 0 | 0.027304 | 0.94365 | 0 | 1 | 1 | 1 | 0 | 0.027304 | 1
6789 | 0 | 0.0038561 | 0.94365 | 0 | 1 | 1 | 1 | 0 | 0.0038561 | 1
6790 | 0 | 0.007258 | 0.94365 | 0 | 0 | 1 | 1 | 0 | 0.007258 | 1
6791 | 0 | 0 | 0.94365 | 0 | 0 | 1 | 1 | 0 | 0 | 1
6792 | 0 | 0 | 0.94365 | 0 | 0 | 1 | 1 | 0 | 0 | 1
6793 | 0 | 0 | 0.94365 | 0 | 0 | 1 | 1 | 0 | 0 | 1
6794 | 0 | 0 | 0.94365 | 0 | 0 | 1 | 1 | 0 | 0 | 1
6795 | 0 | 0 | 0.94365 | 0 | 0 | 1 | 1 | 0 | 0 | 1
6796 | 0 | 0 | 0.94365 | 0 | 0 | 1 | 1 | 0 | 0 | 1
6797 | 0 | 0 | 0.94365 | 0 | 0 | 1 | 1 | 0 | 0 | 1
6798 | 0 | 0 | 0.94365 | 0 | 0 | 1 | 1 | 0 | 0 | 1
6799 | 0 | 0 | 0.94365 | 0 | 0 | 1 | 1 | 0 | 0 | 1
6800 | 0 | 0 | 0.94365 | 0 | 0 | 1 | 1 | 0 | 0 | 1
6801 | 0.10688 | 0 | 0.94365 | 0 | 0 | 1 | 1 | 0.10688 | 0 | 1
6802 | 0.14743 | 0 | 0.94365 | 0 | 0 | 1 | 1 | 0.14743 | 0 | 1
6803 | 0.19358 | 0 | 0.94365 | 0 | 0 | 1 | 1 | 0.19358 | 0 | 1
6804 | 0.2281 | 0.018697 | 0.94365 | 0 | 0 | 1 | 1 | 0.2281 | 0.018697 | 1
6805 | 0.10491 | 0.045018 | 0.94365 | 0 | 0 | 1 | 1 | 0.10491 | 0.045018 | 1
6806 | 0.11158 | 0.055172 | 0.94365 | 0 | 0 | 1 | 1 | 0.11158 | 0.055172 | 1
6807 | 0.077048 | 0.057382 | 0.94365 | 0 | 0 | 1 | 1 | 0.077048 | 0.057382 | 1
6808 | 0 | 0.041077 | 0.94365 | 0 | 0 | 1 | 1 | 0 | 0.041077 | 1
6809 | 0 | 0.022533 | 0.94365 | 0 | 0 | 1 | 1 | 0 | 0.022533 | 1
6810 | 0 | 0.017277 | 0.94365 | 0 | 1 | 1 | 1 | 0 | 0.017277 | 1
6811 | 0 | 0.004211 | 0.94365 | 0 | 1 | 1 | 1 | 0 | 0.004211 | 1
6812 | 0 | 0 | 0.94365 | 0 | 1 | 1 | 1 | 0 | 0 | 1
6813 | 0 | 0 | 0.94365 | 0 | 1 | 1 | 1 | 0 | 0 | 1
6814 | 0 | 0 | 0.94365 | 0 | 0 | 1 | 1 | 0 | 0 | 1
6815 | 0 | 0 | 0.94365 | 0 | 0 | 1 | 1 | 0 | 0 | 1
6816 | 0 | 0 | 0.94365 | 0 | 0 | 1 | 1 | 0 | 0 | 1
6817 | 0 | 0 | 0.94365 | 0 | 0 | 1 | 1 | 0 | 0 | 1
6818 | 0 | 0 | 0.94365 | 0 | 0 | 1 | 1 | 0 | 0 | 1
6819 | 0 | 0 | 0.94365 | 0 | 0 | 1 | 1 | 0 | 0 | 1
6820 | 0 | 0 | 0.94365 | 0 | 0 | 1 | 1 | 0 | 0 | 1
6821 | 0 | 0 | 0.94365 | 0 | 0 | 1 | 1 | 0 | 0 | 1
6822 | 0 | 0 | 0.94365 | 0 | 0 | 1 | 1 | 0 | 0 | 1
6823 | 0 | 0 | 0.94365 | 0 | 0 | 1 | 1 | 0 | 0 | 1
6824 | 0 | 0 | 0.94365 | 0 | 0 | 1 | 1 | 0 | 0 | 1
6825 | 0.037368 | 0 | 0.94365 | 0 | 0 | 1 | 1 | 0.037368 | 0 | 1
6826 | 0.11083 | 0 | 0.94365 | 0 | 0 | 1 | 1 | 0.11083 | 0 | 1
6827 | 0.1959 | 0 | 0.94365 | 0 | 0 | 1 | 1 | 0.1959 | 0 | 1
6828 | 0.2245 | 0.0025338 | 0.94365 | 0 | 0 | 1 | 1 | 0.2245 | 0.0025338 | 1
6829 | 0.12617 | 0.012879 | 0.94365 | 0 | 0 | 1 | 1 | 0.12617 | 0.012879 | 1
6830 | 0.13697 | 0.012149 | 0.94365 | 0 | 0 | 1 | 1 | 0.13697 | 0.012149 | 1
6831 | 0.065229 | 0.023733 | 0.94365 | 0 | 0 | 1 | 1 | 0.065229 | 0.023733 | 1
6832 | 0 | 0.010209 | 0.94365 | 0 | 0 | 1 | 1 | 0 | 0.010209 | 1
6833 | 0 | 0 | 0.94365 | 0 | 0 | 1 | 1 | 0 | 0 | 1
6834 | 0 | 0 | 0.94365 | 0 | 1 | 1 | 1 | 0 | 0 | 1
6835 | 0 | 0 | 0.94365 | 0 | 1 | 1 | 1 | 0 | 0 | 1
6836 | 0 | 0 | 0.94365 | 0 | 1 | 1 | 1 | 0 | 0 | 1
6837 | 0 | 0 | 0.94365 | 0 | 1 | 1 | 1 | 0 | 0 | 1
6838 | 0 | 0 | 0.94365 | 0 | 0 | 1 | 1 | 0 | 0 | 1
6839 | 0 | 0 | 0.94365 | 0 | 0 | 1 | 1 | 0 | 0 | 1
6840 | 0 | 0 | 0.94365 | 0 | 0 | 1 | 1 | 0 | 0 | 1
6841 | 0 | 0 | 0.94365 | 0 | 0 | 1 | 1 | 0 | 0 | 1
6842 | 0 | 0 | 0.94365 | 0 | 0 | 1 | 1 | 0 | 0 | 1
6843 | 0 | 0 | 0.94365 | 0 | 0 | 1 | 1 | 0 | 0 | 1
6844 | 0 | 0 | 0.94365 | 0 | 0 | 1 | 1 | 0 | 0 | 1
6845 | 0 | 0 | 0.94365 | 0 | 0 | 1 | 1 | 0 | 0 | 1
6846 | 0 | 0 | 0.94365 | 0 | 0 | 1 | 1 | 0 | 0 | 1
6847 | 0 | 0 | 0.94365 | 0 | 0 | 1 | 1 | 0 | 0 | 1
6848 | 0 | 0 | 0.94365 | 0 | 0 | 1 | 1 | 0 | 0 | 1
6849 | 0.054675 | 0 | 0.94365 | 0 | 0 | 1 | 1 | 0.054675 | 0 | 1
6850 | 0.14751 | 0 | 0.94365 | 0 | 0 | 1 | 1 | 0.14751 | 0 | 1
6851 | 0.23661 | 0 | 0.94365 | 0 | 0 | 1 | 1 | 0.23661 | 0 | 1
6852 | 0.2057 | 0.0086076 | 0.94365 | 0 | 0 | 1 | 1 | 0.2057 | 0.0086076 | 1
6853 | 0.11887 | 0.016519 | 0.94365 | 0 | 0 | 1 | 1 | 0.11887 | 0.016519 | 1
6854 | 0.089075 | 0.016696 | 0.94365 | 0 | 0 | 1 | 1 | 0.089075 | 0.016696 | 1
6855 | 0.027123 | 0.022657 | 0.94365 | 0 | 0 | 1 | 1 | 0.027123 | 0.022657 | 1
6856 | 0 | 0.019825 | 0.94365 | 0 | 0 | 1 | 1 | 0 | 0.019825 | 1
6857 | 0 | 0.0061207 | 0.94365 | 0 | 0 | 1 | 1 | 0 | 0.0061207 | 1
6858 | 0 | 0 | 0.94365 | 0 | 1 | 1 | 1 | 0 | 0 | 1
6859 | 0 | 0 | 0.94365 | 0 | 1 | 1 | 1 | 0 | 0 | 1
6860 | 0 | 0 | 0.94365 | 0 | 1 | 1 | 1 | 0 | 0 | 1
6861 | 0 | 0 | 0.94365 | 0 | 1 | 1 | 1 | 0 | 0 | 1
6862 | 0 | 0 | 0.94365 | 0 | 0 | 1 | 1 | 0 | 0 | 1
6863 | 0 | 0 | 0.94365 | 0 | 0 | 1 | 1 | 0 | 0 | 1
6864 | 0 | 0 | 0.94365 | 0 | 0 | 1 | 1 | 0 | 0 | 1
6865 | 0 | 0 | 1 | 0 | 0 | 1 | 1 | 0 | 0 | 1
6866 | 0 | 0 | 1 | 0 | 0 | 1 | 1 | 0 | 0 | 1
6867 | 0 | 0 | 1 | 0 | 0 | 1 | 1 | 0 | 0 | 1
6868 | 0 | 0 | 1 | 0 | 0 | 1 | 1 | 0 | 0 | 1
6869 | 0 | 0 | 1 | 0 | 0 | 1 | 1 | 0 | 0 | 1
6870 | 0 | 0 | 1 | 0 | 0 | 1 | 1 | 0 | 0 | 1
6871 | 0 | 0 | 1 | 0 | 0 | 1 | 1 | 0 | 0 | 1
6872 | 0 | 0 | 1 | 0 | 0 | 1 | 1 | 0 | 0 | 1
6873 | 0 | 0 | 1 | 0 | 0 | 1 | 1 | 0 | 0 | 1
6874 | 0.12095 | 0 | 1 | 0 | 0 | 1 | 1 | 0.12095 | 0 | 1
6875 | 0.20746 | 0.0056816 | 1 | 0 | 0 | 1 | 1 | 0.20746 | 0.0056816 | 1
6876 | 0.20868 | 0.03249 | 1 | 0 | 0 | 1 | 1 | 0.20868 | 0.03249 | 1
6877 | 0.15876 | 0.041112 | 1 | 0 | 0 | 1 | 1 | 0.15876 | 0.041112 | 1
6878 | 0.08264 | 0.03367 | 1 | 0 | 0 | 1 | 1 | 0.08264 | 0.03367 | 1
6879 | 0.081505 | 0.042053 | 1 | 0 | 0 | 1 | 1 | 0.081505 | 0.042053 | 1
6880 | 0.013298 | 0.047767 | 1 | 0 | 0 | 1 | 1 | 0.013298 | 0.047767 | 1
6881 | 0 | 0.052637 | 1 | 0 | 0 | 1 | 1 | 0 | 0.052637 | 1
6882 | 0 | 0.038952 | 1 | 0 | 1 | 1 | 1 | 0 | 0.038952 | 1
6883 | 0 | 0 | 1 | 0 | 1 | 1 | 1 | 0 | 0 | 1
6884 | 0 | 0 | 1 | 0 | 1 | 1 | 1 | 0 | 0 | 1
6885 | 0 | 0 | 1 | 0 | 1 | 1 | 1 | 0 | 0 | 1
6886 | 0 | 0 | 1 | 0 | 0 | 1 | 1 | 0 | 0 | 1
6887 | 0 | 0 | 1 | 0 | 0 | 1 | 1 | 0 | 0 | 1
6888 | 0 | 0 | 1 | 0 | 0 | 1 | 1 | 0 | 0 | 1
6889 | 0 | 0 | 1 | 0 | 0 | 1 | 1 | 0 | 0 | 1
6890 | 0 | 0 | 1 | 0 | 0 | 1 | 1 | 0 | 0 | 1
6891 | 0 | 0 | 1 | 0 | 0 | 1 | 1 | 0 | 0 | 1
6892 | 0 | 0 | 1 | 0 | 0 | 1 | 1 | 0 | 0 | 1
6893 | 0 | 0 | 1 | 0 | 0 | 1 | 1 | 0 | 0 | 1
6894 | 0 | 0 | 1 | 0 | 0 | 1 | 1 | 0 | 0 | 1
6895 | 0 | 0 | 1 | 0 | 0 | 1 | 1 | 0 | 0 | 1
6896 | 0 | 0 | 1 | 0 | 0 | 1 | 1 | 0 | 0 | 1
6897 | 0 | 0 | 1 | 0 | 0 | 1 | 1 | 0 | 0 | 1
6898 | 0.17905 | 0 | 1 | 0 | 0 | 1 | 1 | 0.17905 | 0 | 1
6899 | 0.23432 | 0.027438 | 1 | 0 | 0 | 1 | 1 | 0.23432 | 0.027438 | 1
6900 | 0.24443 | 0.044931 | 1 | 0 | 0 | 1 | 1 | 0.24443 | 0.044931 | 1
6901 | 0.20108 | 0.054037 | 1 | 0 | 0 | 1 | 1 | 0.20108 | 0.054037 | 1
6902 | 0.11395 | 0.055499 | 1 | 0 | 0 | 1 | 1 | 0.11395 | 0.055499 | 1
6903 | 0.10159 | 0.064406 | 1 | 0 | 0 | 1 | 1 | 0.10159 | 0.064406 | 1
6904 | 0.02703 | 0.078752 | 1 | 0 | 0 | 1 | 1 | 0.02703 | 0.078752 | 1
6905 | 0 | 0.08021 | 1 | 0 | 0 | 1 | 1 | 0 | 0.08021 | 1
6906 | 0 | 0.071236 | 1 | 0 | 1 | 1 | 1 | 0 | 0.071236 | 1
6907 | 0 | 0.019012 | 1 | 0 | 1 | 1 | 1 | 0 | 0.019012 | 1
6908 | 0 | 0 | 1 | 0 | 1 | 1 | 1 | 0 | 0 | 1
6909 | 0 | 0 | 1 | 0 | 1 | 1 | 1 | 0 | 0 | 1
6910 | 0 | 0 | 1 | 0 | 0 | 1 | 1 | 0 | 0 | 1
6911 | 0 | 0 | 1 | 0 | 0 | 1 | 1 | 0 | 0 | 1
6912 | 0 | 0 | 1 | 0 | 0 | 1 | 1 | 0 | 0 | 1
6913 | 0 | 0 | 1 | 0 | 0 | 1 | 1 | 0 | 0 | 1
6914 | 0 | 0 | 1 | 0 | 0 | 1 | 1 | 0 | 0 | 1
6915 | 0 | 0 | 1 | 0 | 0 | 1 | 1 | 0 | 0 | 1
6916 | 0 | 0 | 1 | 0 | 0 | 1 | 1 | 0 | 0 | 1
6917 | 0 | 0 | 1 | 0 | 0 | 1 | 1 | 0 | 0 | 1
6918 | 0 | 0 | 1 | 0 | 0 | 1 | 1 | 0 | 0 | 1
6919 | 0 | 0 | 1 | 0 | 0 | 1 | 1 | 0 | 0 | 1
6920 | 0 | 0 | 1 | 0 | 0 | 1 | 1 | 0 | 0 | 1
6921 | 0 | 0 | 1 | 0 | 0 | 1 | 1 | 0 | 0 | 1
6922 | 0.13044 | 0.0075976 | 1 | 0 | 0 | 1 | 1 | 0.13044 | 0.0075976 | 1
6923 | 0.23576 | 0.036973 | 1 | 0 | 0 | 1 | 1 | 0.23576 | 0.036973 | 1
6924 | 0.26141 | 0.044532 | 1 | 0 | 0 | 1 | 1 | 0.26141 | 0.044532 | 1
6925 | 0.21845 | 0.062399 | 1 | 0 | 0 | 1 | 1 | 0.21845 | 0.062399 | 1
6926 | 0.15286 | 0.048148 | 1 | 0 | 0 | 1 | 1 | 0.15286 | 0.048148 | 1
6927 | 0.096108 | 0.065241 | 1 | 0 | 0 | 1 | 1 | 0.096108 | 0.065241 | 1
6928 | 0.044754 | 0.08846 | 1 | 0 | 0 | 1 | 1 | 0.044754 | 0.08846 | 1
6929 | 0 | 0.090426 | 1 | 0 | 0 | 1 | 1 | 0 | 0.090426 | 1
6930 | 0 | 0.08199 | 1 | 0 | 1 | 1 | 1 | 0 | 0.08199 | 1
6931 | 0 | 0.053566 | 1 | 0 | 1 | 1 | 1 | 0 | 0.053566 | 1
6932 | 0 | 0.027902 | 1 | 0 | 1 | 1 | 1 | 0 | 0.027902 | 1
6933 | 0 | 0.025065 | 1 | 0 | 1 | 1 | 1 | 0 | 0.025065 | 1
6934 | 0 | 0.02951 | 1 | 0 | 0 | 1 | 1 | 0 | 0.02951 | 1
6935 | 0 | 0.033753 | 1 | 0 | 0 | 1 | 1 | 0 | 0.033753 | 1
6936 | 0 | 0.038644 | 1 | 0 | 0 | 1 | 1 | 0 | 0.038644 | 1
6937 | 0 | 0 | 1 | 0 | 0 | 1 | 1 | 0 | 0 | 1
6938 | 0 | 0.012147 | 1 | 0 | 0 | 1 | 1 | 0 | 0.012147 | 1
6939 | 0 | 0.0063299 | 1 | 0 | 0 | 1 | 1 | 0 | 0.0063299 | 1
6940 | 0 | 0.015107 | 1 | 0 | 0 | 1 | 1 | 0 | 0.015107 | 1
6941 | 0 | 0.0059973 | 1 | 0 | 0 | 1 | 1 | 0 | 0.0059973 | 1
6942 | 0 | 0.019854 | 1 | 0 | 0 | 1 | 1 | 0 | 0.019854 | 1
6943 | 0 | 0 | 1 | 0 | 0 | 1 | 1 | 0 | 0 | 1
6944 | 0 | 0 | 1 | 0 | 0 | 1 | 1 | 0 | 0 | 1
6945 | 0 | 0 | 1 | 0 | 0 | 1 | 1 | 0 | 0 | 1
6946 | 0.052362 | 0.013399 | 1 | 0 | 0 | 1 | 1 | 0.052362 | 0.013399 | 1
6947 | 0.082992 | 0.045188 | 1 | 0 | 0 | 1 | 1 | 0.082992 | 0.045188 | 1
6948 | 0.13248 | 0.050555 | 1 | 0 | 0 | 1 | 1 | 0.13248 | 0.050555 | 1
6949 | 0.13418 | 0.063005 | 1 | 0 | 0 | 1 | 1 | 0.13418 | 0.063005 | 1
6950 | 0.084113 | 0.030797 | 1 | 0 | 0 | 1 | 1 | 0.084113 | 0.030797 | 1
6951 | 0.029448 | 0.055513 | 1 | 0 | 0 | 1 | 1 | 0.029448 | 0.055513 | 1
6952 | 0 | 0.082505 | 1 | 0 | 0 | 1 | 1 | 0 | 0.082505 | 1
6953 | 0 | 0.079676 | 1 | 0 | 0 | 1 | 1 | 0 | 0.079676 | 1
6954 | 0 | 0.073953 | 1 | 0 | 1 | 1 | 1 | 0 | 0.073953 | 1
6955 | 0 | 0.054284 | 1 | 0 | 1 | 1 | 1 | 0 | 0.054284 | 1
6956 | 0 | 0.041226 | 1 | 0 | 1 | 1 | 1 | 0 | 0.041226 | 1
6957 | 0 | 0.040812 | 1 | 0 | 1 | 1 | 1 | 0 | 0.040812 | 1
6958 | 0 | 0.054056 | 1 | 0 | 0 | 1 | 1 | 0 | 0.054056 | 1
6959 | 0 | 0.034806 | 1 | 0 | 0 | 1 | 1 | 0 | 0.034806 | 1
6960 | 0 | 0.022303 | 1 | 0 | 0 | 1 | 1 | 0 | 0.022303 | 1
6961 | 0 | 0.024319 | 1 | 0 | 0 | 1 | 1 | 0 | 0.024319 | 1
6962 | 0 | 0.0087674 | 1 | 0 | 0 | 1 | 1 | 0 | 0.0087674 | 1
6963 | 0 | 0.0035312 | 1 | 0 | 0 | 1 | 1 | 0 | 0.0035312 | 1
6964 | 0 | 0.0053819 | 1 | 0 | 0 | 1 | 1 | 0 | 0.0053819 | 1
6965 | 0 | 0.012617 | 1 | 0 | 0 | 1 | 1 | 0 | 0.012617 | 1
6966 | 0 | 0.025511 | 1 | 0 | 0 | 1 | 1 | 0 | 0.025511 | 1
6967 | 0 | 0 | 1 | 0 | 0 | 1 | 1 | 0 | 0 | 1
6968 | 0 | 0 | 1 | 0 | 0 | 1 | 1 | 0 | 0 | 1
6969 | 0 | 0 | 1 | 0 | 0 | 1 | 1 | 0 | 0 | 1
6970 | 0 | 0.0062517 | 1 | 0 | 0 | 1 | 1 | 0 | 0.0062517 | 1
6971 | 0 | 0.022974 | 1 | 0 | 0 | 1 | 1 | 0 | 0.022974 | 1
6972 | 0 | 0.027648 | 1 | 0 | 0 | 1 | 1 | 0 | 0.027648 | 1
6973 | 0 | 0.025747 | 1 | 0 | 0 | 1 | 1 | 0 | 0.025747 | 1
6974 | 0 | 0 | 1 | 0 | 0 | 1 | 1 | 0 | 0 | 1
6975 | 0 | 0.011361 | 1 | 0 | 0 | 1 | 1 | 0 | 0.011361 | 1
6976 | 0 | 0.035872 | 1 | 0 | 0 | 1 | 1 | 0 | 0.035872 | 1
6977 | 0 | 0.053478 | 1 | 0 | 0 | 1 | 1 | 0 | 0.053478 | 1
6978 | 0 | 0.039598 | 1 | 0 | 1 | 1 | 1 | 0 | 0.039598 | 1
6979 | 0 | 0.030199 | 1 | 0 | 1 | 1 | 1 | 0 | 0.030199 | 1
6980 | 0 | 0.036656 | 1 | 0 | 1 | 1 | 1 | 0 | 0.036656 | 1
6981 | 0 | 0.056389 | 1 | 0 | 1 | 1 | 1 | 0 | 0.056389 | 1
6982 | 0 | 0.057211 | 1 | 0 | 0 | 1 | 1 | 0 | 0.057211 | 1
6983 | 0 | 0.034405 | 1 | 0 | 0 | 1 | 1 | 0 | 0.034405 | 1
6984 | 0 | 0.014926 | 1 | 0 | 0 | 1 | 1 | 0 | 0.014926 | 1
6985 | 0 | 0.015698 | 1 | 0 | 0 | 1 | 1 | 0 | 0.015698 | 1
6986 | 0 | 0 | 1 | 0 | 0 | 1 | 1 | 0 | 0 | 1
6987 | 0 | 0 | 1 | 0 | 0 | 1 | 1 | 0 | 0 | 1
6988 | 0 | 0.01046 | 1 | 0 | 0 | 1 | 1 | 0 | 0.01046 | 1
6989 | 0 | 0.0056987 | 1 | 0 | 0 | 1 | 1 | 0 | 0.0056987 | 1
6990 | 0 | 0.0068157 | 1 | 0 | 0 | 1 | 1 | 0 | 0.0068157 | 1
6991 | 0 | 0.0022029 | 1 | 0 | 0 | 1 | 1 | 0 | 0.0022029 | 1
6992 | 0 | 0.016846 | 1 | 0 | 0 | 1 | 1 | 0 | 0.016846 | 1
6993 | 0 | 0 | 1 | 0 | 0 | 1 | 1 | 0 | 0 | 1
6994 | 0 | 0.0092301 | 1 | 0 | 0 | 1 | 1 | 0 | 0.0092301 | 1
6995 | 0 | 0.039405 | 1 | 0 | 0 | 1 | 1 | 0 | 0.039405 | 1
6996 | 0 | 0.054019 | 1 | 0 | 0 | 1 | 1 | 0 | 0.054019 | 1
6997 | 0.0050138 | 0.033763 | 1 | 0 | 0 | 1 | 1 | 0.0050138 | 0.033763 | 1
6998 | 0 | 0.017156 | 1 | 0 | 0 | 1 | 1 | 0 | 0.017156 | 1
6999 | 0 | 0.022796 | 1 | 0 | 0 | 1 | 1 | 0 | 0.022796 | 1
7000 | 0 | 0.01439 | 1 | 0 | 0 | 1 | 1 | 0 | 0.01439 | 1
7001 | 0 | 0.043983 | 1 | 0 | 0 | 1 | 1 | 0 | 0.043983 | 1
7002 | 0 | 0.046304 | 1 | 0 | 1 | 1 | 1 | 0 | 0.046304 | 1
7003 | 0 | 0.036731 | 1 | 0 | 1 | 1 | 1 | 0 | 0.036731 | 1
7004 | 0 | 0.043316 | 1 | 0 | 1 | 1 | 1 | 0 | 0.043316 | 1
7005 | 0 | 0.058615 | 1 | 0 | 1 | 1 | 1 | 0 | 0.058615 | 1
7006 | 0 | 0.043274 | 1 | 0 | 0 | 1 | 1 | 0 | 0.043274 | 1
7007 | 0 | 0.023549 | 1 | 0 | 0 | 1 | 1 | 0 | 0.023549 | 1
7008 | 0 | 0.0065176 | 1 | 0 | 0 | 1 | 1 | 0 | 0.0065176 | 1
7009 | 0 | 0.021598 | 1 | 0 | 0 | 1 | 1 | 0 | 0.021598 | 1
7010 | 0 | 0 | 1 | 0 | 0 | 1 | 1 | 0 | 0 | 1
7011 | 0 | 0 | 1 | 0 | 0 | 1 | 1 | 0 | 0 | 1
7012 | 0 | 0 | 1 | 0 | 0 | 1 | 1 | 0 | 0 | 1
7013 | 0 | 0 | 1 | 0 | 0 | 1 | 1 | 0 | 0 | 1
7014 | 0 | 0 | 1 | 0 | 0 | 1 | 1 | 0 | 0 | 1
7015 | 0 | 0.017922 | 1 | 0 | 0 | 1 | 1 | 0 | 0.017922 | 1
7016 | 0 | 0.013346 | 1 | 0 | 0 | 1 | 1 | 0 | 0.013346 | 1
7017 | 0.016203 | 0 | 1 | 0 | 0 | 1 | 1 | 0.016203 | 0 | 1
7018 | 0.092688 | 0.013722 | 1 | 0 | 0 | 1 | 1 | 0.092688 | 0.013722 | 1
7019 | 0.095542 | 0.045962 | 1 | 0 | 0 | 1 | 1 | 0.095542 | 0.045962 | 1
7020 | 0.08641 | 0.065809 | 1 | 0 | 0 | 1 | 1 | 0.08641 | 0.065809 | 1
7021 | 0.090817 | 0.042208 | 1 | 0 | 0 | 1 | 1 | 0.090817 | 0.042208 | 1
7022 | 0.054128 | 0.061027 | 1 | 0 | 0 | 1 | 1 | 0.054128 | 0.061027 | 1
7023 | 0.032749 | 0.06074 | 1 | 0 | 0 | 1 | 1 | 0.032749 | 0.06074 | 1
7024 | 0.0085179 | 0.027598 | 1 | 0 | 0 | 1 | 1 | 0.0085179 | 0.027598 | 1
7025 | 0 | 0.0479 | 1 | 0 | 0 | 1 | 1 | 0 | 0.0479 | 1
7026 | 0 | 0.044247 | 1 | 0 | 1 | 1 | 1 | 0 | 0.044247 | 1
7027 | 0 | 0.02145 | 1 | 0 | 1 | 1 | 1 | 0 | 0.02145 | 1
7028 | 0 | 0.027268 | 1 | 0 | 1 | 1 | 1 | 0 | 0.027268 | 1
7029 | 0 | 0.052242 | 1 | 0 | 1 | 1 | 1 | 0 | 0.052242 | 1
7030 | 0 | 0.037909 | 1 | 0 | 0 | 1 | 1 | 0 | 0.037909 | 1
7031 | 0 | 0.030017 | 1 | 0 | 0 | 1 | 1 | 0 | 0.030017 | 1
7032 | 0 | 0.011382 | 1 | 0 | 0 | 1 | 1 | 0 | 0.011382 | 1
7033 | 0 | 0.0083857 | 1 | 0 | 0 | 1 | 1 | 0 | 0.0083857 | 1
7034 | 0 | 0 | 1 | 0 | 0 | 1 | 1 | 0 | 0 | 1
7035 | 0 | 0 | 1 | 0 | 0 | 1 | 1 | 0 | 0 | 1
7036 | 0 | 0 | 1 | 0 | 0 | 1 | 1 | 0 | 0 | 1
7037 | 0 | 0 | 1 | 0 | 0 | 1 | 1 | 0 | 0 | 1
7038 | 0 | 0 | 1 | 0 | 0 | 1 | 1 | 0 | 0 | 1
7039 | 0 | 0 | 1 | 0 | 0 | 1 | 1 | 0 | 0 | 1
7040 | 0 | 0 | 1 | 0 | 0 | 1 | 1 | 0 | 0 | 1
7041 | 0.1076 | 0 | 1 | 0 | 0 | 1 | 1 | 0.1076 | 0 | 1
7042 | 0.25142 | 0.0002384 | 1 | 0 | 0 | 1 | 1 | 0.25142 | 0.0002384 | 1
7043 | 0.30723 | 0.033708 | 1 | 0 | 0 | 1 | 1 | 0.30723 | 0.033708 | 1
7044 | 0.28613 | 0.04436 | 1 | 0 | 0 | 1 | 1 | 0.28613 | 0.04436 | 1
7045 | 0.24548 | 0.045475 | 1 | 0 | 0 | 1 | 1 | 0.24548 | 0.045475 | 1
7046 | 0.2414 | 0.061305 | 1 | 0 | 0 | 1 | 1 | 0.2414 | 0.061305 | 1
7047 | 0.19155 | 0.071346 | 1 | 0 | 0 | 1 | 1 | 0.19155 | 0.071346 | 1
7048 | 0.093931 | 0.031462 | 1 | 0 | 0 | 1 | 1 | 0.093931 | 0.031462 | 1
7049 | 0 | 0.031183 | 1 | 0 | 0 | 1 | 1 | 0 | 0.031183 | 1
7050 | 0 | 0.025257 | 1 | 0 | 1 | 1 | 1 | 0 | 0.025257 | 1
7051 | 0 | 0.00091595 | 1 | 0 | 1 | 1 | 1 | 0 | 0.00091595 | 1
7052 | 0 | 0 | 1 | 0 | 1 | 1 | 1 | 0 | 0 | 1
7053 | 0 | 0.0042516 | 1 | 0 | 1 | 1 | 1 | 0 | 0.0042516 | 1
7054 | 0 | 0 | 1 | 0 | 0 | 1 | 1 | 0 | 0 | 1
7055 | 0 | 0 | 1 | 0 | 0 | 1 | 1 | 0 | 0 | 1
7056 | 0 | 0 | 1 | 0 | 0 | 1 | 1 | 0 | 0 | 1
7057 | 0 | 0.0021884 | 1 | 0 | 0 | 1 | 1 | 0 | 0.0021884 | 1
7058 | 0 | 0 | 1 | 0 | 0 | 1 | 1 | 0 | 0 | 1
7059 | 0 | 0 | 1 | 0 | 0 | 1 | 1 | 0 | 0 | 1
7060 | 0 | 0 | 1 | 0 | 0 | 1 | 1 | 0 | 0 | 1
7061 | 0 | 0 | 1 | 0 | 0 | 1 | 1 | 0 | 0 | 1
7062 | 0 | 0 | 1 | 0 | 0 | 1 | 1 | 0 | 0 | 1
7063 | 0 | 0 | 1 | 0 | 0 | 1 | 1 | 0 | 0 | 1
7064 | 0 | 0 | 1 | 0 | 0 | 1 | 1 | 0 | 0 | 1
7065 | 0.085248 | 0 | 1 | 0 | 0 | 1 | 1 | 0.085248 | 0 | 1
7066 | 0.20773 | 0 | 1 | 0 | 0 | 1 | 1 | 0.20773 | 0 | 1
7067 | 0.19216 | 0.0053965 | 1 | 0 | 0 | 1 | 1 | 0.19216 | 0.0053965 | 1
7068 | 0.18127 | 0.013038 | 1 | 0 | 0 | 1 | 1 | 0.18127 | 0.013038 | 1
7069 | 0.074039 | 0.022181 | 1 | 0 | 0 | 1 | 1 | 0.074039 | 0.022181 | 1
7070 | 0.084359 | 0.035971 | 1 | 0 | 0 | 1 | 1 | 0.084359 | 0.035971 | 1
7071 | 0.07159 | 0.051993 | 1 | 0 | 0 | 1 | 1 | 0.07159 | 0.051993 | 1
7072 | 0 | 0.043171 | 1 | 0 | 0 | 1 | 1 | 0 | 0.043171 | 1
7073 | 0 | 0.026671 | 1 | 0 | 0 | 1 | 1 | 0 | 0.026671 | 1
7074 | 0 | 0 | 1 | 0 | 1 | 1 | 1 | 0 | 0 | 1
7075 | 0 | 0 | 1 | 0 | 1 | 1 | 1 | 0 | 0 | 1
7076 | 0 | 0 | 1 | 0 | 1 | 1 | 1 | 0 | 0 | 1
7077 | 0 | 0 | 1 | 0 | 1 | 1 | 1 | 0 | 0 | 1
7078 | 0 | 0 | 1 | 0 | 0 | 1 | 1 | 0 | 0 | 1
7079 | 0 | 0 | 1 | 0 | 0 | 1 | 1 | 0 | 0 | 1
7080 | 0 | 0 | 1 | 0 | 0 | 1 | 1 | 0 | 0 | 1
7081 | 0 | 0 | 0.94371 | 0 | 0 | 1 | 1 | 0 | 0 | 1
7082 | 0 | 0 | 0.94371 | 0 | 0 | 1 | 1 | 0 | 0 | 1
7083 | 0 | 0 | 0.94371 | 0 | 0 | 1 | 1 | 0 | 0 | 1
7084 | 0 | 0 | 0.94371 | 0 | 0 | 1 | 1 | 0 | 0 | 1
7085 | 0 | 0 | 0.94371 | 0 | 0 | 1 | 1 | 0 | 0 | 1
7086 | 0 | 0 | 0.94371 | 0 | 0 | 1 | 1 | 0 | 0 | 1
7087 | 0 | 0 | 0.94371 | 0 | 0 | 1 | 1 | 0 | 0 | 1
7088 | 0 | 0 | 0.94371 | 0 | 0 | 1 | 1 | 0 | 0 | 1
7089 | 0.040716 | 0 | 0.94371 | 0 | 0 | 1 | 1 | 0.040716 | 0 | 1
7090 | 0.18068 | 0 | 0.94371 | 0 | 0 | 1 | 1 | 0.18068 | 0 | 1
7091 | 0.16891 | 0 | 0.94371 | 0 | 0 | 1 | 1 | 0.16891 | 0 | 1
7092 | 0.17504 | 0.0049148 | 0.94371 | 0 | 0 | 1 | 1 | 0.17504 | 0.0049148 | 1
7093 | 0.094996 | 0.0086617 | 0.94371 | 0 | 0 | 1 | 1 | 0.094996 | 0.0086617 | 1
7094 | 0.10517 | 0.0056974 | 0.94371 | 0 | 0 | 1 | 1 | 0.10517 | 0.0056974 | 1
7095 | 0.037123 | 0.014458 | 0.94371 | 0 | 0 | 1 | 1 | 0.037123 | 0.014458 | 1
7096 | 0 | 0.019293 | 0.94371 | 0 | 0 | 1 | 1 | 0 | 0.019293 | 1
7097 | 0 | 0.0083321 | 0.94371 | 0 | 0 | 1 | 1 | 0 | 0.0083321 | 1
7098 | 0 | 0 | 0.94371 | 0 | 1 | 1 | 1 | 0 | 0 | 1
7099 | 0 | 0 | 0.94371 | 0 | 1 | 1 | 1 | 0 | 0 | 1
7100 | 0 | 0 | 0.94371 | 0 | 1 | 1 | 1 | 0 | 0 | 1
7101 | 0 | 0 | 0.94371 | 0 | 1 | 1 | 1 | 0 | 0 | 1
7102 | 0 | 0 | 0.94371 | 0 | 0 | 1 | 1 | 0 | 0 | 1
7103 | 0 | 0 | 0.94371 | 0 | 0 | 1 | 1 | 0 | 0 | 1
7104 | 0 | 0 | 0.94371 | 0 | 0 | 1 | 1 | 0 | 0 | 1
7105 | 0 | 0 | 0.94371 | 0 | 0 | 1 | 1 | 0 | 0 | 1
7106 | 0 | 0 | 0.94371 | 0 | 0 | 1 | 1 | 0 | 0 | 1
7107 | 0 | 0 | 0.94371 | 0 | 0 | 1 | 1 | 0 | 0 | 1
7108 | 0 | 0 | 0.94371 | 0 | 0 | 1 | 1 | 0 | 0 | 1
7109 | 0 | 0 | 0.94371 | 0 | 0 | 1 | 1 | 0 | 0 | 1
7110 | 0 | 0 | 0.94371 | 0 | 0 | 1 | 1 | 0 | 0 | 1
7111 | 0 | 0 | 0.94371 | 0 | 0 | 1 | 1 | 0 | 0 | 1
7112 | 0 | 0 | 0.94371 | 0 | 0 | 1 | 1 | 0 | 0 | 1
7113 | 0.023939 | 0 | 0.94371 | 0 | 0 | 1 | 1 | 0.023939 | 0 | 1
7114 | 0.20812 | 0 | 0.94371 | 0 | 0 | 1 | 1 | 0.20812 | 0 | 1
7115 | 0.16021 | 0 | 0.94371 | 0 | 0 | 1 | 1 | 0.16021 | 0 | 1
7116 | 0.11505 | 0.022699 | 0.94371 | 0 | 0 | 1 | 1 | 0.11505 | 0.022699 | 1
7117 | 0.11024 | 0.021637 | 0.94371 | 0 | 0 | 1 | 1 | 0.11024 | 0.021637 | 1
7118 | 0.080381 | 0.021188 | 0.94371 | 0 | 0 | 1 | 1 | 0.080381 | 0.021188 | 1
7119 | 0.025482 | 0.029956 | 0.94371 | 0 | 0 | 1 | 1 | 0.025482 | 0.029956 | 1
7120 | 0 | 0.039082 | 0.94371 | 0 | 0 | 1 | 1 | 0 | 0.039082 | 1
7121 | 0 | 0.029794 | 0.94371 | 0 | 0 | 1 | 1 | 0 | 0.029794 | 1
7122 | 0 | 0.024762 | 0.94371 | 0 | 1 | 1 | 1 | 0 | 0.024762 | 1
7123 | 0 | 0.01199 | 0.94371 | 0 | 1 | 1 | 1 | 0 | 0.01199 | 1
7124 | 0 | 0 | 0.94371 | 0 | 1 | 1 | 1 | 0 | 0 | 1
7125 | 0 | 0 | 0.94371 | 0 | 1 | 1 | 1 | 0 | 0 | 1
7126 | 0 | 0 | 0.94371 | 0 | 0 | 1 | 1 | 0 | 0 | 1
7127 | 0 | 0 | 0.94371 | 0 | 0 | 1 | 1 | 0 | 0 | 1
7128 | 0 | 0 | 0.94371 | 0 | 0 | 1 | 1 | 0 | 0 | 1
7129 | 0 | 0 | 0.94371 | 0 | 0 | 1 | 1 | 0 | 0 | 1
7130 | 0 | 0 | 0.94371 | 0 | 0 | 1 | 1 | 0 | 0 | 1
7131 | 0 | 0 | 0.94371 | 0 | 0 | 1 | 1 | 0 | 0 | 1
7132 | 0 | 0 | 0.94371 | 0 | 0 | 1 | 1 | 0 | 0 | 1
7133 | 0 | 0 | 0.94371 | 0 | 0 | 1 | 1 | 0 | 0 | 1
7134 | 0 | 0 | 0.94371 | 0 | 0 | 1 | 1 | 0 | 0 | 1
7135 | 0 | 0 | 0.94371 | 0 | 0 | 1 | 1 | 0 | 0 | 1
7136 | 0 | 0 | 0.94371 | 0 | 0 | 1 | 1 | 0 | 0 | 1
7137 | 0.050543 | 0 | 0.94371 | 0 | 0 | 1 | 1 | 0.050543 | 0 | 1
7138 | 0.27575 | 0 | 0.94371 | 0 | 0 | 1 | 1 | 0.27575 | 0 | 1
7139 | 0.28772 | 0 | 0.94371 | 0 | 0 | 1 | 1 | 0.28772 | 0 | 1
7140 | 0.24772 | 0.0038817 | 0.94371 | 0 | 0 | 1 | 1 | 0.24772 | 0.0038817 | 1
7141 | 0.29616 | 0 | 0.94371 | 0 | 0 | 1 | 1 | 0.29616 | 0 | 1
7142 | 0.20929 | 0 | 0.94371 | 0 | 0 | 1 | 1 | 0.20929 | 0 | 1
7143 | 0.14572 | 0 | 0.94371 | 0 | 0 | 1 | 1 | 0.14572 | 0 | 1
7144 | 0.0146 | 0.021634 | 0.94371 | 0 | 0 | 1 | 1 | 0.0146 | 0.021634 | 1
7145 | 0 | 0.01877 | 0.94371 | 0 | 0 | 1 | 1 | 0 | 0.01877 | 1
7146 | 0 | 0.014434 | 0.94371 | 0 | 1 | 1 | 1 | 0 | 0.014434 | 1
7147 | 0 | 0 | 0.94371 | 0 | 1 | 1 | 1 | 0 | 0 | 1
7148 | 0 | 0 | 0.94371 | 0 | 1 | 1 | 1 | 0 | 0 | 1
7149 | 0 | 0 | 0.94371 | 0 | 1 | 1 | 1 | 0 | 0 | 1
7150 | 0 | 0 | 0.94371 | 0 | 0 | 1 | 1 | 0 | 0 | 1
7151 | 0 | 0 | 0.94371 | 0 | 0 | 1 | 1 | 0 | 0 | 1
7152 | 0 | 0 | 0.94371 | 0 | 0 | 1 | 1 | 0 | 0 | 1
7153 | 0 | 0 | 0.94371 | 0 | 0 | 1 | 1 | 0 | 0 | 1
7154 | 0 | 0 | 0.94371 | 0 | 0 | 1 | 1 | 0 | 0 | 1
7155 | 0 | 0 | 0.94371 | 0 | 0 | 1 | 1 | 0 | 0 | 1
7156 | 0 | 0 | 0.94371 | 0 | 0 | 1 | 1 | 0 | 0 | 1
7157 | 0 | 0 | 0.94371 | 0 | 0 | 1 | 1 | 0 | 0 | 1
7158 | 0 | 0 | 0.94371 | 0 | 0 | 1 | 1 | 0 | 0 | 1
7159 | 0 | 0 | 0.94371 | 0 | 0 | 1 | 1 | 0 | 0 | 1
7160 | 0 | 0 | 0.94371 | 0 | 0 | 1 | 1 | 0 | 0 | 1
7161 | 0.059546 | 0 | 0.94371 | 0 | 0 | 1 | 1 | 0.059546 | 0 | 1
7162 | 0.24333 | 0 | 0.94371 | 0 | 0 | 1 | 1 | 0.24333 | 0 | 1
7163 | 0.24393 | 0 | 0.94371 | 0 | 0 | 1 | 1 | 0.24393 | 0 | 1
7164 | 0.16668 | 0 | 0.94371 | 0 | 0 | 1 | 1 | 0.16668 | 0 | 1
7165 | 0.26466 | 0 | 0.94371 | 0 | 0 | 1 | 1 | 0.26466 | 0 | 1
7166 | 0.14884 | 0 | 0.94371 | 0 | 0 | 1 | 1 | 0.14884 | 0 | 1
7167 | 0.11425 | 0 | 0.94371 | 0 | 0 | 1 | 1 | 0.11425 | 0 | 1
7168 | 0.0074556 | 0.012524 | 0.94371 | 0 | 0 | 1 | 1 | 0.0074556 | 0.012524 | 1
7169 | 0 | 0.015993 | 0.94371 | 0 | 0 | 1 | 1 | 0 | 0.015993 | 1
7170 | 0 | 0.012093 | 0.94371 | 0 | 1 | 1 | 1 | 0 | 0.012093 | 1
7171 | 0 | 0 | 0.94371 | 0 | 1 | 1 | 1 | 0 | 0 | 1
7172 | 0 | 0 | 0.94371 | 0 | 1 | 1 | 1 | 0 | 0 | 1
7173 | 0 | 0 | 0.94371 | 0 | 1 | 1 | 1 | 0 | 0 | 1
7174 | 0 | 0 | 0.94371 | 0 | 0 | 1 | 1 | 0 | 0 | 1
7175 | 0 | 0 | 0.94371 | 0 | 0 | 1 | 1 | 0 | 0 | 1
7176 | 0 | 0 | 0.94371 | 0 | 0 | 1 | 1 | 0 | 0 | 1
7177 | 0 | 0 | 0.94371 | 0 | 0 | 1 | 1 | 0 | 0 | 1
7178 | 0 | 0 | 0.94371 | 0 | 0 | 1 | 1 | 0 | 0 | 1
7179 | 0 | 0 | 0.94371 | 0 | 0 | 1 | 1 | 0 | 0 | 1
7180 | 0 | 0 | 0.94371 | 0 | 0 | 1 | 1 | 0 | 0 | 1
7181 | 0 | 0 | 0.94371 | 0 | 0 | 1 | 1 | 0 | 0 | 1
7182 | 0 | 0 | 0.94371 | 0 | 0 | 1 | 1 | 0 | 0 | 1
7183 | 0 | 0 | 0.94371 | 0 | 0 | 1 | 1 | 0 | 0 | 1
7184 | 0 | 0 | 0.94371 | 0 | 0 | 1 | 1 | 0 | 0 | 1
7185 | 0.067209 | 0 | 0.94371 | 0 | 0 | 1 | 1 | 0.067209 | 0 | 1
7186 | 0.18116 | 0 | 0.94371 | 0 | 0 | 1 | 1 | 0.18116 | 0 | 1
7187 | 0.25189 | 0 | 0.94371 | 0 | 0 | 1 | 1 | 0.25189 | 0 | 1
7188 | 0.24727 | 0.0031003 | 0.94371 | 0 | 0 | 1 | 1 | 0.24727 | 0.0031003 | 1
7189 | 0.28711 | 0.019643 | 0.94371 | 0 | 0 | 1 | 1 | 0.28711 | 0.019643 | 1
7190 | 0.13372 | 0 | 0.94371 | 0 | 0 | 1 | 1 | 0.13372 | 0 | 1
7191 | 0.033525 | 0.016872 | 0.94371 | 0 | 0 | 1 | 1 | 0.033525 | 0.016872 | 1
7192 | 0 | 0.025152 | 0.94371 | 0 | 0 | 1 | 1 | 0 | 0.025152 | 1
7193 | 0 | 0.047886 | 0.94371 | 0 | 0 | 1 | 1 | 0 | 0.047886 | 1
7194 | 0 | 0.046228 | 0.94371 | 0 | 1 | 1 | 1 | 0 | 0.046228 | 1
7195 | 0 | 0.0096504 | 0.94371 | 0 | 1 | 1 | 1 | 0 | 0.0096504 | 1
7196 | 0 | 0.0092316 | 0.94371 | 0 | 1 | 1 | 1 | 0 | 0.0092316 | 1
7197 | 0 | 0.016149 | 0.94371 | 0 | 1 | 1 | 1 | 0 | 0.016149 | 1
7198 | 0 | 0.0027018 | 0.94371 | 0 | 0 | 1 | 1 | 0 | 0.0027018 | 1
7199 | 0 | 0 | 0.94371 | 0 | 0 | 1 | 1 | 0 | 0 | 1
7200 | 0 | 0 | 0.94371 | 0 | 0 | 1 | 1 | 0 | 0 | 1
7201 | 0 | 0 | 0.92838 | 0 | 0 | 1 | 1 | 0 | 0 | 1
7202 | 0 | 0 | 0.92838 | 0 | 0 | 1 | 1 | 0 | 0 | 1
7203 | 0 | 0 | 0.92838 | 0 | 0 | 1 | 1 | 0 | 0 | 1
7204 | 0 | 0 | 0.92838 | 0 | 0 | 1 | 1 | 0 | 0 | 1
7205 | 0 | 0 | 0.92838 | 0 | 0 | 1 | 1 | 0 | 0 | 1
7206 | 0 | 0 | 0.92838 | 0 | 0 | 1 | 1 | 0 | 0 | 1
7207 | 0 | 0 | 0.92838 | 0 | 0 | 1 | 1 | 0 | 0 | 1
7208 | 0 | 0 | 0.92838 | 0 | 0 | 1 | 1 | 0 | 0 | 1
7209 | 0.0012356 | 0 | 0.92838 | 0 | 0 | 1 | 1 | 0.0012356 | 0 | 1
7210 | 0.075111 | 0 | 0.92838 | 0 | 0 | 1 | 1 | 0.075111 | 0 | 1
7211 | 0.15367 | 0.00099146 | 0.92838 | 0 | 0 | 1 | 1 | 0.15367 | 0.00099146 | 1
7212 | 0.14319 | 0.0098904 | 0.92838 | 0 | 0 | 1 | 1 | 0.14319 | 0.0098904 | 1
7213 | 0.1847 | 0.030489 | 0.92838 | 0 | 0 | 1 | 1 | 0.1847 | 0.030489 | 1
7214 | 0.099693 | 0.016855 | 0.92838 | 0 | 0 | 1 | 1 | 0.099693 | 0.016855 | 1
7215 | 0 | 0.042401 | 0.92838 | 0 | 0 | 1 | 1 | 0 | 0.042401 | 1
7216 | 0 | 0.024811 | 0.92838 | 0 | 0 | 1 | 1 | 0 | 0.024811 | 1
7217 | 0 | 0.031825 | 0.92838 | 0 | 0 | 1 | 1 | 0 | 0.031825 | 1
7218 | 0 | 0.02654 | 0.92838 | 0 | 1 | 1 | 1 | 0 | 0.02654 | 1
7219 | 0 | 0.0016691 | 0.92838 | 0 | 1 | 1 | 1 | 0 | 0.0016691 | 1
7220 | 0 | 0 | 0.92838 | 0 | 1 | 1 | 1 | 0 | 0 | 1
7221 | 0 | 0 | 0.92838 | 0 | 1 | 1 | 1 | 0 | 0 | 1
7222 | 0 | 0 | 0.92838 | 0 | 0 | 1 | 1 | 0 | 0 | 1
7223 | 0 | 0 | 0.92838 | 0 | 0 | 1 | 1 | 0 | 0 | 1
7224 | 0 | 0 | 0.92838 | 0 | 0 | 1 | 1 | 0 | 0 | 1
7225 | 0 | 0 | 0.92838 | 0 | 0 | 1 | 1 | 0 | 0 | 1
7226 | 0 | 0 | 0.92838 | 0 | 0 | 1 | 1 | 0 | 0 | 1
7227 | 0 | 0 | 0.92838 | 0 | 0 | 1 | 1 | 0 | 0 | 1
7228 | 0 | 0 | 0.92838 | 0 | 0 | 1 | 1 | 0 | 0 | 1
7229 | 0 | 0 | 0.92838 | 0 | 0 | 1 | 1 | 0 | 0 | 1
7230 | 0 | 0 | 0.92838 | 0 | 0 | 1 | 1 | 0 | 0 | 1
7231 | 0 | 0 | 0.92838 | 0 | 0 | 1 | 1 | 0 | 0 | 1
7232 | 0 | 0 | 0.92838 | 0 | 0 | 1 | 1 | 0 | 0 | 1
7233 | 0 | 0 | 0.92838 | 0 | 0 | 1 | 1 | 0 | 0 | 1
7234 | 0.012623 | 0 | 0.92838 | 0 | 0 | 1 | 1 | 0.012623 | 0 | 1
7235 | 0.12042 | 0 | 0.92838 | 0 | 0 | 1 | 1 | 0.12042 | 0 | 1
7236 | 0.12841 | 0 | 0.92838 | 0 | 0 | 1 | 1 | 0.12841 | 0 | 1
7237 | 0.097343 | 0.0019348 | 0.92838 | 0 | 0 | 1 | 1 | 0.097343 | 0.0019348 | 1
7238 | 0.039467 | 0 | 0.92838 | 0 | 0 | 1 | 1 | 0.039467 | 0 | 1
7239 | 0 | 0 | 0.92838 | 0 | 0 | 1 | 1 | 0 | 0 | 1
7240 | 0 | 0 | 0.92838 | 0 | 0 | 1 | 1 | 0 | 0 | 1
7241 | 0 | 0 | 0.92838 | 0 | 0 | 1 | 1 | 0 | 0 | 1
7242 | 0 | 0 | 0.92838 | 0 | 1 | 1 | 1 | 0 | 0 | 1
7243 | 0 | 0 | 0.92838 | 0 | 1 | 1 | 1 | 0 | 0 | 1
7244 | 0 | 0 | 0.92838 | 0 | 1 | 1 | 1 | 0 | 0 | 1
7245 | 0 | 0 | 0.92838 | 0 | 1 | 1 | 1 | 0 | 0 | 1
7246 | 0 | 0 | 0.92838 | 0 | 0 | 1 | 1 | 0 | 0 | 1
7247 | 0 | 0 | 0.92838 | 0 | 0 | 1 | 1 | 0 | 0 | 1
7248 | 0 | 0 | 0.92838 | 0 | 0 | 1 | 1 | 0 | 0 | 1
7249 | 0 | 0 | 0.92838 | 0 | 0 | 1 | 1 | 0 | 0 | 1
7250 | 0 | 0 | 0.92838 | 0 | 0 | 1 | 1 | 0 | 0 | 1
7251 | 0 | 0 | 0.92838 | 0 | 0 | 1 | 1 | 0 | 0 | 1
7252 | 0 | 0 | 0.92838 | 0 | 0 | 1 | 1 | 0 | 0 | 1
7253 | 0 | 0 | 0.92838 | 0 | 0 | 1 | 1 | 0 | 0 | 1
7254 | 0 | 0 | 0.92838 | 0 | 0 | 1 | 1 | 0 | 0 | 1
7255 | 0 | 0 | 0.92838 | 0 | 0 | 1 | 1 | 0 | 0 | 1
7256 | 0 | 0 | 0.92838 | 0 | 0 | 1 | 1 | 0 | 0 | 1
7257 | 0 | 0 | 0.92838 | 0 | 0 | 1 | 1 | 0 | 0 | 1
7258 | 0 | 0 | 0.92838 | 0 | 0 | 1 | 1 | 0 | 0 | 1
7259 | 0.081965 | 0 | 0.92838 | 0 | 0 | 1 | 1 | 0.081965 | 0 | 1
7260 | 0.094389 | 0 | 0.92838 | 0 | 0 | 1 | 1 | 0.094389 | 0 | 1
7261 | 0.073664 | 0 | 0.92838 | 0 | 0 | 1 | 1 | 0.073664 | 0 | 1
7262 | 0.041289 | 0 | 0.92838 | 0 | 0 | 1 | 1 | 0.041289 | 0 | 1
7263 | 0 | 0 | 0.92838 | 0 | 0 | 1 | 1 | 0 | 0 | 1
7264 | 0 | 0 | 0.92838 | 0 | 0 | 1 | 1 | 0 | 0 | 1
7265 | 0 | 0 | 0.92838 | 0 | 0 | 1 | 1 | 0 | 0 | 1
7266 | 0 | 0 | 0.92838 | 0 | 1 | 1 | 1 | 0 | 0 | 1
7267 | 0 | 0 | 0.92838 | 0 | 1 | 1 | 1 | 0 | 0 | 1
7268 | 0 | 0 | 0.92838 | 0 | 1 | 1 | 1 | 0 | 0 | 1
7269 | 0 | 0 | 0.92838 | 0 | 1 | 1 | 1 | 0 | 0 | 1
7270 | 0 | 0 | 0.92838 | 0 | 0 | 1 | 1 | 0 | 0 | 1
7271 | 0 | 0 | 0.92838 | 0 | 0 | 1 | 1 | 0 | 0 | 1
7272 | 0 | 0 | 0.92838 | 0 | 0 | 1 | 1 | 0 | 0 | 1
7273 | 0 | 0 | 0.98467 | 0 | 0 | 1 | 1 | 0 | 0 | 1
7274 | 0 | 0 | 0.98467 | 0 | 0 | 1 | 1 | 0 | 0 | 1
7275 | 0 | 0 | 0.98467 | 0 | 0 | 1 | 1 | 0 | 0 | 1
7276 | 0 | 0 | 0.98467 | 0 | 0 | 1 | 1 | 0 | 0 | 1
7277 | 0 | 0 | 0.98467 | 0 | 0 | 1 | 1 | 0 | 0 | 1
7278 | 0 | 0 | 0.98467 | 0 | 0 | 1 | 1 | 0 | 0 | 1
7279 | 0 | 0 | 0.98467 | 0 | 0 | 1 | 1 | 0 | 0 | 1
7280 | 0 | 0 | 0.98467 | 0 | 0 | 1 | 1 | 0 | 0 | 1
7281 | 0 | 0 | 0.98467 | 0 | 0 | 1 | 1 | 0 | 0 | 1
7282 | 0.072889 | 0 | 0.98467 | 0 | 0 | 1 | 1 | 0.072889 | 0 | 1
7283 | 0.1755 | 0 | 0.98467 | 0 | 0 | 1 | 1 | 0.1755 | 0 | 1
7284 | 0.21291 | 0 | 0.98467 | 0 | 0 | 1 | 1 | 0.21291 | 0 | 1
7285 | 0.18301 | 0 | 0.98467 | 0 | 0 | 1 | 1 | 0.18301 | 0 | 1
7286 | 0.10652 | 0 | 0.98467 | 0 | 0 | 1 | 1 | 0.10652 | 0 | 1
7287 | 0.046477 | 0 | 0.98467 | 0 | 0 | 1 | 1 | 0.046477 | 0 | 1
7288 | 0 | 0 | 0.98467 | 0 | 0 | 1 | 1 | 0 | 0 | 1
7289 | 0 | 0 | 0.98467 | 0 | 0 | 1 | 1 | 0 | 0 | 1
7290 | 0 | 0 | 0.98467 | 0 | 1 | 1 | 1 | 0 | 0 | 1
7291 | 0 | 0 | 0.98467 | 0 | 1 | 1 | 1 | 0 | 0 | 1
7292 | 0 | 0 | 0.98467 | 0 | 1 | 1 | 1 | 0 | 0 | 1
7293 | 0 | 0 | 0.98467 | 0 | 1 | 1 | 1 | 0 | 0 | 1
7294 | 0 | 0 | 0.98467 | 0 | 0 | 1 | 1 | 0 | 0 | 1
7295 | 0 | 0 | 0.98467 | 0 | 0 | 1 | 1 | 0 | 0 | 1
7296 | 0 | 0 | 0.98467 | 0 | 0 | 1 | 1 | 0 | 0 | 1
7297 | 0 | 0 | 0.98467 | 0 | 0 | 1 | 1 | 0 | 0 | 1
7298 | 0 | 0 | 0.98467 | 0 | 0 | 1 | 1 | 0 | 0 | 1
7299 | 0 | 0 | 0.98467 | 0 | 0 | 1 | 1 | 0 | 0 | 1
7300 | 0 | 0 | 0.98467 | 0 | 0 | 1 | 1 | 0 | 0 | 1
7301 | 0 | 0 | 0.98467 | 0 | 0 | 1 | 1 | 0 | 0 | 1
7302 | 0 | 0 | 0.98467 | 0 | 0 | 1 | 1 | 0 | 0 | 1
7303 | 0 | 0 | 0.98467 | 0 | 0 | 1 | 1 | 0 | 0 | 1
7304 | 0 | 0 | 0.98467 | 0 | 0 | 1 | 1 | 0 | 0 | 1
7305 | 0.049173 | 0 | 0.98467 | 0 | 0 | 1 | 1 | 0.049173 | 0 | 1
7306 | 0.18398 | 0 | 0.98467 | 0 | 0 | 1 | 1 | 0.18398 | 0 | 1
7307 | 0.24314 | 0 | 0.98467 | 0 | 0 | 1 | 1 | 0.24314 | 0 | 1
7308 | 0.35561 | 0.0070096 | 0.98467 | 0 | 0 | 1 | 1 | 0.35561 | 0.0070096 | 1
7309 | 0.3636 | 0.027845 | 0.98467 | 0 | 0 | 1 | 1 | 0.3636 | 0.027845 | 1
7310 | 0.26975 | 0.017541 | 0.98467 | 0 | 0 | 1 | 1 | 0.26975 | 0.017541 | 1
7311 | 0.17385 | 0 | 0.98467 | 0 | 0 | 1 | 1 | 0.17385 | 0 | 1
7312 | 0.059285 | 0 | 0.98467 | 0 | 0 | 1 | 1 | 0.059285 | 0 | 1
7313 | 0 | 0 | 0.98467 | 0 | 0 | 1 | 1 | 0 | 0 | 1
7314 | 0 | 0 | 0.98467 | 0 | 1 | 1 | 1 | 0 | 0 | 1
7315 | 0 | 0 | 0.98467 | 0 | 1 | 1 | 1 | 0 | 0 | 1
7316 | 0 | 0 | 0.98467 | 0 | 1 | 1 | 1 | 0 | 0 | 1
7317 | 0 | 0 | 0.98467 | 0 | 1 | 1 | 1 | 0 | 0 | 1
7318 | 0 | 0 | 0.98467 | 0 | 0 | 1 | 1 | 0 | 0 | 1
7319 | 0 | 0.011555 | 0.98467 | 0 | 0 | 1 | 1 | 0 | 0.011555 | 1
7320 | 0 | 0.0017427 | 0.98467 | 0 | 0 | 1 | 1 | 0 | 0.0017427 | 1
7321 | 0 | 0 | 0.98467 | 0 | 0 | 1 | 1 | 0 | 0 | 1
7322 | 0 | 0.010789 | 0.98467 | 0 | 0 | 1 | 1 | 0 | 0.010789 | 1
7323 | 0 | 0.0077106 | 0.98467 | 0 | 0 | 1 | 1 | 0 | 0.0077106 | 1
7324 | 0 | 0.006485 | 0.98467 | 0 | 0 | 1 | 1 | 0 | 0.006485 | 1
7325 | 0 | 0.014164 | 0.98467 | 0 | 0 | 1 | 1 | 0 | 0.014164 | 1
7326 | 0 | 0.0052329 | 0.98467 | 0 | 0 | 1 | 1 | 0 | 0.0052329 | 1
7327 | 0 | 0.0072483 | 0.98467 | 0 | 0 | 1 | 1 | 0 | 0.0072483 | 1
7328 | 0 | 0.031743 | 0.98467 | 0 | 0 | 1 | 1 | 0 | 0.031743 | 1
7329 | 0.078683 | 0.036587 | 0.98467 | 0 | 0 | 1 | 1 | 0.078683 | 0.036587 | 1
7330 | 0.21213 | 0.040395 | 0.98467 | 0 | 0 | 1 | 1 | 0.21213 | 0.040395 | 1
7331 | 0.24193 | 0.055952 | 0.98467 | 0 | 0 | 1 | 1 | 0.24193 | 0.055952 | 1
7332 | 0.32501 | 0.061203 | 0.98467 | 0 | 0 | 1 | 1 | 0.32501 | 0.061203 | 1
7333 | 0.30191 | 0.071061 | 0.98467 | 0 | 0 | 1 | 1 | 0.30191 | 0.071061 | 1
7334 | 0.25519 | 0.064705 | 0.98467 | 0 | 0 | 1 | 1 | 0.25519 | 0.064705 | 1
7335 | 0.23478 | 0.065922 | 0.98467 | 0 | 0 | 1 | 1 | 0.23478 | 0.065922 | 1
7336 | 0.083087 | 0.045089 | 0.98467 | 0 | 0 | 1 | 1 | 0.083087 | 0.045089 | 1
7337 | 0 | 0.026611 | 0.98467 | 0 | 0 | 1 | 1 | 0 | 0.026611 | 1
7338 | 0 | 0.020566 | 0.98467 | 0 | 1 | 1 | 1 | 0 | 0.020566 | 1
7339 | 0 | 0 | 0.98467 | 0 | 1 | 1 | 1 | 0 | 0 | 1
7340 | 0 | 0.015434 | 0.98467 | 0 | 1 | 1 | 1 | 0 | 0.015434 | 1
7341 | 0 | 0.013596 | 0.98467 | 0 | 1 | 1 | 1 | 0 | 0.013596 | 1
7342 | 0 | 0.029703 | 0.98467 | 0 | 0 | 1 | 1 | 0 | 0.029703 | 1
7343 | 0 | 0.043268 | 0.98467 | 0 | 0 | 1 | 1 | 0 | 0.043268 | 1
7344 | 0 | 0.032594 | 0.98467 | 0 | 0 | 1 | 1 | 0 | 0.032594 | 1
7345 | 0 | 0.014749 | 0.98467 | 0 | 0 | 1 | 1 | 0 | 0.014749 | 1
7346 | 0 | 0.010058 | 0.98467 | 0 | 0 | 1 | 1 | 0 | 0.010058 | 1
7347 | 0 | 0 | 0.98467 | 0 | 0 | 1 | 1 | 0 | 0 | 1
7348 | 0 | 0.014626 | 0.98467 | 0 | 0 | 1 | 1 | 0 | 0.014626 | 1
7349 | 0 | 0.019367 | 0.98467 | 0 | 0 | 1 | 1 | 0 | 0.019367 | 1
7350 | 0 | 0.020039 | 0.98467 | 0 | 0 | 1 | 1 | 0 | 0.020039 | 1
7351 | 0 | 0.045867 | 0.98467 | 0 | 0 | 1 | 1 | 0 | 0.045867 | 1
7352 | 0 | 0.06652 | 0.98467 | 0 | 0 | 1 | 1 | 0 | 0.06652 | 1
7353 | 0.039612 | 0.067438 | 0.98467 | 0 | 0 | 1 | 1 | 0.039612 | 0.067438 | 1
7354 | 0.16295 | 0.071112 | 0.98467 | 0 | 0 | 1 | 1 | 0.16295 | 0.071112 | 1
7355 | 0.17459 | 0.094429 | 0.98467 | 0 | 0 | 1 | 1 | 0.17459 | 0.094429 | 1
7356 | 0.26362 | 0.09651 | 0.98467 | 0 | 0 | 1 | 1 | 0.26362 | 0.09651 | 1
7357 | 0.26066 | 0.11433 | 0.98467 | 0 | 0 | 1 | 1 | 0.26066 | 0.11433 | 1
7358 | 0.2555 | 0.10911 | 0.98467 | 0 | 0 | 1 | 1 | 0.2555 | 0.10911 | 1
7359 | 0.26165 | 0.11014 | 0.98467 | 0 | 0 | 1 | 1 | 0.26165 | 0.11014 | 1
7360 | 0.14046 | 0.08866 | 0.98467 | 0 | 0 | 1 | 1 | 0.14046 | 0.08866 | 1
7361 | 0 | 0.067016 | 0.98467 | 0 | 0 | 1 | 1 | 0 | 0.067016 | 1
7362 | 0 | 0.058805 | 0.98467 | 0 | 1 | 1 | 1 | 0 | 0.058805 | 1
7363 | 0 | 0.036269 | 0.98467 | 0 | 1 | 1 | 1 | 0 | 0.036269 | 1
7364 | 0 | 0.043944 | 0.98467 | 0 | 1 | 1 | 1 | 0 | 0.043944 | 1
7365 | 0 | 0.036131 | 0.98467 | 0 | 1 | 1 | 1 | 0 | 0.036131 | 1
7366 | 0 | 0.05671 | 0.98467 | 0 | 0 | 1 | 1 | 0 | 0.05671 | 1
7367 | 0 | 0.058488 | 0.98467 | 0 | 0 | 1 | 1 | 0 | 0.058488 | 1
7368 | 0 | 0.063277 | 0.98467 | 0 | 0 | 1 | 1 | 0 | 0.063277 | 1
7369 | 0 | 0.026706 | 0.89861 | 0 | 0 | 1 | 1 | 0 | 0.026706 | 1
7370 | 0 | 0.047593 | 0.89861 | 0 | 0 | 1 | 1 | 0 | 0.047593 | 1
7371 | 0 | 0.026943 | 0.89861 | 0 | 0 | 1 | 1 | 0 | 0.026943 | 1
7372 | 0 | 0.028876 | 0.89861 | 0 | 0 | 1 | 1 | 0 | 0.028876 | 1
7373 | 0 | 0.038277 | 0.89861 | 0 | 0 | 1 | 1 | 0 | 0.038277 | 1
7374 | 0 | 0.03551 | 0.89861 | 0 | 0 | 1 | 1 | 0 | 0.03551 | 1
7375 | 0 | 0.065605 | 0.89861 | 0 | 0 | 1 | 1 | 0 | 0.065605 | 1
7376 | 0 | 0.0813 | 0.89861 | 0 | 0 | 1 | 1 | 0 | 0.0813 | 1
7377 | 0.021569 | 0.093599 | 0.89861 | 0 | 0 | 1 | 1 | 0.021569 | 0.093599 | 1
7378 | 0.14191 | 0.11147 | 0.89861 | 0 | 0 | 1 | 1 | 0.14191 | 0.11147 | 1
7379 | 0.19617 | 0.12784 | 0.89861 | 0 | 0 | 1 | 1 | 0.19617 | 0.12784 | 1
7380 | 0.2432 | 0.14143 | 0.89861 | 0 | 0 | 1 | 1 | 0.2432 | 0.14143 | 1
7381 | 0.21619 | 0.16498 | 0.89861 | 0 | 0 | 1 | 1 | 0.21619 | 0.16498 | 1
7382 | 0.24049 | 0.16324 | 0.89861 | 0 | 0 | 1 | 1 | 0.24049 | 0.16324 | 1
7383 | 0.22978 | 0.14759 | 0.89861 | 0 | 0 | 1 | 1 | 0.22978 | 0.14759 | 1
7384 | 0.10792 | 0.1294 | 0.89861 | 0 | 0 | 1 | 1 | 0.10792 | 0.1294 | 1
7385 | 0 | 0.11857 | 0.89861 | 0 | 0 | 1 | 1 | 0 | 0.11857 | 1
7386 | 0 | 0.093907 | 0.89861 | 0 | 1 | 1 | 1 | 0 | 0.093907 | 1
7387 | 0 | 0.065552 | 0.89861 | 0 | 1 | 1 | 1 | 0 | 0.065552 | 1
7388 | 0 | 0.071612 | 0.89861 | 0 | 1 | 1 | 1 | 0 | 0.071612 | 1
7389 | 0 | 0.072461 | 0.89861 | 0 | 1 | 1 | 1 | 0 | 0.072461 | 1
7390 | 0 | 0.08583 | 0.89861 | 0 | 0 | 1 | 1 | 0 | 0.08583 | 1
7391 | 0 | 0.059518 | 0.89861 | 0 | 0 | 1 | 1 | 0 | 0.059518 | 1
7392 | 0 | 0.050754 | 0.89861 | 0 | 0 | 1 | 1 | 0 | 0.050754 | 1
7393 | 0 | 0.050008 | 0.89861 | 0 | 0 | 1 | 1 | 0 | 0.050008 | 1
7394 | 0 | 0.026587 | 0.89861 | 0 | 0 | 1 | 1 | 0 | 0.026587 | 1
7395 | 0 | 0.0088295 | 0.89861 | 0 | 0 | 1 | 1 | 0 | 0.0088295 | 1
7396 | 0 | 0.002702 | 0.89861 | 0 | 0 | 1 | 1 | 0 | 0.002702 | 1
7397 | 0 | 0.0090614 | 0.89861 | 0 | 0 | 1 | 1 | 0 | 0.0090614 | 1
7398 | 0 | 0.0066551 | 0.89861 | 0 | 0 | 1 | 1 | 0 | 0.0066551 | 1
7399 | 0 | 0.022967 | 0.89861 | 0 | 0 | 1 | 1 | 0 | 0.022967 | 1
7400 | 0 | 0.03903 | 0.89861 | 0 | 0 | 1 | 1 | 0 | 0.03903 | 1
7401 | 0.058011 | 0.039572 | 0.89861 | 0 | 0 | 1 | 1 | 0.058011 | 0.039572 | 1
7402 | 0.18625 | 0.054635 | 0.89861 | 0 | 0 | 1 | 1 | 0.18625 | 0.054635 | 1
7403 | 0.25965 | 0.062486 | 0.89861 | 0 | 0 | 1 | 1 | 0.25965 | 0.062486 | 1
7404 | 0.30567 | 0.079047 | 0.89861 | 0 | 0 | 1 | 1 | 0.30567 | 0.079047 | 1
7405 | 0.31767 | 0.097446 | 0.89861 | 0 | 0 | 1 | 1 | 0.31767 | 0.097446 | 1
7406 | 0.34385 | 0.095482 | 0.89861 | 0 | 0 | 1 | 1 | 0.34385 | 0.095482 | 1
7407 | 0.27553 | 0.073057 | 0.89861 | 0 | 0 | 1 | 1 | 0.27553 | 0.073057 | 1
7408 | 0.13918 | 0.055696 | 0.89861 | 0 | 0 | 1 | 1 | 0.13918 | 0.055696 | 1
7409 | 0 | 0.060891 | 0.89861 | 0 | 0 | 1 | 1 | 0 | 0.060891 | 1
7410 | 0 | 0.033904 | 0.89861 | 0 | 1 | 1 | 1 | 0 | 0.033904 | 1
7411 | 0 | 0.017345 | 0.89861 | 0 | 1 | 1 | 1 | 0 | 0.017345 | 1
7412 | 0 | 0.012121 | 0.89861 | 0 | 1 | 1 | 1 | 0 | 0.012121 | 1
7413 | 0 | 0.0021539 | 0.89861 | 0 | 1 | 1 | 1 | 0 | 0.0021539 | 1
7414 | 0 | 0.014403 | 0.89861 | 0 | 0 | 1 | 1 | 0 | 0.014403 | 1
7415 | 0 | 0 | 0.89861 | 0 | 0 | 1 | 1 | 0 | 0 | 1
7416 | 0 | 0 | 0.89861 | 0 | 0 | 1 | 1 | 0 | 0 | 1
7417 | 0 | 0.034327 | 0.89861 | 0 | 0 | 1 | 1 | 0 | 0.034327 | 1
7418 | 0 | 0 | 0.89861 | 0 | 0 | 1 | 1 | 0 | 0 | 1
7419 | 0 | 0 | 0.89861 | 0 | 0 | 1 | 1 | 0 | 0 | 1
7420 | 0 | 0 | 0.89861 | 0 | 0 | 1 | 1 | 0 | 0 | 1
7421 | 0 | 0 | 0.89861 | 0 | 0 | 1 | 1 | 0 | 0 | 1
7422 | 0 | 0 | 0.89861 | 0 | 0 | 1 | 1 | 0 | 0 | 1
7423 | 0 | 0 | 0.89861 | 0 | 0 | 1 | 1 | 0 | 0 | 1
7424 | 0 | 0 | 0.89861 | 0 | 0 | 1 | 1 | 0 | 0 | 1
7425 | 0.087085 | 0 | 0.89861 | 0 | 0 | 1 | 1 | 0.087085 | 0 | 1
7426 | 0.23301 | 0 | 0.89861 | 0 | 0 | 1 | 1 | 0.23301 | 0 | 1
7427 | 0.28345 | 0 | 0.89861 | 0 | 0 | 1 | 1 | 0.28345 | 0 | 1
7428 | 0.28171 | 0.017958 | 0.89861 | 0 | 0 | 1 | 1 | 0.28171 | 0.017958 | 1
7429 | 0.25282 | 0.043484 | 0.89861 | 0 | 0 | 1 | 1 | 0.25282 | 0.043484 | 1
7430 | 0.27848 | 0.053736 | 0.89861 | 0 | 0 | 1 | 1 | 0.27848 | 0.053736 | 1
7431 | 0.17641 | 0.023076 | 0.89861 | 0 | 0 | 1 | 1 | 0.17641 | 0.023076 | 1
7432 | 0.018698 | 0.006122 | 0.89861 | 0 | 0 | 1 | 1 | 0.018698 | 0.006122 | 1
7433 | 0 | 0.017822 | 0.89861 | 0 | 0 | 1 | 1 | 0 | 0.017822 | 1
7434 | 0 | 0 | 0.89861 | 0 | 1 | 1 | 1 | 0 | 0 | 1
7435 | 0 | 0 | 0.89861 | 0 | 1 | 1 | 1 | 0 | 0 | 1
7436 | 0 | 0 | 0.89861 | 0 | 1 | 1 | 1 | 0 | 0 | 1
7437 | 0 | 0 | 0.89861 | 0 | 1 | 1 | 1 | 0 | 0 | 1
7438 | 0 | 0 | 0.89861 | 0 | 0 | 1 | 1 | 0 | 0 | 1
7439 | 0 | 0 | 0.89861 | 0 | 0 | 1 | 1 | 0 | 0 | 1
7440 | 0 | 0 | 0.89861 | 0 | 0 | 1 | 1 | 0 | 0 | 1
7441 | 0 | 0 | 0.89861 | 0 | 0 | 1 | 1 | 0 | 0 | 1
7442 | 0 | 0 | 0.89861 | 0 | 0 | 1 | 1 | 0 | 0 | 1
7443 | 0 | 0 | 0.89861 | 0 | 0 | 1 | 1 | 0 | 0 | 1
7444 | 0 | 0 | 0.89861 | 0 | 0 | 1 | 1 | 0 | 0 | 1
7445 | 0 | 0 | 0.89861 | 0 | 0 | 1 | 1 | 0 | 0 | 1
7446 | 0 | 0 | 0.89861 | 0 | 0 | 1 | 1 | 0 | 0 | 1
7447 | 0 | 0 | 0.89861 | 0 | 0 | 1 | 1 | 0 | 0 | 1
7448 | 0 | 0 | 0.89861 | 0 | 0 | 1 | 1 | 0 | 0 | 1
7449 | 0.12621 | 0 | 0.89861 | 0 | 0 | 1 | 1 | 0.12621 | 0 | 1
7450 | 0.28353 | 0 | 0.89861 | 0 | 0 | 1 | 1 | 0.28353 | 0 | 1
7451 | 0.30858 | 0 | 0.89861 | 0 | 0 | 1 | 1 | 0.30858 | 0 | 1
7452 | 0.32351 | 0 | 0.89861 | 0 | 0 | 1 | 1 | 0.32351 | 0 | 1
7453 | 0.26534 | 0 | 0.89861 | 0 | 0 | 1 | 1 | 0.26534 | 0 | 1
7454 | 0.25333 | 0.0068466 | 0.89861 | 0 | 0 | 1 | 1 | 0.25333 | 0.0068466 | 1
7455 | 0.15646 | 0 | 0.89861 | 0 | 0 | 1 | 1 | 0.15646 | 0 | 1
7456 | 0 | 0 | 0.89861 | 0 | 0 | 1 | 1 | 0 | 0 | 1
7457 | 0 | 0 | 0.89861 | 0 | 0 | 1 | 1 | 0 | 0 | 1
7458 | 0 | 0 | 0.89861 | 0 | 1 | 1 | 1 | 0 | 0 | 1
7459 | 0 | 0 | 0.89861 | 0 | 1 | 1 | 1 | 0 | 0 | 1
7460 | 0 | 0 | 0.89861 | 0 | 1 | 1 | 1 | 0 | 0 | 1
7461 | 0 | 0 | 0.89861 | 0 | 1 | 1 | 1 | 0 | 0 | 1
7462 | 0 | 0 | 0.89861 | 0 | 0 | 1 | 1 | 0 | 0 | 1
7463 | 0 | 0 | 0.89861 | 0 | 0 | 1 | 1 | 0 | 0 | 1
7464 | 0 | 0 | 0.89861 | 0 | 0 | 1 | 1 | 0 | 0 | 1
7465 | 0 | 0 | 0.89861 | 0 | 0 | 1 | 1 | 0 | 0 | 1
7466 | 0 | 0 | 0.89861 | 0 | 0 | 1 | 1 | 0 | 0 | 1
7467 | 0 | 0 | 0.89861 | 0 | 0 | 1 | 1 | 0 | 0 | 1
7468 | 0 | 0 | 0.89861 | 0 | 0 | 1 | 1 | 0 | 0 | 1
7469 | 0 | 0 | 0.89861 | 0 | 0 | 1 | 1 | 0 | 0 | 1
7470 | 0 | 0 | 0.89861 | 0 | 0 | 1 | 1 | 0 | 0 | 1
7471 | 0 | 0 | 0.89861 | 0 | 0 | 1 | 1 | 0 | 0 | 1
7472 | 0 | 0 | 0.89861 | 0 | 0 | 1 | 1 | 0 | 0 | 1
7473 | 0.12437 | 0 | 0.89861 | 0 | 0 | 1 | 1 | 0.12437 | 0 | 1
7474 | 0.29242 | 0 | 0.89861 | 0 | 0 | 1 | 1 | 0.29242 | 0 | 1
7475 | 0.30979 | 0 | 0.89861 | 0 | 0 | 1 | 1 | 0.30979 | 0 | 1
7476 | 0.29869 | 0 | 0.89861 | 0 | 0 | 1 | 1 | 0.29869 | 0 | 1
7477 | 0.20619 | 0 | 0.89861 | 0 | 0 | 1 | 1 | 0.20619 | 0 | 1
7478 | 0.25479 | 0.0035937 | 0.89861 | 0 | 0 | 1 | 1 | 0.25479 | 0.0035937 | 1
7479 | 0.12531 | 0 | 0.89861 | 0 | 0 | 1 | 1 | 0.12531 | 0 | 1
7480 | 0 | 0 | 0.89861 | 0 | 0 | 1 | 1 | 0 | 0 | 1
7481 | 0 | 0 | 0.89861 | 0 | 0 | 1 | 1 | 0 | 0 | 1
7482 | 0 | 0 | 0.89861 | 0 | 1 | 1 | 1 | 0 | 0 | 1
7483 | 0 | 0 | 0.89861 | 0 | 1 | 1 | 1 | 0 | 0 | 1
7484 | 0 | 0 | 0.89861 | 0 | 1 | 1 | 1 | 0 | 0 | 1
7485 | 0 | 0 | 0.89861 | 0 | 1 | 1 | 1 | 0 | 0 | 1
7486 | 0 | 0 | 0.89861 | 0 | 0 | 1 | 1 | 0 | 0 | 1
7487 | 0 | 0 | 0.89861 | 0 | 0 | 1 | 1 | 0 | 0 | 1
7488 | 0 | 0 | 0.89861 | 0 | 0 | 1 | 1 | 0 | 0 | 1
7489 | 0 | 0 | 0.89861 | 0 | 0 | 1 | 1 | 0 | 0 | 1
7490 | 0 | 0 | 0.89861 | 0 | 0 | 1 | 1 | 0 | 0 | 1
7491 | 0 | 0 | 0.89861 | 0 | 0 | 1 | 1 | 0 | 0 | 1
7492 | 0 | 0 | 0.89861 | 0 | 0 | 1 | 1 | 0 | 0 | 1
7493 | 0 | 0 | 0.89861 | 0 | 0 | 1 | 1 | 0 | 0 | 1
7494 | 0 | 0 | 0.89861 | 0 | 0 | 1 | 1 | 0 | 0 | 1
7495 | 0 | 0 | 0.89861 | 0 | 0 | 1 | 1 | 0 | 0 | 1
7496 | 0 | 0 | 0.89861 | 0 | 0 | 1 | 1 | 0 | 0 | 1
7497 | 0.077225 | 0 | 0.89861 | 0 | 0 | 1 | 1 | 0.077225 | 0 | 1
7498 | 0.23694 | 0 | 0.89861 | 0 | 0 | 1 | 1 | 0.23694 | 0 | 1
7499 | 0.33441 | 0 | 0.89861 | 0 | 0 | 1 | 1 | 0.33441 | 0 | 1
7500 | 0.40046 | 0 | 0.89861 | 0 | 0 | 1 | 1 | 0.40046 | 0 | 1
7501 | 0.30412 | 0 | 0.89861 | 0 | 0 | 1 | 1 | 0.30412 | 0 | 1
7502 | 0.34016 | 0 | 0.89861 | 0 | 0 | 1 | 1 | 0.34016 | 0 | 1
7503 | 0.19703 | 0 | 0.89861 | 0 | 0 | 1 | 1 | 0.19703 | 0 | 1
7504 | 0.04659 | 0 | 0.89861 | 0 | 0 | 1 | 1 | 0.04659 | 0 | 1
7505 | 0 | 0 | 0.89861 | 0 | 0 | 1 | 1 | 0 | 0 | 1
7506 | 0 | 0 | 0.89861 | 0 | 1 | 1 | 1 | 0 | 0 | 1
7507 | 0 | 0 | 0.89861 | 0 | 1 | 1 | 1 | 0 | 0 | 1
7508 | 0 | 0 | 0.89861 | 0 | 1 | 1 | 1 | 0 | 0 | 1
7509 | 0 | 0 | 0.89861 | 0 | 1 | 1 | 1 | 0 | 0 | 1
7510 | 0 | 0 | 0.89861 | 0 | 0 | 1 | 1 | 0 | 0 | 1
7511 | 0 | 0 | 0.89861 | 0 | 0 | 1 | 1 | 0 | 0 | 1
7512 | 0 | 0 | 0.89861 | 0 | 0 | 1 | 1 | 0 | 0 | 1
7513 | 0 | 0 | 0.86372 | 0 | 0 | 1 | 1 | 0 | 0 | 1
7514 | 0 | 0 | 0.86372 | 0 | 0 | 1 | 1 | 0 | 0 | 1
7515 | 0 | 0 | 0.86372 | 0 | 0 | 1 | 1 | 0 | 0 | 1
7516 | 0 | 0 | 0.86372 | 0 | 0 | 1 | 1 | 0 | 0 | 1
7517 | 0 | 0 | 0.86372 | 0 | 0 | 1 | 1 | 0 | 0 | 1
7518 | 0 | 0 | 0.86372 | 0 | 0 | 1 | 1 | 0 | 0 | 1
7519 | 0 | 0 | 0.86372 | 0 | 0 | 1 | 1 | 0 | 0 | 1
7520 | 0 | 0 | 0.86372 | 0 | 0 | 1 | 1 | 0 | 0 | 1
7521 | 0.066393 | 0 | 0.86372 | 0 | 0 | 1 | 1 | 0.066393 | 0 | 1
7522 | 0.19417 | 0 | 0.86372 | 0 | 0 | 1 | 1 | 0.19417 | 0 | 1
7523 | 0.27893 | 0 | 0.86372 | 0 | 0 | 1 | 1 | 0.27893 | 0 | 1
7524 | 0.27949 | 0 | 0.86372 | 0 | 0 | 1 | 1 | 0.27949 | 0 | 1
7525 | 0.24068 | 0 | 0.86372 | 0 | 0 | 1 | 1 | 0.24068 | 0 | 1
7526 | 0.2658 | 0 | 0.86372 | 0 | 0 | 1 | 1 | 0.2658 | 0 | 1
7527 | 0.18556 | 0.0062104 | 0.86372 | 0 | 0 | 1 | 1 | 0.18556 | 0.0062104 | 1
7528 | 0.067164 | 0 | 0.86372 | 0 | 0 | 1 | 1 | 0.067164 | 0 | 1
7529 | 0 | 0 | 0.86372 | 0 | 0 | 1 | 1 | 0 | 0 | 1
7530 | 0 | 0 | 0.86372 | 0 | 1 | 1 | 1 | 0 | 0 | 1
7531 | 0 | 0 | 0.86372 | 0 | 1 | 1 | 1 | 0 | 0 | 1
7532 | 0 | 0 | 0.86372 | 0 | 1 | 1 | 1 | 0 | 0 | 1
7533 | 0 | 0 | 0.86372 | 0 | 1 | 1 | 1 | 0 | 0 | 1
7534 | 0 | 0 | 0.86372 | 0 | 0 | 1 | 1 | 0 | 0 | 1
7535 | 0 | 0 | 0.86372 | 0 | 0 | 1 | 1 | 0 | 0 | 1
7536 | 0 | 0 | 0.86372 | 0 | 0 | 1 | 1 | 0 | 0 | 1
7537 | 0 | 0 | 0.87906 | 0 | 0 | 1 | 1 | 0 | 0 | 1
7538 | 0 | 0 | 0.87906 | 0 | 0 | 1 | 1 | 0 | 0 | 1
7539 | 0 | 0 | 0.87906 | 0 | 0 | 1 | 1 | 0 | 0 | 1
7540 | 0 | 0 | 0.87906 | 0 | 0 | 1 | 1 | 0 | 0 | 1
7541 | 0 | 0 | 0.87906 | 0 | 0 | 1 | 1 | 0 | 0 | 1
7542 | 0 | 0 | 0.87906 | 0 | 0 | 1 | 1 | 0 | 0 | 1
7543 | 0 | 0 | 0.87906 | 0 | 0 | 1 | 1 | 0 | 0 | 1
7544 | 0 | 0 | 0.87906 | 0 | 0 | 1 | 1 | 0 | 0 | 1
7545 | 0.068735 | 0 | 0.87906 | 0 | 0 | 1 | 1 | 0.068735 | 0 | 1
7546 | 0.19073 | 0 | 0.87906 | 0 | 0 | 1 | 1 | 0.19073 | 0 | 1
7547 | 0.26288 | 0 | 0.87906 | 0 | 0 | 1 | 1 | 0.26288 | 0 | 1
7548 | 0.27501 | 0 | 0.87906 | 0 | 0 | 1 | 1 | 0.27501 | 0 | 1
7549 | 0.29741 | 0 | 0.87906 | 0 | 0 | 1 | 1 | 0.29741 | 0 | 1
7550 | 0.21685 | 0 | 0.87906 | 0 | 0 | 1 | 1 | 0.21685 | 0 | 1
7551 | 0.21741 | 0.0082376 | 0.87906 | 0 | 0 | 1 | 1 | 0.21741 | 0.0082376 | 1
7552 | 0.10427 | 0 | 0.87906 | 0 | 0 | 1 | 1 | 0.10427 | 0 | 1
7553 | 0 | 0 | 0.87906 | 0 | 0 | 1 | 1 | 0 | 0 | 1
7554 | 0 | 0 | 0.87906 | 0 | 1 | 1 | 1 | 0 | 0 | 1
7555 | 0 | 0 | 0.87906 | 0 | 1 | 1 | 1 | 0 | 0 | 1
7556 | 0 | 0 | 0.87906 | 0 | 1 | 1 | 1 | 0 | 0 | 1
7557 | 0 | 0 | 0.87906 | 0 | 1 | 1 | 1 | 0 | 0 | 1
7558 | 0 | 0 | 0.87906 | 0 | 0 | 1 | 1 | 0 | 0 | 1
7559 | 0 | 0 | 0.87906 | 0 | 0 | 1 | 1 | 0 | 0 | 1
7560 | 0 | 0 | 0.87906 | 0 | 0 | 1 | 1 | 0 | 0 | 1
7561 | 0 | 0 | 0.87906 | 0 | 0 | 1 | 1 | 0 | 0 | 1
7562 | 0 | 0 | 0.87906 | 0 | 0 | 1 | 1 | 0 | 0 | 1
7563 | 0 | 0 | 0.87906 | 0 | 0 | 1 | 1 | 0 | 0 | 1
7564 | 0 | 0 | 0.87906 | 0 | 0 | 1 | 1 | 0 | 0 | 1
7565 | 0 | 0 | 0.87906 | 0 | 0 | 1 | 1 | 0 | 0 | 1
7566 | 0 | 0 | 0.87906 | 0 | 0 | 1 | 1 | 0 | 0 | 1
7567 | 0 | 0 | 0.87906 | 0 | 0 | 1 | 1 | 0 | 0 | 1
7568 | 0 | 0 | 0.87906 | 0 | 0 | 1 | 1 | 0 | 0 | 1
7569 | 0.10304 | 0 | 0.87906 | 0 | 0 | 1 | 1 | 0.10304 | 0 | 1
7570 | 0.19728 | 0 | 0.87906 | 0 | 0 | 1 | 1 | 0.19728 | 0 | 1
7571 | 0.31233 | 0 | 0.87906 | 0 | 0 | 1 | 1 | 0.31233 | 0 | 1
7572 | 0.25463 | 0 | 0.87906 | 0 | 0 | 1 | 1 | 0.25463 | 0 | 1
7573 | 0.25538 | 0 | 0.87906 | 0 | 0 | 1 | 1 | 0.25538 | 0 | 1
7574 | 0.21636 | 0 | 0.87906 | 0 | 0 | 1 | 1 | 0.21636 | 0 | 1
7575 | 0.26646 | 0.011152 | 0.87906 | 0 | 0 | 1 | 1 | 0.26646 | 0.011152 | 1
7576 | 0.13669 | 0 | 0.87906 | 0 | 0 | 1 | 1 | 0.13669 | 0 | 1
7577 | 0 | 0 | 0.87906 | 0 | 0 | 1 | 1 | 0 | 0 | 1
7578 | 0 | 0 | 0.87906 | 0 | 1 | 1 | 1 | 0 | 0 | 1
7579 | 0 | 0 | 0.87906 | 0 | 1 | 1 | 1 | 0 | 0 | 1
7580 | 0 | 0 | 0.87906 | 0 | 1 | 1 | 1 | 0 | 0 | 1
7581 | 0 | 0 | 0.87906 | 0 | 1 | 1 | 1 | 0 | 0 | 1
7582 | 0 | 0 | 0.87906 | 0 | 0 | 1 | 1 | 0 | 0 | 1
7583 | 0 | 0 | 0.87906 | 0 | 0 | 1 | 1 | 0 | 0 | 1
7584 | 0 | 0 | 0.87906 | 0 | 0 | 1 | 1 | 0 | 0 | 1
7585 | 0 | 0 | 0.87906 | 0 | 0 | 1 | 1 | 0 | 0 | 1
7586 | 0 | 0 | 0.87906 | 0 | 0 | 1 | 1 | 0 | 0 | 1
7587 | 0 | 0 | 0.87906 | 0 | 0 | 1 | 1 | 0 | 0 | 1
7588 | 0 | 0 | 0.87906 | 0 | 0 | 1 | 1 | 0 | 0 | 1
7589 | 0 | 0 | 0.87906 | 0 | 0 | 1 | 1 | 0 | 0 | 1
7590 | 0 | 0 | 0.87906 | 0 | 0 | 1 | 1 | 0 | 0 | 1
7591 | 0 | 0 | 0.87906 | 0 | 0 | 1 | 1 | 0 | 0 | 1
7592 | 0 | 0 | 0.87906 | 0 | 0 | 1 | 1 | 0 | 0 | 1
7593 | 0.036848 | 0 | 0.87906 | 0 | 0 | 1 | 1 | 0.036848 | 0 | 1
7594 | 0.1784 | 0 | 0.87906 | 0 | 0 | 1 | 1 | 0.1784 | 0 | 1
7595 | 0.29508 | 0 | 0.87906 | 0 | 0 | 1 | 1 | 0.29508 | 0 | 1
7596 | 0.32048 | 0 | 0.87906 | 0 | 0 | 1 | 1 | 0.32048 | 0 | 1
7597 | 0.26879 | 0 | 0.87906 | 0 | 0 | 1 | 1 | 0.26879 | 0 | 1
7598 | 0.26606 | 0 | 0.87906 | 0 | 0 | 1 | 1 | 0.26606 | 0 | 1
7599 | 0.25484 | 0 | 0.87906 | 0 | 0 | 1 | 1 | 0.25484 | 0 | 1
7600 | 0.094398 | 0 | 0.87906 | 0 | 0 | 1 | 1 | 0.094398 | 0 | 1
7601 | 0 | 0 | 0.87906 | 0 | 0 | 1 | 1 | 0 | 0 | 1
7602 | 0 | 0 | 0.87906 | 0 | 1 | 1 | 1 | 0 | 0 | 1
7603 | 0 | 0 | 0.87906 | 0 | 1 | 1 | 1 | 0 | 0 | 1
7604 | 0 | 0 | 0.87906 | 0 | 1 | 1 | 1 | 0 | 0 | 1
7605 | 0 | 0 | 0.87906 | 0 | 1 | 1 | 1 | 0 | 0 | 1
7606 | 0 | 0 | 0.87906 | 0 | 0 | 1 | 1 | 0 | 0 | 1
7607 | 0 | 0 | 0.87906 | 0 | 0 | 1 | 1 | 0 | 0 | 1
7608 | 0 | 0 | 0.87906 | 0 | 0 | 1 | 1 | 0 | 0 | 1
7609 | 0 | 0 | 0.87906 | 0 | 0 | 1 | 1 | 0 | 0 | 1
7610 | 0 | 0 | 0.87906 | 0 | 0 | 1 | 1 | 0 | 0 | 1
7611 | 0 | 0 | 0.87906 | 0 | 0 | 1 | 1 | 0 | 0 | 1
7612 | 0 | 0 | 0.87906 | 0 | 0 | 1 | 1 | 0 | 0 | 1
7613 | 0 | 0 | 0.87906 | 0 | 0 | 1 | 1 | 0 | 0 | 1
7614 | 0 | 0 | 0.87906 | 0 | 0 | 1 | 1 | 0 | 0 | 1
7615 | 0 | 0 | 0.87906 | 0 | 0 | 1 | 1 | 0 | 0 | 1
7616 | 0 | 0 | 0.87906 | 0 | 0 | 1 | 1 | 0 | 0 | 1
7617 | 0 | 0 | 0.87906 | 0 | 0 | 1 | 1 | 0 | 0 | 1
7618 | 0.13248 | 0 | 0.87906 | 0 | 0 | 1 | 1 | 0.13248 | 0 | 1
7619 | 0.24325 | 0 | 0.87906 | 0 | 0 | 1 | 1 | 0.24325 | 0 | 1
7620 | 0.25797 | 0 | 0.87906 | 0 | 0 | 1 | 1 | 0.25797 | 0 | 1
7621 | 0.21809 | 0 | 0.87906 | 0 | 0 | 1 | 1 | 0.21809 | 0 | 1
7622 | 0.24499 | 0 | 0.87906 | 0 | 0 | 1 | 1 | 0.24499 | 0 | 1
7623 | 0.1413 | 0 | 0.87906 | 0 | 0 | 1 | 1 | 0.1413 | 0 | 1
7624 | 0.041 | 0 | 0.87906 | 0 | 0 | 1 | 1 | 0.041 | 0 | 1
7625 | 0 | 0 | 0.87906 | 0 | 0 | 1 | 1 | 0 | 0 | 1
7626 | 0 | 0 | 0.87906 | 0 | 1 | 1 | 1 | 0 | 0 | 1
7627 | 0 | 0 | 0.87906 | 0 | 1 | 1 | 1 | 0 | 0 | 1
7628 | 0 | 0 | 0.87906 | 0 | 1 | 1 | 1 | 0 | 0 | 1
7629 | 0 | 0 | 0.87906 | 0 | 1 | 1 | 1 | 0 | 0 | 1
7630 | 0 | 0 | 0.87906 | 0 | 0 | 1 | 1 | 0 | 0 | 1
7631 | 0 | 0 | 0.87906 | 0 | 0 | 1 | 1 | 0 | 0 | 1
7632 | 0 | 0 | 0.87906 | 0 | 0 | 1 | 1 | 0 | 0 | 1
7633 | 0 | 0 | 0.87906 | 0 | 0 | 1 | 1 | 0 | 0 | 1
7634 | 0 | 0 | 0.87906 | 0 | 0 | 1 | 1 | 0 | 0 | 1
7635 | 0 | 0 | 0.87906 | 0 | 0 | 1 | 1 | 0 | 0 | 1
7636 | 0 | 0 | 0.87906 | 0 | 0 | 1 | 1 | 0 | 0 | 1
7637 | 0 | 0 | 0.87906 | 0 | 0 | 1 | 1 | 0 | 0 | 1
7638 | 0 | 0 | 0.87906 | 0 | 0 | 1 | 1 | 0 | 0 | 1
7639 | 0 | 0 | 0.87906 | 0 | 0 | 1 | 1 | 0 | 0 | 1
7640 | 0 | 0 | 0.87906 | 0 | 0 | 1 | 1 | 0 | 0 | 1
7641 | 0 | 0 | 0.87906 | 0 | 0 | 1 | 1 | 0 | 0 | 1
7642 | 0.078024 | 0 | 0.87906 | 0 | 0 | 1 | 1 | 0.078024 | 0 | 1
7643 | 0.15052 | 0 | 0.87906 | 0 | 0 | 1 | 1 | 0.15052 | 0 | 1
7644 | 0.14443 | 0.012724 | 0.87906 | 0 | 0 | 1 | 1 | 0.14443 | 0.012724 | 1
7645 | 0.13936 | 0.028856 | 0.87906 | 0 | 0 | 1 | 1 | 0.13936 | 0.028856 | 1
7646 | 0.11663 | 0.039441 | 0.87906 | 0 | 0 | 1 | 1 | 0.11663 | 0.039441 | 1
7647 | 0.029836 | 0.029589 | 0.87906 | 0 | 0 | 1 | 1 | 0.029836 | 0.029589 | 1
7648 | 0.0012426 | 0.023732 | 0.87906 | 0 | 0 | 1 | 1 | 0.0012426 | 0.023732 | 1
7649 | 0 | 0.0077879 | 0.87906 | 0 | 0 | 1 | 1 | 0 | 0.0077879 | 1
7650 | 0 | 0 | 0.87906 | 0 | 1 | 1 | 1 | 0 | 0 | 1
7651 | 0 | 0 | 0.87906 | 0 | 1 | 1 | 1 | 0 | 0 | 1
7652 | 0 | 0 | 0.87906 | 0 | 1 | 1 | 1 | 0 | 0 | 1
7653 | 0 | 0 | 0.87906 | 0 | 1 | 1 | 1 | 0 | 0 | 1
7654 | 0 | 0 | 0.87906 | 0 | 0 | 1 | 1 | 0 | 0 | 1
7655 | 0 | 0 | 0.87906 | 0 | 0 | 1 | 1 | 0 | 0 | 1
7656 | 0 | 0.0067822 | 0.87906 | 0 | 0 | 1 | 1 | 0 | 0.0067822 | 1
7657 | 0 | 0 | 0.87906 | 0 | 0 | 1 | 1 | 0 | 0 | 1
7658 | 0 | 0 | 0.87906 | 0 | 0 | 1 | 1 | 0 | 0 | 1
7659 | 0 | 0 | 0.87906 | 0 | 0 | 1 | 1 | 0 | 0 | 1
7660 | 0 | 0 | 0.87906 | 0 | 0 | 1 | 1 | 0 | 0 | 1
7661 | 0 | 0 | 0.87906 | 0 | 0 | 1 | 1 | 0 | 0 | 1
7662 | 0 | 0 | 0.87906 | 0 | 0 | 1 | 1 | 0 | 0 | 1
7663 | 0 | 0 | 0.87906 | 0 | 0 | 1 | 1 | 0 | 0 | 1
7664 | 0 | 0 | 0.87906 | 0 | 0 | 1 | 1 | 0 | 0 | 1
7665 | 0 | 0 | 0.87906 | 0 | 0 | 1 | 1 | 0 | 0 | 1
7666 | 0.051184 | 0 | 0.87906 | 0 | 0 | 1 | 1 | 0.051184 | 0 | 1
7667 | 0.11341 | 0.011886 | 0.87906 | 0 | 0 | 1 | 1 | 0.11341 | 0.011886 | 1
7668 | 0.10116 | 0.019704 | 0.87906 | 0 | 0 | 1 | 1 | 0.10116 | 0.019704 | 1
7669 | 0.13283 | 0.041848 | 0.87906 | 0 | 0 | 1 | 1 | 0.13283 | 0.041848 | 1
7670 | 0.086632 | 0.063673 | 0.87906 | 0 | 0 | 1 | 1 | 0.086632 | 0.063673 | 1
7671 | 0.018178 | 0.059228 | 0.87906 | 0 | 0 | 1 | 1 | 0.018178 | 0.059228 | 1
7672 | 0.011593 | 0.061523 | 0.87906 | 0 | 0 | 1 | 1 | 0.011593 | 0.061523 | 1
7673 | 0 | 0.049145 | 0.87906 | 0 | 0 | 1 | 1 | 0 | 0.049145 | 1
7674 | 0 | 0.0094832 | 0.87906 | 0 | 1 | 1 | 1 | 0 | 0.0094832 | 1
7675 | 0 | 0.0024156 | 0.87906 | 0 | 1 | 1 | 1 | 0 | 0.0024156 | 1
7676 | 0 | 0.0026929 | 0.87906 | 0 | 1 | 1 | 1 | 0 | 0.0026929 | 1
7677 | 0 | 0.0012599 | 0.87906 | 0 | 1 | 1 | 1 | 0 | 0.0012599 | 1
7678 | 0 | 0 | 0.87906 | 0 | 0 | 1 | 1 | 0 | 0 | 1
7679 | 0 | 0 | 0.87906 | 0 | 0 | 1 | 1 | 0 | 0 | 1
7680 | 0 | 0.016036 | 0.87906 | 0 | 0 | 1 | 1 | 0 | 0.016036 | 1
7681 | 0 | 0.0089206 | 0.87906 | 0 | 0 | 1 | 1 | 0 | 0.0089206 | 1
7682 | 0 | 0.0027481 | 0.87906 | 0 | 0 | 1 | 1 | 0 | 0.0027481 | 1
7683 | 0 | 0 | 0.87906 | 0 | 0 | 1 | 1 | 0 | 0 | 1
7684 | 0 | 0 | 0.87906 | 0 | 0 | 1 | 1 | 0 | 0 | 1
7685 | 0 | 0 | 0.87906 | 0 | 0 | 1 | 1 | 0 | 0 | 1
7686 | 0 | 0 | 0.87906 | 0 | 0 | 1 | 1 | 0 | 0 | 1
7687 | 0 | 0 | 0.87906 | 0 | 0 | 1 | 1 | 0 | 0 | 1
7688 | 0 | 0 | 0.87906 | 0 | 0 | 1 | 1 | 0 | 0 | 1
7689 | 0.0086665 | 0 | 0.87906 | 0 | 0 | 1 | 1 | 0.0086665 | 0 | 1
7690 | 0.069091 | 0 | 0.87906 | 0 | 0 | 1 | 1 | 0.069091 | 0 | 1
7691 | 0.14671 | 0.028679 | 0.87906 | 0 | 0 | 1 | 1 | 0.14671 | 0.028679 | 1
7692 | 0.13807 | 0.046439 | 0.87906 | 0 | 0 | 1 | 1 | 0.13807 | 0.046439 | 1
7693 | 0.15695 | 0.052443 | 0.87906 | 0 | 0 | 1 | 1 | 0.15695 | 0.052443 | 1
7694 | 0.11359 | 0.061372 | 0.87906 | 0 | 0 | 1 | 1 | 0.11359 | 0.061372 | 1
7695 | 0.036612 | 0.066551 | 0.87906 | 0 | 0 | 1 | 1 | 0.036612 | 0.066551 | 1
7696 | 0.038412 | 0.068922 | 0.87906 | 0 | 0 | 1 | 1 | 0.038412 | 0.068922 | 1
7697 | 0 | 0.054717 | 0.87906 | 0 | 0 | 1 | 1 | 0 | 0.054717 | 1
7698 | 0 | 0.020908 | 0.87906 | 0 | 1 | 1 | 1 | 0 | 0.020908 | 1
7699 | 0 | 0.012903 | 0.87906 | 0 | 1 | 1 | 1 | 0 | 0.012903 | 1
7700 | 0 | 0.010178 | 0.87906 | 0 | 1 | 1 | 1 | 0 | 0.010178 | 1
7701 | 0 | 0.00055478 | 0.87906 | 0 | 1 | 1 | 1 | 0 | 0.00055478 | 1
7702 | 0 | 0 | 0.87906 | 0 | 0 | 1 | 1 | 0 | 0 | 1
7703 | 0 | 0 | 0.87906 | 0 | 0 | 1 | 1 | 0 | 0 | 1
7704 | 0 | 0 | 0.87906 | 0 | 0 | 1 | 1 | 0 | 0 | 1
7705 | 0 | 0.015227 | 0.87906 | 0 | 0 | 1 | 1 | 0 | 0.015227 | 1
7706 | 0 | 0 | 0.87906 | 0 | 0 | 1 | 1 | 0 | 0 | 1
7707 | 0 | 0 | 0.87906 | 0 | 0 | 1 | 1 | 0 | 0 | 1
7708 | 0 | 0 | 0.87906 | 0 | 0 | 1 | 1 | 0 | 0 | 1
7709 | 0 | 0 | 0.87906 | 0 | 0 | 1 | 1 | 0 | 0 | 1
7710 | 0 | 0 | 0.87906 | 0 | 0 | 1 | 1 | 0 | 0 | 1
7711 | 0 | 0 | 0.87906 | 0 | 0 | 1 | 1 | 0 | 0 | 1
7712 | 0 | 0 | 0.87906 | 0 | 0 | 1 | 1 | 0 | 0 | 1
7713 | 0.05074 | 0 | 0.87906 | 0 | 0 | 1 | 1 | 0.05074 | 0 | 1
7714 | 0.12934 | 0 | 0.87906 | 0 | 0 | 1 | 1 | 0.12934 | 0 | 1
7715 | 0.22375 | 0.011747 | 0.87906 | 0 | 0 | 1 | 1 | 0.22375 | 0.011747 | 1
7716 | 0.23247 | 0.033601 | 0.87906 | 0 | 0 | 1 | 1 | 0.23247 | 0.033601 | 1
7717 | 0.2356 | 0.041321 | 0.87906 | 0 | 0 | 1 | 1 | 0.2356 | 0.041321 | 1
7718 | 0.20254 | 0.056883 | 0.87906 | 0 | 0 | 1 | 1 | 0.20254 | 0.056883 | 1
7719 | 0.072853 | 0.05308 | 0.87906 | 0 | 0 | 1 | 1 | 0.072853 | 0.05308 | 1
7720 | 0.023501 | 0.045039 | 0.87906 | 0 | 0 | 1 | 1 | 0.023501 | 0.045039 | 1
7721 | 0 | 0.030249 | 0.87906 | 0 | 0 | 1 | 1 | 0 | 0.030249 | 1
7722 | 0 | 0.0061038 | 0.87906 | 0 | 1 | 1 | 1 | 0 | 0.0061038 | 1
7723 | 0 | 0 | 0.87906 | 0 | 1 | 1 | 1 | 0 | 0 | 1
7724 | 0 | 0 | 0.87906 | 0 | 1 | 1 | 1 | 0 | 0 | 1
7725 | 0 | 0 | 0.87906 | 0 | 1 | 1 | 1 | 0 | 0 | 1
7726 | 0 | 0 | 0.87906 | 0 | 0 | 1 | 1 | 0 | 0 | 1
7727 | 0 | 0 | 0.87906 | 0 | 0 | 1 | 1 | 0 | 0 | 1
7728 | 0 | 0 | 0.87906 | 0 | 0 | 1 | 1 | 0 | 0 | 1
7729 | 0 | 0 | 0.87906 | 0 | 0 | 1 | 1 | 0 | 0 | 1
7730 | 0 | 0 | 0.87906 | 0 | 0 | 1 | 1 | 0 | 0 | 1
7731 | 0 | 0 | 0.87906 | 0 | 0 | 1 | 1 | 0 | 0 | 1
7732 | 0 | 0 | 0.87906 | 0 | 0 | 1 | 1 | 0 | 0 | 1
7733 | 0 | 0 | 0.87906 | 0 | 0 | 1 | 1 | 0 | 0 | 1
7734 | 0 | 0 | 0.87906 | 0 | 0 | 1 | 1 | 0 | 0 | 1
7735 | 0 | 0 | 0.87906 | 0 | 0 | 1 | 1 | 0 | 0 | 1
7736 | 0 | 0 | 0.87906 | 0 | 0 | 1 | 1 | 0 | 0 | 1
7737 | 0.054149 | 0.0032226 | 0.87906 | 0 | 0 | 1 | 1 | 0.054149 | 0.0032226 | 1
7738 | 0.15556 | 0.0024684 | 0.87906 | 0 | 0 | 1 | 1 | 0.15556 | 0.0024684 | 1
7739 | 0.20624 | 0.005262 | 0.87906 | 0 | 0 | 1 | 1 | 0.20624 | 0.005262 | 1
7740 | 0.1772 | 0.037244 | 0.87906 | 0 | 0 | 1 | 1 | 0.1772 | 0.037244 | 1
7741 | 0.19564 | 0.037465 | 0.87906 | 0 | 0 | 1 | 1 | 0.19564 | 0.037465 | 1
7742 | 0.20133 | 0.042637 | 0.87906 | 0 | 0 | 1 | 1 | 0.20133 | 0.042637 | 1
7743 | 0.047321 | 0.038712 | 0.87906 | 0 | 0 | 1 | 1 | 0.047321 | 0.038712 | 1
7744 | 0 | 0.027617 | 0.87906 | 0 | 0 | 1 | 1 | 0 | 0.027617 | 1
7745 | 0 | 0.0057637 | 0.87906 | 0 | 0 | 1 | 1 | 0 | 0.0057637 | 1
7746 | 0 | 0 | 0.87906 | 0 | 1 | 1 | 1 | 0 | 0 | 1
7747 | 0 | 0 | 0.87906 | 0 | 1 | 1 | 1 | 0 | 0 | 1
7748 | 0 | 0 | 0.87906 | 0 | 1 | 1 | 1 | 0 | 0 | 1
7749 | 0 | 0 | 0.87906 | 0 | 1 | 1 | 1 | 0 | 0 | 1
7750 | 0 | 0 | 0.87906 | 0 | 0 | 1 | 1 | 0 | 0 | 1
7751 | 0 | 0 | 0.87906 | 0 | 0 | 1 | 1 | 0 | 0 | 1
7752 | 0 | 0.006935 | 0.87906 | 0 | 0 | 1 | 1 | 0 | 0.006935 | 1
7753 | 0 | 0 | 0.87906 | 0 | 0 | 1 | 1 | 0 | 0 | 1
7754 | 0 | 0.0073247 | 0.87906 | 0 | 0 | 1 | 1 | 0 | 0.0073247 | 1
7755 | 0 | 0 | 0.87906 | 0 | 0 | 1 | 1 | 0 | 0 | 1
7756 | 0 | 0 | 0.87906 | 0 | 0 | 1 | 1 | 0 | 0 | 1
7757 | 0 | 0 | 0.87906 | 0 | 0 | 1 | 1 | 0 | 0 | 1
7758 | 0 | 0.0031683 | 0.87906 | 0 | 0 | 1 | 1 | 0 | 0.0031683 | 1
7759 | 0 | 0 | 0.87906 | 0 | 0 | 1 | 1 | 0 | 0 | 1
7760 | 0 | 0 | 0.87906 | 0 | 0 | 1 | 1 | 0 | 0 | 1
7761 | 0 | 0 | 0.87906 | 0 | 0 | 1 | 1 | 0 | 0 | 1
7762 | 0.086073 | 0.0042251 | 0.87906 | 0 | 0 | 1 | 1 | 0.086073 | 0.0042251 | 1
7763 | 0.098361 | 0.0074983 | 0.87906 | 0 | 0 | 1 | 1 | 0.098361 | 0.0074983 | 1
7764 | 0.14022 | 0.029516 | 0.87906 | 0 | 0 | 1 | 1 | 0.14022 | 0.029516 | 1
7765 | 0.15814 | 0.010398 | 0.87906 | 0 | 0 | 1 | 1 | 0.15814 | 0.010398 | 1
7766 | 0.17299 | 0.013852 | 0.87906 | 0 | 0 | 1 | 1 | 0.17299 | 0.013852 | 1
7767 | 0.082383 | 0.025561 | 0.87906 | 0 | 0 | 1 | 1 | 0.082383 | 0.025561 | 1
7768 | 0 | 0.0032174 | 0.87906 | 0 | 0 | 1 | 1 | 0 | 0.0032174 | 1
7769 | 0 | 0 | 0.87906 | 0 | 0 | 1 | 1 | 0 | 0 | 1
7770 | 0 | 0 | 0.87906 | 0 | 1 | 1 | 1 | 0 | 0 | 1
7771 | 0 | 0 | 0.87906 | 0 | 1 | 1 | 1 | 0 | 0 | 1
7772 | 0 | 0 | 0.87906 | 0 | 1 | 1 | 1 | 0 | 0 | 1
7773 | 0 | 0 | 0.87906 | 0 | 1 | 1 | 1 | 0 | 0 | 1
7774 | 0 | 0.0019255 | 0.87906 | 0 | 0 | 1 | 1 | 0 | 0.0019255 | 1
7775 | 0 | 0.014388 | 0.87906 | 0 | 0 | 1 | 1 | 0 | 0.014388 | 1
7776 | 0 | 0.021237 | 0.87906 | 0 | 0 | 1 | 1 | 0 | 0.021237 | 1
7777 | 0 | 0.013714 | 0.87906 | 0 | 0 | 1 | 1 | 0 | 0.013714 | 1
7778 | 0 | 0 | 0.87906 | 0 | 0 | 1 | 1 | 0 | 0 | 1
7779 | 0 | 0 | 0.87906 | 0 | 0 | 1 | 1 | 0 | 0 | 1
7780 | 0 | 0 | 0.87906 | 0 | 0 | 1 | 1 | 0 | 0 | 1
7781 | 0 | 0 | 0.87906 | 0 | 0 | 1 | 1 | 0 | 0 | 1
7782 | 0 | 0 | 0.87906 | 0 | 0 | 1 | 1 | 0 | 0 | 1
7783 | 0 | 0 | 0.87906 | 0 | 0 | 1 | 1 | 0 | 0 | 1
7784 | 0 | 0 | 0.87906 | 0 | 0 | 1 | 1 | 0 | 0 | 1
7785 | 0 | 0 | 0.87906 | 0 | 0 | 1 | 1 | 0 | 0 | 1
7786 | 0.061672 | 0 | 0.87906 | 0 | 0 | 1 | 1 | 0.061672 | 0 | 1
7787 | 0.099689 | 0 | 0.87906 | 0 | 0 | 1 | 1 | 0.099689 | 0 | 1
7788 | 0.14445 | 0 | 0.87906 | 0 | 0 | 1 | 1 | 0.14445 | 0 | 1
7789 | 0.15737 | 0 | 0.87906 | 0 | 0 | 1 | 1 | 0.15737 | 0 | 1
7790 | 0.20101 | 0 | 0.87906 | 0 | 0 | 1 | 1 | 0.20101 | 0 | 1
7791 | 0.11323 | 0.0031877 | 0.87906 | 0 | 0 | 1 | 1 | 0.11323 | 0.0031877 | 1
7792 | 0.011259 | 0 | 0.87906 | 0 | 0 | 1 | 1 | 0.011259 | 0 | 1
7793 | 0 | 0 | 0.87906 | 0 | 0 | 1 | 1 | 0 | 0 | 1
7794 | 0 | 0 | 0.87906 | 0 | 1 | 1 | 1 | 0 | 0 | 1
7795 | 0 | 0 | 0.87906 | 0 | 1 | 1 | 1 | 0 | 0 | 1
7796 | 0 | 0 | 0.87906 | 0 | 1 | 1 | 1 | 0 | 0 | 1
7797 | 0 | 0 | 0.87906 | 0 | 1 | 1 | 1 | 0 | 0 | 1
7798 | 0 | 0 | 0.87906 | 0 | 0 | 1 | 1 | 0 | 0 | 1
7799 | 0 | 0 | 0.87906 | 0 | 0 | 1 | 1 | 0 | 0 | 1
7800 | 0 | 0 | 0.87906 | 0 | 0 | 1 | 1 | 0 | 0 | 1
7801 | 0 | 0.0097985 | 0.87906 | 0 | 0 | 1 | 1 | 0 | 0.0097985 | 1
7802 | 0 | 0 | 0.87906 | 0 | 0 | 1 | 1 | 0 | 0 | 1
7803 | 0 | 0 | 0.87906 | 0 | 0 | 1 | 1 | 0 | 0 | 1
7804 | 0 | 0 | 0.87906 | 0 | 0 | 1 | 1 | 0 | 0 | 1
7805 | 0 | 0 | 0.87906 | 0 | 0 | 1 | 1 | 0 | 0 | 1
7806 | 0 | 0 | 0.87906 | 0 | 0 | 1 | 1 | 0 | 0 | 1
7807 | 0 | 0 | 0.87906 | 0 | 0 | 1 | 1 | 0 | 0 | 1
7808 | 0 | 0 | 0.87906 | 0 | 0 | 1 | 1 | 0 | 0 | 1
7809 | 0 | 0 | 0.87906 | 0 | 0 | 1 | 1 | 0 | 0 | 1
7810 | 0.056526 | 0 | 0.87906 | 0 | 0 | 1 | 1 | 0.056526 | 0 | 1
7811 | 0.15263 | 0 | 0.87906 | 0 | 0 | 1 | 1 | 0.15263 | 0 | 1
7812 | 0.23013 | 0 | 0.87906 | 0 | 0 | 1 | 1 | 0.23013 | 0 | 1
7813 | 0.22805 | 0 | 0.87906 | 0 | 0 | 1 | 1 | 0.22805 | 0 | 1
7814 | 0.21336 | 0 | 0.87906 | 0 | 0 | 1 | 1 | 0.21336 | 0 | 1
7815 | 0.18897 | 0 | 0.87906 | 0 | 0 | 1 | 1 | 0.18897 | 0 | 1
7816 | 0.023854 | 0 | 0.87906 | 0 | 0 | 1 | 1 | 0.023854 | 0 | 1
7817 | 0 | 0 | 0.87906 | 0 | 0 | 1 | 1 | 0 | 0 | 1
7818 | 0 | 0 | 0.87906 | 0 | 1 | 1 | 1 | 0 | 0 | 1
7819 | 0 | 0 | 0.87906 | 0 | 1 | 1 | 1 | 0 | 0 | 1
7820 | 0 | 0 | 0.87906 | 0 | 1 | 1 | 1 | 0 | 0 | 1
7821 | 0 | 0 | 0.87906 | 0 | 1 | 1 | 1 | 0 | 0 | 1
7822 | 0 | 0 | 0.87906 | 0 | 0 | 1 | 1 | 0 | 0 | 1
7823 | 0 | 0 | 0.87906 | 0 | 0 | 1 | 1 | 0 | 0 | 1
7824 | 0 | 0 | 0.87906 | 0 | 0 | 1 | 1 | 0 | 0 | 1
7825 | 0 | 0 | 0.91394 | 0 | 0 | 1 | 1 | 0 | 0 | 1
7826 | 0 | 0 | 0.91394 | 0 | 0 | 1 | 1 | 0 | 0 | 1
7827 | 0 | 0 | 0.91394 | 0 | 0 | 1 | 1 | 0 | 0 | 1
7828 | 0 | 0 | 0.91394 | 0 | 0 | 1 | 1 | 0 | 0 | 1
7829 | 0 | 0 | 0.91394 | 0 | 0 | 1 | 1 | 0 | 0 | 1
7830 | 0 | 0 | 0.91394 | 0 | 0 | 1 | 1 | 0 | 0 | 1
7831 | 0 | 0 | 0.91394 | 0 | 0 | 1 | 1 | 0 | 0 | 1
7832 | 0 | 0 | 0.91394 | 0 | 0 | 1 | 1 | 0 | 0 | 1
7833 | 0 | 0 | 0.91394 | 0 | 0 | 1 | 1 | 0 | 0 | 1
7834 | 0.13136 | 0 | 0.91394 | 0 | 0 | 1 | 1 | 0.13136 | 0 | 1
7835 | 0.26512 | 0 | 0.91394 | 0 | 0 | 1 | 1 | 0.26512 | 0 | 1
7836 | 0.27415 | 0 | 0.91394 | 0 | 0 | 1 | 1 | 0.27415 | 0 | 1
7837 | 0.23253 | 0 | 0.91394 | 0 | 0 | 1 | 1 | 0.23253 | 0 | 1
7838 | 0.19207 | 0 | 0.91394 | 0 | 0 | 1 | 1 | 0.19207 | 0 | 1
7839 | 0.14148 | 0 | 0.91394 | 0 | 0 | 1 | 1 | 0.14148 | 0 | 1
7840 | 0.017561 | 0 | 0.91394 | 0 | 0 | 1 | 1 | 0.017561 | 0 | 1
7841 | 0 | 0 | 0.91394 | 0 | 0 | 1 | 1 | 0 | 0 | 1
7842 | 0 | 0 | 0.91394 | 0 | 1 | 1 | 1 | 0 | 0 | 1
7843 | 0 | 0 | 0.91394 | 0 | 1 | 1 | 1 | 0 | 0 | 1
7844 | 0 | 0 | 0.91394 | 0 | 1 | 1 | 1 | 0 | 0 | 1
7845 | 0 | 0 | 0.91394 | 0 | 1 | 1 | 1 | 0 | 0 | 1
7846 | 0 | 0 | 0.91394 | 0 | 0 | 1 | 1 | 0 | 0 | 1
7847 | 0 | 0 | 0.91394 | 0 | 0 | 1 | 1 | 0 | 0 | 1
7848 | 0 | 0 | 0.91394 | 0 | 0 | 1 | 1 | 0 | 0 | 1
7849 | 0 | 0 | 0.91394 | 0 | 0 | 1 | 1 | 0 | 0 | 1
7850 | 0 | 0 | 0.91394 | 0 | 0 | 1 | 1 | 0 | 0 | 1
7851 | 0 | 0 | 0.91394 | 0 | 0 | 1 | 1 | 0 | 0 | 1
7852 | 0 | 0 | 0.91394 | 0 | 0 | 1 | 1 | 0 | 0 | 1
7853 | 0 | 0 | 0.91394 | 0 | 0 | 1 | 1 | 0 | 0 | 1
7854 | 0 | 0 | 0.91394 | 0 | 0 | 1 | 1 | 0 | 0 | 1
7855 | 0 | 0 | 0.91394 | 0 | 0 | 1 | 1 | 0 | 0 | 1
7856 | 0 | 0 | 0.91394 | 0 | 0 | 1 | 1 | 0 | 0 | 1
7857 | 0.017975 | 0 | 0.91394 | 0 | 0 | 1 | 1 | 0.017975 | 0 | 1
7858 | 0.1724 | 0 | 0.91394 | 0 | 0 | 1 | 1 | 0.1724 | 0 | 1
7859 | 0.25739 | 0 | 0.91394 | 0 | 0 | 1 | 1 | 0.25739 | 0 | 1
7860 | 0.26103 | 0 | 0.91394 | 0 | 0 | 1 | 1 | 0.26103 | 0 | 1
7861 | 0.23596 | 0 | 0.91394 | 0 | 0 | 1 | 1 | 0.23596 | 0 | 1
7862 | 0.19205 | 0 | 0.91394 | 0 | 0 | 1 | 1 | 0.19205 | 0 | 1
7863 | 0.1542 | 0 | 0.91394 | 0 | 0 | 1 | 1 | 0.1542 | 0 | 1
7864 | 0.0078975 | 0 | 0.91394 | 0 | 0 | 1 | 1 | 0.0078975 | 0 | 1
7865 | 0 | 0 | 0.91394 | 0 | 0 | 1 | 1 | 0 | 0 | 1
7866 | 0 | 0 | 0.91394 | 0 | 1 | 1 | 1 | 0 | 0 | 1
7867 | 0 | 0 | 0.91394 | 0 | 1 | 1 | 1 | 0 | 0 | 1
7868 | 0 | 0 | 0.91394 | 0 | 1 | 1 | 1 | 0 | 0 | 1
7869 | 0 | 0 | 0.91394 | 0 | 1 | 1 | 1 | 0 | 0 | 1
7870 | 0 | 0 | 0.91394 | 0 | 0 | 1 | 1 | 0 | 0 | 1
7871 | 0 | 0 | 0.91394 | 0 | 0 | 1 | 1 | 0 | 0 | 1
7872 | 0 | 0 | 0.91394 | 0 | 0 | 1 | 1 | 0 | 0 | 1
7873 | 0 | 0 | 0.91394 | 0 | 0 | 1 | 1 | 0 | 0 | 1
7874 | 0 | 0 | 0.91394 | 0 | 0 | 1 | 1 | 0 | 0 | 1
7875 | 0 | 0 | 0.91394 | 0 | 0 | 1 | 1 | 0 | 0 | 1
7876 | 0 | 0 | 0.91394 | 0 | 0 | 1 | 1 | 0 | 0 | 1
7877 | 0 | 0 | 0.91394 | 0 | 0 | 1 | 1 | 0 | 0 | 1
7878 | 0 | 0 | 0.91394 | 0 | 0 | 1 | 1 | 0 | 0 | 1
7879 | 0 | 0 | 0.91394 | 0 | 0 | 1 | 1 | 0 | 0 | 1
7880 | 0 | 0 | 0.91394 | 0 | 0 | 1 | 1 | 0 | 0 | 1
7881 | 0.0090112 | 0 | 0.91394 | 0 | 0 | 1 | 1 | 0.0090112 | 0 | 1
7882 | 0.13837 | 0.0068525 | 0.91394 | 0 | 0 | 1 | 1 | 0.13837 | 0.0068525 | 1
7883 | 0.24598 | 0.017366 | 0.91394 | 0 | 0 | 1 | 1 | 0.24598 | 0.017366 | 1
7884 | 0.24556 | 0.052772 | 0.91394 | 0 | 0 | 1 | 1 | 0.24556 | 0.052772 | 1
7885 | 0.21673 | 0.055793 | 0.91394 | 0 | 0 | 1 | 1 | 0.21673 | 0.055793 | 1
7886 | 0.19803 | 0.056691 | 0.91394 | 0 | 0 | 1 | 1 | 0.19803 | 0.056691 | 1
7887 | 0.16973 | 0.064197 | 0.91394 | 0 | 0 | 1 | 1 | 0.16973 | 0.064197 | 1
7888 | 0.049873 | 0.067294 | 0.91394 | 0 | 0 | 1 | 1 | 0.049873 | 0.067294 | 1
7889 | 0.0033728 | 0.058267 | 0.91394 | 0 | 0 | 1 | 1 | 0.0033728 | 0.058267 | 1
7890 | 0 | 0.0079314 | 0.91394 | 0 | 1 | 1 | 1 | 0 | 0.0079314 | 1
7891 | 0 | 0.018148 | 0.91394 | 0 | 1 | 1 | 1 | 0 | 0.018148 | 1
7892 | 0 | 0.027115 | 0.91394 | 0 | 1 | 1 | 1 | 0 | 0.027115 | 1
7893 | 0 | 0.025473 | 0.91394 | 0 | 1 | 1 | 1 | 0 | 0.025473 | 1
7894 | 0 | 0.030683 | 0.91394 | 0 | 0 | 1 | 1 | 0 | 0.030683 | 1
7895 | 0 | 0.032225 | 0.91394 | 0 | 0 | 1 | 1 | 0 | 0.032225 | 1
7896 | 0 | 0.013153 | 0.91394 | 0 | 0 | 1 | 1 | 0 | 0.013153 | 1
7897 | 0 | 0 | 0.91394 | 0 | 0 | 1 | 1 | 0 | 0 | 1
7898 | 0 | 0 | 0.91394 | 0 | 0 | 1 | 1 | 0 | 0 | 1
7899 | 0 | 0.004407 | 0.91394 | 0 | 0 | 1 | 1 | 0 | 0.004407 | 1
7900 | 0 | 0 | 0.91394 | 0 | 0 | 1 | 1 | 0 | 0 | 1
7901 | 0 | 0.01683 | 0.91394 | 0 | 0 | 1 | 1 | 0 | 0.01683 | 1
7902 | 0 | 0 | 0.91394 | 0 | 0 | 1 | 1 | 0 | 0 | 1
7903 | 0 | 0 | 0.91394 | 0 | 0 | 1 | 1 | 0 | 0 | 1
7904 | 0 | 0.011913 | 0.91394 | 0 | 0 | 1 | 1 | 0 | 0.011913 | 1
7905 | 0 | 0.040782 | 0.91394 | 0 | 0 | 1 | 1 | 0 | 0.040782 | 1
7906 | 0.053493 | 0.056385 | 0.91394 | 0 | 0 | 1 | 1 | 0.053493 | 0.056385 | 1
7907 | 0.16749 | 0.0747 | 0.91394 | 0 | 0 | 1 | 1 | 0.16749 | 0.0747 | 1
7908 | 0.20762 | 0.10772 | 0.91394 | 0 | 0 | 1 | 1 | 0.20762 | 0.10772 | 1
7909 | 0.23343 | 0.12298 | 0.91394 | 0 | 0 | 1 | 1 | 0.23343 | 0.12298 | 1
7910 | 0.22063 | 0.12517 | 0.91394 | 0 | 0 | 1 | 1 | 0.22063 | 0.12517 | 1
7911 | 0.22081 | 0.12041 | 0.91394 | 0 | 0 | 1 | 1 | 0.22081 | 0.12041 | 1
7912 | 0.085196 | 0.111 | 0.91394 | 0 | 0 | 1 | 1 | 0.085196 | 0.111 | 1
7913 | 0 | 0.090755 | 0.91394 | 0 | 0 | 1 | 1 | 0 | 0.090755 | 1
7914 | 0 | 0.054076 | 0.91394 | 0 | 1 | 1 | 1 | 0 | 0.054076 | 1
7915 | 0 | 0.087974 | 0.91394 | 0 | 1 | 1 | 1 | 0 | 0.087974 | 1
7916 | 0 | 0.088893 | 0.91394 | 0 | 1 | 1 | 1 | 0 | 0.088893 | 1
7917 | 0 | 0.083602 | 0.91394 | 0 | 1 | 1 | 1 | 0 | 0.083602 | 1
7918 | 0 | 0.094707 | 0.91394 | 0 | 0 | 1 | 1 | 0 | 0.094707 | 1
7919 | 0 | 0.095954 | 0.91394 | 0 | 0 | 1 | 1 | 0 | 0.095954 | 1
7920 | 0 | 0.069953 | 0.91394 | 0 | 0 | 1 | 1 | 0 | 0.069953 | 1
7921 | 0 | 0 | 0.91394 | 0 | 0 | 1 | 1 | 0 | 0 | 1
7922 | 0 | 0.062348 | 0.91394 | 0 | 0 | 1 | 1 | 0 | 0.062348 | 1
7923 | 0 | 0.068182 | 0.91394 | 0 | 0 | 1 | 1 | 0 | 0.068182 | 1
7924 | 0 | 0.075304 | 0.91394 | 0 | 0 | 1 | 1 | 0 | 0.075304 | 1
7925 | 0 | 0.075542 | 0.91394 | 0 | 0 | 1 | 1 | 0 | 0.075542 | 1
7926 | 0 | 0.0671 | 0.91394 | 0 | 0 | 1 | 1 | 0 | 0.0671 | 1
7927 | 0 | 0.078195 | 0.91394 | 0 | 0 | 1 | 1 | 0 | 0.078195 | 1
7928 | 0 | 0.093422 | 0.91394 | 0 | 0 | 1 | 1 | 0 | 0.093422 | 1
7929 | 0 | 0.10609 | 0.91394 | 0 | 0 | 1 | 1 | 0 | 0.10609 | 1
7930 | 0.034958 | 0.11653 | 0.91394 | 0 | 0 | 1 | 1 | 0.034958 | 0.11653 | 1
7931 | 0.14436 | 0.13436 | 0.91394 | 0 | 0 | 1 | 1 | 0.14436 | 0.13436 | 1
7932 | 0.18446 | 0.15403 | 0.91394 | 0 | 0 | 1 | 1 | 0.18446 | 0.15403 | 1
7933 | 0.23292 | 0.16888 | 0.91394 | 0 | 0 | 1 | 1 | 0.23292 | 0.16888 | 1
7934 | 0.18318 | 0.15973 | 0.91394 | 0 | 0 | 1 | 1 | 0.18318 | 0.15973 | 1
7935 | 0.20112 | 0.14611 | 0.91394 | 0 | 0 | 1 | 1 | 0.20112 | 0.14611 | 1
7936 | 0.093357 | 0.11963 | 0.91394 | 0 | 0 | 1 | 1 | 0.093357 | 0.11963 | 1
7937 | 0 | 0.093021 | 0.91394 | 0 | 0 | 1 | 1 | 0 | 0.093021 | 1
7938 | 0 | 0.098111 | 0.91394 | 0 | 1 | 1 | 1 | 0 | 0.098111 | 1
7939 | 0 | 0.1069 | 0.91394 | 0 | 1 | 1 | 1 | 0 | 0.1069 | 1
7940 | 0 | 0.092554 | 0.91394 | 0 | 1 | 1 | 1 | 0 | 0.092554 | 1
7941 | 0 | 0.093044 | 0.91394 | 0 | 1 | 1 | 1 | 0 | 0.093044 | 1
7942 | 0 | 0.10888 | 0.91394 | 0 | 0 | 1 | 1 | 0 | 0.10888 | 1
7943 | 0 | 0.089066 | 0.91394 | 0 | 0 | 1 | 1 | 0 | 0.089066 | 1
7944 | 0 | 0.087416 | 0.91394 | 0 | 0 | 1 | 1 | 0 | 0.087416 | 1
7945 | 0 | 0.046675 | 0.91394 | 0 | 0 | 1 | 1 | 0 | 0.046675 | 1
7946 | 0 | 0.081821 | 0.91394 | 0 | 0 | 1 | 1 | 0 | 0.081821 | 1
7947 | 0 | 0.089343 | 0.91394 | 0 | 0 | 1 | 1 | 0 | 0.089343 | 1
7948 | 0 | 0.10227 | 0.91394 | 0 | 0 | 1 | 1 | 0 | 0.10227 | 1
7949 | 0 | 0.11324 | 0.91394 | 0 | 0 | 1 | 1 | 0 | 0.11324 | 1
7950 | 0 | 0.097571 | 0.91394 | 0 | 0 | 1 | 1 | 0 | 0.097571 | 1
7951 | 0 | 0.10915 | 0.91394 | 0 | 0 | 1 | 1 | 0 | 0.10915 | 1
7952 | 0 | 0.10443 | 0.91394 | 0 | 0 | 1 | 1 | 0 | 0.10443 | 1
7953 | 0 | 0.10236 | 0.91394 | 0 | 0 | 1 | 1 | 0 | 0.10236 | 1
7954 | 0.085666 | 0.1015 | 0.91394 | 0 | 0 | 1 | 1 | 0.085666 | 0.1015 | 1
7955 | 0.13455 | 0.11257 | 0.91394 | 0 | 0 | 1 | 1 | 0.13455 | 0.11257 | 1
7956 | 0.14524 | 0.12061 | 0.91394 | 0 | 0 | 1 | 1 | 0.14524 | 0.12061 | 1
7957 | 0.1992 | 0.13039 | 0.91394 | 0 | 0 | 1 | 1 | 0.1992 | 0.13039 | 1
7958 | 0.15666 | 0.10434 | 0.91394 | 0 | 0 | 1 | 1 | 0.15666 | 0.10434 | 1
7959 | 0.15124 | 0.088728 | 0.91394 | 0 | 0 | 1 | 1 | 0.15124 | 0.088728 | 1
7960 | 0.048082 | 0.061504 | 0.91394 | 0 | 0 | 1 | 1 | 0.048082 | 0.061504 | 1
7961 | 0 | 0.035253 | 0.91394 | 0 | 0 | 1 | 1 | 0 | 0.035253 | 1
7962 | 0 | 0.048757 | 0.91394 | 0 | 1 | 1 | 1 | 0 | 0.048757 | 1
7963 | 0 | 0.058398 | 0.91394 | 0 | 1 | 1 | 1 | 0 | 0.058398 | 1
7964 | 0 | 0.065054 | 0.91394 | 0 | 1 | 1 | 1 | 0 | 0.065054 | 1
7965 | 0 | 0.066815 | 0.91394 | 0 | 1 | 1 | 1 | 0 | 0.066815 | 1
7966 | 0 | 0.085936 | 0.91394 | 0 | 0 | 1 | 1 | 0 | 0.085936 | 1
7967 | 0 | 0.071849 | 0.91394 | 0 | 0 | 1 | 1 | 0 | 0.071849 | 1
7968 | 0 | 0.10179 | 0.91394 | 0 | 0 | 1 | 1 | 0 | 0.10179 | 1
7969 | 0 | 0.081666 | 0.91394 | 0 | 0 | 1 | 1 | 0 | 0.081666 | 1
7970 | 0 | 0.090097 | 0.91394 | 0 | 0 | 1 | 1 | 0 | 0.090097 | 1
7971 | 0 | 0.11192 | 0.91394 | 0 | 0 | 1 | 1 | 0 | 0.11192 | 1
7972 | 0 | 0.12099 | 0.91394 | 0 | 0 | 1 | 1 | 0 | 0.12099 | 1
7973 | 0 | 0.12951 | 0.91394 | 0 | 0 | 1 | 1 | 0 | 0.12951 | 1
7974 | 0 | 0.13238 | 0.91394 | 0 | 0 | 1 | 1 | 0 | 0.13238 | 1
7975 | 0 | 0.12998 | 0.91394 | 0 | 0 | 1 | 1 | 0 | 0.12998 | 1
7976 | 0 | 0.13077 | 0.91394 | 0 | 0 | 1 | 1 | 0 | 0.13077 | 1
7977 | 0.017943 | 0.082553 | 0.91394 | 0 | 0 | 1 | 1 | 0.017943 | 0.082553 | 1
7978 | 0.12169 | 0.09429 | 0.91394 | 0 | 0 | 1 | 1 | 0.12169 | 0.09429 | 1
7979 | 0.20608 | 0.1041 | 0.91394 | 0 | 0 | 1 | 1 | 0.20608 | 0.1041 | 1
7980 | 0.19334 | 0.10808 | 0.91394 | 0 | 0 | 1 | 1 | 0.19334 | 0.10808 | 1
7981 | 0.20818 | 0.11254 | 0.91394 | 0 | 0 | 1 | 1 | 0.20818 | 0.11254 | 1
7982 | 0.14089 | 0.088928 | 0.91394 | 0 | 0 | 1 | 1 | 0.14089 | 0.088928 | 1
7983 | 0.15288 | 0.083987 | 0.91394 | 0 | 0 | 1 | 1 | 0.15288 | 0.083987 | 1
7984 | 0.026583 | 0.061498 | 0.91394 | 0 | 0 | 1 | 1 | 0.026583 | 0.061498 | 1
7985 | 0 | 0.03258 | 0.91394 | 0 | 0 | 1 | 1 | 0 | 0.03258 | 1
7986 | 0 | 0.029899 | 0.91394 | 0 | 1 | 1 | 1 | 0 | 0.029899 | 1
7987 | 0 | 0.039407 | 0.91394 | 0 | 1 | 1 | 1 | 0 | 0.039407 | 1
7988 | 0 | 0.029132 | 0.91394 | 0 | 1 | 1 | 1 | 0 | 0.029132 | 1
7989 | 0 | 0.032402 | 0.91394 | 0 | 1 | 1 | 1 | 0 | 0.032402 | 1
7990 | 0 | 0.059005 | 0.91394 | 0 | 0 | 1 | 1 | 0 | 0.059005 | 1
7991 | 0 | 0.045252 | 0.91394 | 0 | 0 | 1 | 1 | 0 | 0.045252 | 1
7992 | 0 | 0.060476 | 0.91394 | 0 | 0 | 1 | 1 | 0 | 0.060476 | 1
7993 | 0 | 0.099353 | 0.91394 | 0 | 0 | 1 | 1 | 0 | 0.099353 | 1
7994 | 0 | 0.061464 | 0.91394 | 0 | 0 | 1 | 1 | 0 | 0.061464 | 1
7995 | 0 | 0.07908 | 0.91394 | 0 | 0 | 1 | 1 | 0 | 0.07908 | 1
7996 | 0 | 0.078282 | 0.91394 | 0 | 0 | 1 | 1 | 0 | 0.078282 | 1
7997 | 0 | 0.08643 | 0.91394 | 0 | 0 | 1 | 1 | 0 | 0.08643 | 1
7998 | 0 | 0.075236 | 0.91394 | 0 | 0 | 1 | 1 | 0 | 0.075236 | 1
7999 | 0 | 0.070304 | 0.91394 | 0 | 0 | 1 | 1 | 0 | 0.070304 | 1
8000 | 0 | 0.096498 | 0.91394 | 0 | 0 | 1 | 1 | 0 | 0.096498 | 1
8001 | 0 | 0.066299 | 0.91394 | 0 | 0 | 1 | 1 | 0 | 0.066299 | 1
8002 | 0.049247 | 0.054451 | 0.91394 | 0 | 0 | 1 | 1 | 0.049247 | 0.054451 | 1
8003 | 0.08169 | 0.06007 | 0.91394 | 0 | 0 | 1 | 1 | 0.08169 | 0.06007 | 1
8004 | 0.11026 | 0.076593 | 0.91394 | 0 | 0 | 1 | 1 | 0.11026 | 0.076593 | 1
8005 | 0.11558 | 0.078858 | 0.91394 | 0 | 0 | 1 | 1 | 0.11558 | 0.078858 | 1
8006 | 0.064052 | 0.06314 | 0.91394 | 0 | 0 | 1 | 1 | 0.064052 | 0.06314 | 1
8007 | 0.03551 | 0.051686 | 0.91394 | 0 | 0 | 1 | 1 | 0.03551 | 0.051686 | 1
8008 | 0 | 0.043832 | 0.91394 | 0 | 0 | 1 | 1 | 0 | 0.043832 | 1
8009 | 0 | 0.028318 | 0.91394 | 0 | 0 | 1 | 1 | 0 | 0.028318 | 1
8010 | 0 | 0.027534 | 0.91394 | 0 | 1 | 1 | 1 | 0 | 0.027534 | 1
8011 | 0 | 0.03307 | 0.91394 | 0 | 1 | 1 | 1 | 0 | 0.03307 | 1
8012 | 0 | 0.022044 | 0.91394 | 0 | 1 | 1 | 1 | 0 | 0.022044 | 1
8013 | 0 | 0.030897 | 0.91394 | 0 | 1 | 1 | 1 | 0 | 0.030897 | 1
8014 | 0 | 0.040915 | 0.91394 | 0 | 0 | 1 | 1 | 0 | 0.040915 | 1
8015 | 0 | 0.037147 | 0.91394 | 0 | 0 | 1 | 1 | 0 | 0.037147 | 1
8016 | 0 | 0.061595 | 0.91394 | 0 | 0 | 1 | 1 | 0 | 0.061595 | 1
8017 | 0 | 0.083139 | 1 | 0 | 0 | 1 | 1 | 0 | 0.083139 | 1
8018 | 0 | 0.050242 | 1 | 0 | 0 | 1 | 1 | 0 | 0.050242 | 1
8019 | 0 | 0.05058 | 1 | 0 | 0 | 1 | 1 | 0 | 0.05058 | 1
8020 | 0 | 0.058575 | 1 | 0 | 0 | 1 | 1 | 0 | 0.058575 | 1
8021 | 0 | 0.05451 | 1 | 0 | 0 | 1 | 1 | 0 | 0.05451 | 1
8022 | 0 | 0.052326 | 1 | 0 | 0 | 1 | 1 | 0 | 0.052326 | 1
8023 | 0 | 0.054439 | 1 | 0 | 0 | 1 | 1 | 0 | 0.054439 | 1
8024 | 0 | 0.050242 | 1 | 0 | 0 | 1 | 1 | 0 | 0.050242 | 1
8025 | 0 | 0.042481 | 1 | 0 | 0 | 1 | 1 | 0 | 0.042481 | 1
8026 | 0 | 0.056034 | 1 | 0 | 0 | 1 | 1 | 0 | 0.056034 | 1
8027 | 0.008721 | 0.064883 | 1 | 0 | 0 | 1 | 1 | 0.008721 | 0.064883 | 1
8028 | 0.078909 | 0.073747 | 1 | 0 | 0 | 1 | 1 | 0.078909 | 0.073747 | 1
8029 | 0.091845 | 0.068368 | 1 | 0 | 0 | 1 | 1 | 0.091845 | 0.068368 | 1
8030 | 0.049491 | 0.058695 | 1 | 0 | 0 | 1 | 1 | 0.049491 | 0.058695 | 1
8031 | 0.0040451 | 0.046851 | 1 | 0 | 0 | 1 | 1 | 0.0040451 | 0.046851 | 1
8032 | 0 | 0.040532 | 1 | 0 | 0 | 1 | 1 | 0 | 0.040532 | 1
8033 | 0 | 0.024083 | 1 | 0 | 0 | 1 | 1 | 0 | 0.024083 | 1
8034 | 0 | 0.026689 | 1 | 0 | 1 | 1 | 1 | 0 | 0.026689 | 1
8035 | 0 | 0.040871 | 1 | 0 | 1 | 1 | 1 | 0 | 0.040871 | 1
8036 | 0 | 0.014052 | 1 | 0 | 1 | 1 | 1 | 0 | 0.014052 | 1
8037 | 0 | 0.0088785 | 1 | 0 | 1 | 1 | 1 | 0 | 0.0088785 | 1
8038 | 0 | 0.016127 | 1 | 0 | 0 | 1 | 1 | 0 | 0.016127 | 1
8039 | 0 | 0 | 1 | 0 | 0 | 1 | 1 | 0 | 0 | 1
8040 | 0 | 0.017745 | 1 | 0 | 0 | 1 | 1 | 0 | 0.017745 | 1
8041 | 0 | 0.060151 | 0.94486 | 0 | 0 | 1 | 1 | 0 | 0.060151 | 1
8042 | 0 | 0.0078551 | 0.94486 | 0 | 0 | 1 | 1 | 0 | 0.0078551 | 1
8043 | 0 | 0 | 0.94486 | 0 | 0 | 1 | 1 | 0 | 0 | 1
8044 | 0 | 0.00019364 | 0.94486 | 0 | 0 | 1 | 1 | 0 | 0.00019364 | 1
8045 | 0 | 0 | 0.94486 | 0 | 0 | 1 | 1 | 0 | 0 | 1
8046 | 0 | 0 | 0.94486 | 0 | 0 | 1 | 1 | 0 | 0 | 1
8047 | 0 | 0 | 0.94486 | 0 | 0 | 1 | 1 | 0 | 0 | 1
8048 | 0 | 0 | 0.94486 | 0 | 0 | 1 | 1 | 0 | 0 | 1
8049 | 0 | 0.0092978 | 0.94486 | 0 | 0 | 1 | 1 | 0 | 0.0092978 | 1
8050 | 0 | 0.015567 | 0.94486 | 0 | 0 | 1 | 1 | 0 | 0.015567 | 1
8051 | 0 | 0.035826 | 0.94486 | 0 | 0 | 1 | 1 | 0 | 0.035826 | 1
8052 | 0.033216 | 0.051009 | 0.94486 | 0 | 0 | 1 | 1 | 0.033216 | 0.051009 | 1
8053 | 0.085834 | 0.037515 | 0.94486 | 0 | 0 | 1 | 1 | 0.085834 | 0.037515 | 1
8054 | 0.06812 | 0.038182 | 0.94486 | 0 | 0 | 1 | 1 | 0.06812 | 0.038182 | 1
8055 | 0 | 0.01898 | 0.94486 | 0 | 0 | 1 | 1 | 0 | 0.01898 | 1
8056 | 0 | 0.027122 | 0.94486 | 0 | 0 | 1 | 1 | 0 | 0.027122 | 1
8057 | 0 | 0.00052381 | 0.94486 | 0 | 0 | 1 | 1 | 0 | 0.00052381 | 1
8058 | 0 | 0 | 0.94486 | 0 | 1 | 1 | 1 | 0 | 0 | 1
8059 | 0 | 0 | 0.94486 | 0 | 1 | 1 | 1 | 0 | 0 | 1
8060 | 0 | 0 | 0.94486 | 0 | 1 | 1 | 1 | 0 | 0 | 1
8061 | 0 | 0 | 0.94486 | 0 | 1 | 1 | 1 | 0 | 0 | 1
8062 | 0 | 0 | 0.94486 | 0 | 0 | 1 | 1 | 0 | 0 | 1
8063 | 0 | 0 | 0.94486 | 0 | 0 | 1 | 1 | 0 | 0 | 1
8064 | 0 | 0 | 0.94486 | 0 | 0 | 1 | 1 | 0 | 0 | 1
8065 | 0 | 0.020728 | 0.85931 | 0 | 0 | 1 | 1 | 0 | 0.020728 | 1
8066 | 0 | 0 | 0.85931 | 0 | 0 | 1 | 1 | 0 | 0 | 1
8067 | 0 | 0 | 0.85931 | 0 | 0 | 1 | 1 | 0 | 0 | 1
8068 | 0 | 0 | 0.85931 | 0 | 0 | 1 | 1 | 0 | 0 | 1
8069 | 0 | 0 | 0.85931 | 0 | 0 | 1 | 1 | 0 | 0 | 1
8070 | 0 | 0 | 0.85931 | 0 | 0 | 1 | 1 | 0 | 0 | 1
8071 | 0 | 0 | 0.85931 | 0 | 0 | 1 | 1 | 0 | 0 | 1
8072 | 0 | 0 | 0.85931 | 0 | 0 | 1 | 1 | 0 | 0 | 1
8073 | 0 | 0 | 0.85931 | 0 | 0 | 1 | 1 | 0 | 0 | 1
8074 | 0.027787 | 0 | 0.85931 | 0 | 0 | 1 | 1 | 0.027787 | 0 | 1
8075 | 0.074998 | 0.018397 | 0.85931 | 0 | 0 | 1 | 1 | 0.074998 | 0.018397 | 1
8076 | 0.053348 | 0.016031 | 0.85931 | 0 | 0 | 1 | 1 | 0.053348 | 0.016031 | 1
8077 | 0.13063 | 0.0056099 | 0.85931 | 0 | 0 | 1 | 1 | 0.13063 | 0.0056099 | 1
8078 | 0.090391 | 0.01108 | 0.85931 | 0 | 0 | 1 | 1 | 0.090391 | 0.01108 | 1
8079 | 0.0060272 | 0.0079229 | 0.85931 | 0 | 0 | 1 | 1 | 0.0060272 | 0.0079229 | 1
8080 | 0 | 0.0090655 | 0.85931 | 0 | 0 | 1 | 1 | 0 | 0.0090655 | 1
8081 | 0 | 0 | 0.85931 | 0 | 0 | 1 | 1 | 0 | 0 | 1
8082 | 0 | 0 | 0.85931 | 0 | 1 | 1 | 1 | 0 | 0 | 1
8083 | 0 | 0 | 0.85931 | 0 | 1 | 1 | 1 | 0 | 0 | 1
8084 | 0 | 0 | 0.85931 | 0 | 1 | 1 | 1 | 0 | 0 | 1
8085 | 0 | 0 | 0.85931 | 0 | 1 | 1 | 1 | 0 | 0 | 1
8086 | 0 | 0 | 0.85931 | 0 | 0 | 1 | 1 | 0 | 0 | 1
8087 | 0 | 0 | 0.85931 | 0 | 0 | 1 | 1 | 0 | 0 | 1
8088 | 0 | 0 | 0.85931 | 0 | 0 | 1 | 1 | 0 | 0 | 1
8089 | 0 | 0 | 0.85931 | 0 | 0 | 1 | 1 | 0 | 0 | 1
8090 | 0 | 0 | 0.85931 | 0 | 0 | 1 | 1 | 0 | 0 | 1
8091 | 0 | 0 | 0.85931 | 0 | 0 | 1 | 1 | 0 | 0 | 1
8092 | 0 | 0 | 0.85931 | 0 | 0 | 1 | 1 | 0 | 0 | 1
8093 | 0 | 0 | 0.85931 | 0 | 0 | 1 | 1 | 0 | 0 | 1
8094 | 0 | 0 | 0.85931 | 0 | 0 | 1 | 1 | 0 | 0 | 1
8095 | 0 | 0 | 0.85931 | 0 | 0 | 1 | 1 | 0 | 0 | 1
8096 | 0 | 0 | 0.85931 | 0 | 0 | 1 | 1 | 0 | 0 | 1
8097 | 0 | 0 | 0.85931 | 0 | 0 | 1 | 1 | 0 | 0 | 1
8098 | 0.12554 | 0 | 0.85931 | 0 | 0 | 1 | 1 | 0.12554 | 0 | 1
8099 | 0.18343 | 0 | 0.85931 | 0 | 0 | 1 | 1 | 0.18343 | 0 | 1
8100 | 0.11031 | 0 | 0.85931 | 0 | 0 | 1 | 1 | 0.11031 | 0 | 1
8101 | 0.15003 | 0 | 0.85931 | 0 | 0 | 1 | 1 | 0.15003 | 0 | 1
8102 | 0.10662 | 0 | 0.85931 | 0 | 0 | 1 | 1 | 0.10662 | 0 | 1
8103 | 0.020824 | 0 | 0.85931 | 0 | 0 | 1 | 1 | 0.020824 | 0 | 1
8104 | 0 | 0 | 0.85931 | 0 | 0 | 1 | 1 | 0 | 0 | 1
8105 | 0 | 0 | 0.85931 | 0 | 0 | 1 | 1 | 0 | 0 | 1
8106 | 0 | 0 | 0.85931 | 0 | 1 | 1 | 1 | 0 | 0 | 1
8107 | 0 | 0 | 0.85931 | 0 | 1 | 1 | 1 | 0 | 0 | 1
8108 | 0 | 0 | 0.85931 | 0 | 1 | 1 | 1 | 0 | 0 | 1
8109 | 0 | 0 | 0.85931 | 0 | 1 | 1 | 1 | 0 | 0 | 1
8110 | 0 | 0 | 0.85931 | 0 | 0 | 1 | 1 | 0 | 0 | 1
8111 | 0 | 0 | 0.85931 | 0 | 0 | 1 | 1 | 0 | 0 | 1
8112 | 0 | 0 | 0.85931 | 0 | 0 | 1 | 1 | 0 | 0 | 1
8113 | 0 | 0 | 0.85931 | 0 | 0 | 1 | 1 | 0 | 0 | 1
8114 | 0 | 0 | 0.85931 | 0 | 0 | 1 | 1 | 0 | 0 | 1
8115 | 0 | 0 | 0.85931 | 0 | 0 | 1 | 1 | 0 | 0 | 1
8116 | 0 | 0 | 0.85931 | 0 | 0 | 1 | 1 | 0 | 0 | 1
8117 | 0 | 0 | 0.85931 | 0 | 0 | 1 | 1 | 0 | 0 | 1
8118 | 0 | 0 | 0.85931 | 0 | 0 | 1 | 1 | 0 | 0 | 1
8119 | 0 | 0 | 0.85931 | 0 | 0 | 1 | 1 | 0 | 0 | 1
8120 | 0 | 0 | 0.85931 | 0 | 0 | 1 | 1 | 0 | 0 | 1
8121 | 0.011844 | 0 | 0.85931 | 0 | 0 | 1 | 1 | 0.011844 | 0 | 1
8122 | 0.13262 | 0 | 0.85931 | 0 | 0 | 1 | 1 | 0.13262 | 0 | 1
8123 | 0.20815 | 0 | 0.85931 | 0 | 0 | 1 | 1 | 0.20815 | 0 | 1
8124 | 0.14087 | 0 | 0.85931 | 0 | 0 | 1 | 1 | 0.14087 | 0 | 1
8125 | 0.16334 | 0 | 0.85931 | 0 | 0 | 1 | 1 | 0.16334 | 0 | 1
8126 | 0.10387 | 0 | 0.85931 | 0 | 0 | 1 | 1 | 0.10387 | 0 | 1
8127 | 0.0088716 | 0.0034702 | 0.85931 | 0 | 0 | 1 | 1 | 0.0088716 | 0.0034702 | 1
8128 | 0 | 0.0015967 | 0.85931 | 0 | 0 | 1 | 1 | 0 | 0.0015967 | 1
8129 | 0 | 0.0053742 | 0.85931 | 0 | 0 | 1 | 1 | 0 | 0.0053742 | 1
8130 | 0 | 0.0014427 | 0.85931 | 0 | 1 | 1 | 1 | 0 | 0.0014427 | 1
8131 | 0 | 0 | 0.85931 | 0 | 1 | 1 | 1 | 0 | 0 | 1
8132 | 0 | 0 | 0.85931 | 0 | 1 | 1 | 1 | 0 | 0 | 1
8133 | 0 | 0 | 0.85931 | 0 | 1 | 1 | 1 | 0 | 0 | 1
8134 | 0 | 0 | 0.85931 | 0 | 0 | 1 | 1 | 0 | 0 | 1
8135 | 0 | 0 | 0.85931 | 0 | 0 | 1 | 1 | 0 | 0 | 1
8136 | 0 | 0 | 0.85931 | 0 | 0 | 1 | 1 | 0 | 0 | 1
8137 | 0 | 0 | 0.85931 | 0 | 0 | 1 | 1 | 0 | 0 | 1
8138 | 0 | 0 | 0.85931 | 0 | 0 | 1 | 1 | 0 | 0 | 1
8139 | 0 | 0 | 0.85931 | 0 | 0 | 1 | 1 | 0 | 0 | 1
8140 | 0 | 0 | 0.85931 | 0 | 0 | 1 | 1 | 0 | 0 | 1
8141 | 0 | 0 | 0.85931 | 0 | 0 | 1 | 1 | 0 | 0 | 1
8142 | 0 | 0 | 0.85931 | 0 | 0 | 1 | 1 | 0 | 0 | 1
8143 | 0 | 0 | 0.85931 | 0 | 0 | 1 | 1 | 0 | 0 | 1
8144 | 0 | 0 | 0.85931 | 0 | 0 | 1 | 1 | 0 | 0 | 1
8145 | 0.058206 | 0 | 0.85931 | 0 | 0 | 1 | 1 | 0.058206 | 0 | 1
8146 | 0.22268 | 0 | 0.85931 | 0 | 0 | 1 | 1 | 0.22268 | 0 | 1
8147 | 0.35269 | 0 | 0.85931 | 0 | 0 | 1 | 1 | 0.35269 | 0 | 1
8148 | 0.25258 | 0 | 0.85931 | 0 | 0 | 1 | 1 | 0.25258 | 0 | 1
8149 | 0.23633 | 0 | 0.85931 | 0 | 0 | 1 | 1 | 0.23633 | 0 | 1
8150 | 0.16982 | 0 | 0.85931 | 0 | 0 | 1 | 1 | 0.16982 | 0 | 1
8151 | 0.071612 | 0 | 0.85931 | 0 | 0 | 1 | 1 | 0.071612 | 0 | 1
8152 | 0.0030664 | 0 | 0.85931 | 0 | 0 | 1 | 1 | 0.0030664 | 0 | 1
8153 | 0 | 0 | 0.85931 | 0 | 0 | 1 | 1 | 0 | 0 | 1
8154 | 0 | 0 | 0.85931 | 0 | 1 | 1 | 1 | 0 | 0 | 1
8155 | 0 | 0 | 0.85931 | 0 | 1 | 1 | 1 | 0 | 0 | 1
8156 | 0 | 0 | 0.85931 | 0 | 1 | 1 | 1 | 0 | 0 | 1
8157 | 0 | 0 | 0.85931 | 0 | 1 | 1 | 1 | 0 | 0 | 1
8158 | 0 | 0 | 0.85931 | 0 | 0 | 1 | 1 | 0 | 0 | 1
8159 | 0 | 0 | 0.85931 | 0 | 0 | 1 | 1 | 0 | 0 | 1
8160 | 0 | 0 | 0.85931 | 0 | 0 | 1 | 1 | 0 | 0 | 1
8161 | 0 | 0 | 0.85931 | 0 | 0 | 1 | 1 | 0 | 0 | 1
8162 | 0 | 0 | 0.85931 | 0 | 0 | 1 | 1 | 0 | 0 | 1
8163 | 0 | 0 | 0.85931 | 0 | 0 | 1 | 1 | 0 | 0 | 1
8164 | 0 | 0 | 0.85931 | 0 | 0 | 1 | 1 | 0 | 0 | 1
8165 | 0 | 0 | 0.85931 | 0 | 0 | 1 | 1 | 0 | 0 | 1
8166 | 0 | 0 | 0.85931 | 0 | 0 | 1 | 1 | 0 | 0 | 1
8167 | 0 | 0 | 0.85931 | 0 | 0 | 1 | 1 | 0 | 0 | 1
8168 | 0 | 0 | 0.85931 | 0 | 0 | 1 | 1 | 0 | 0 | 1
8169 | 0 | 0 | 0.85931 | 0 | 0 | 1 | 1 | 0 | 0 | 1
8170 | 0.11637 | 0 | 0.85931 | 0 | 0 | 1 | 1 | 0.11637 | 0 | 1
8171 | 0.22456 | 0 | 0.85931 | 0 | 0 | 1 | 1 | 0.22456 | 0 | 1
8172 | 0.1544 | 0 | 0.85931 | 0 | 0 | 1 | 1 | 0.1544 | 0 | 1
8173 | 0.22696 | 0 | 0.85931 | 0 | 0 | 1 | 1 | 0.22696 | 0 | 1
8174 | 0.1439 | 0 | 0.85931 | 0 | 0 | 1 | 1 | 0.1439 | 0 | 1
8175 | 0.081024 | 0 | 0.85931 | 0 | 0 | 1 | 1 | 0.081024 | 0 | 1
8176 | 0 | 0 | 0.85931 | 0 | 0 | 1 | 1 | 0 | 0 | 1
8177 | 0 | 0 | 0.85931 | 0 | 0 | 1 | 1 | 0 | 0 | 1
8178 | 0 | 0 | 0.85931 | 0 | 1 | 1 | 1 | 0 | 0 | 1
8179 | 0 | 0 | 0.85931 | 0 | 1 | 1 | 1 | 0 | 0 | 1
8180 | 0 | 0 | 0.85931 | 0 | 1 | 1 | 1 | 0 | 0 | 1
8181 | 0 | 0 | 0.85931 | 0 | 1 | 1 | 1 | 0 | 0 | 1
8182 | 0 | 0 | 0.85931 | 0 | 0 | 1 | 1 | 0 | 0 | 1
8183 | 0 | 0 | 0.85931 | 0 | 0 | 1 | 1 | 0 | 0 | 1
8184 | 0 | 0 | 0.85931 | 0 | 0 | 1 | 1 | 0 | 0 | 1
8185 | 0 | 0 | 0.85931 | 0 | 0 | 1 | 1 | 0 | 0 | 1
8186 | 0 | 0 | 0.85931 | 0 | 0 | 1 | 1 | 0 | 0 | 1
8187 | 0 | 0 | 0.85931 | 0 | 0 | 1 | 1 | 0 | 0 | 1
8188 | 0 | 0 | 0.85931 | 0 | 0 | 1 | 1 | 0 | 0 | 1
8189 | 0 | 0 | 0.85931 | 0 | 0 | 1 | 1 | 0 | 0 | 1
8190 | 0 | 0 | 0.85931 | 0 | 0 | 1 | 1 | 0 | 0 | 1
8191 | 0 | 0 | 0.85931 | 0 | 0 | 1 | 1 | 0 | 0 | 1
8192 | 0 | 0 | 0.85931 | 0 | 0 | 1 | 1 | 0 | 0 | 1
8193 | 0 | 0 | 0.85931 | 0 | 0 | 1 | 1 | 0 | 0 | 1
8194 | 0.069002 | 0 | 0.85931 | 0 | 0 | 1 | 1 | 0.069002 | 0 | 1
8195 | 0.17015 | 0 | 0.85931 | 0 | 0 | 1 | 1 | 0.17015 | 0 | 1
8196 | 0.14306 | 0 | 0.85931 | 0 | 0 | 1 | 1 | 0.14306 | 0 | 1
8197 | 0.19879 | 0 | 0.85931 | 0 | 0 | 1 | 1 | 0.19879 | 0 | 1
8198 | 0.13199 | 0 | 0.85931 | 0 | 0 | 1 | 1 | 0.13199 | 0 | 1
8199 | 0.088008 | 0 | 0.85931 | 0 | 0 | 1 | 1 | 0.088008 | 0 | 1
8200 | 0 | 0 | 0.85931 | 0 | 0 | 1 | 1 | 0 | 0 | 1
8201 | 0 | 0 | 0.85931 | 0 | 0 | 1 | 1 | 0 | 0 | 1
8202 | 0 | 0 | 0.85931 | 0 | 1 | 1 | 1 | 0 | 0 | 1
8203 | 0 | 0 | 0.85931 | 0 | 1 | 1 | 1 | 0 | 0 | 1
8204 | 0 | 0 | 0.85931 | 0 | 1 | 1 | 1 | 0 | 0 | 1
8205 | 0 | 0 | 0.85931 | 0 | 1 | 1 | 1 | 0 | 0 | 1
8206 | 0 | 0 | 0.85931 | 0 | 0 | 1 | 1 | 0 | 0 | 1
8207 | 0 | 0 | 0.85931 | 0 | 0 | 1 | 1 | 0 | 0 | 1
8208 | 0 | 0 | 0.85931 | 0 | 0 | 1 | 1 | 0 | 0 | 1
8209 | 0 | 0 | 0.85931 | 0 | 0 | 1 | 1 | 0 | 0 | 1
8210 | 0 | 0 | 0.85931 | 0 | 0 | 1 | 1 | 0 | 0 | 1
8211 | 0 | 0 | 0.85931 | 0 | 0 | 1 | 1 | 0 | 0 | 1
8212 | 0 | 0 | 0.85931 | 0 | 0 | 1 | 1 | 0 | 0 | 1
8213 | 0 | 0 | 0.85931 | 0 | 0 | 1 | 1 | 0 | 0 | 1
8214 | 0 | 0 | 0.85931 | 0 | 0 | 1 | 1 | 0 | 0 | 1
8215 | 0 | 0 | 0.85931 | 0 | 0 | 1 | 1 | 0 | 0 | 1
8216 | 0 | 0 | 0.85931 | 0 | 0 | 1 | 1 | 0 | 0 | 1
8217 | 0 | 0 | 0.85931 | 0 | 0 | 1 | 1 | 0 | 0 | 1
8218 | 0.052082 | 0 | 0.85931 | 0 | 0 | 1 | 1 | 0.052082 | 0 | 1
8219 | 0.14905 | 0 | 0.85931 | 0 | 0 | 1 | 1 | 0.14905 | 0 | 1
8220 | 0.15163 | 0 | 0.85931 | 0 | 0 | 1 | 1 | 0.15163 | 0 | 1
8221 | 0.14745 | 0 | 0.85931 | 0 | 0 | 1 | 1 | 0.14745 | 0 | 1
8222 | 0.10356 | 0 | 0.85931 | 0 | 0 | 1 | 1 | 0.10356 | 0 | 1
8223 | 0.063517 | 0 | 0.85931 | 0 | 0 | 1 | 1 | 0.063517 | 0 | 1
8224 | 0 | 0 | 0.85931 | 0 | 0 | 1 | 1 | 0 | 0 | 1
8225 | 0 | 0 | 0.85931 | 0 | 0 | 1 | 1 | 0 | 0 | 1
8226 | 0 | 0 | 0.85931 | 0 | 1 | 1 | 1 | 0 | 0 | 1
8227 | 0 | 0 | 0.85931 | 0 | 1 | 1 | 1 | 0 | 0 | 1
8228 | 0 | 0 | 0.85931 | 0 | 1 | 1 | 1 | 0 | 0 | 1
8229 | 0 | 0 | 0.85931 | 0 | 1 | 1 | 1 | 0 | 0 | 1
8230 | 0 | 0 | 0.85931 | 0 | 0 | 1 | 1 | 0 | 0 | 1
8231 | 0 | 0 | 0.85931 | 0 | 0 | 1 | 1 | 0 | 0 | 1
8232 | 0 | 0 | 0.85931 | 0 | 0 | 1 | 1 | 0 | 0 | 1
8233 | 0 | 0 | 0.85931 | 0 | 0 | 1 | 1 | 0 | 0 | 1
8234 | 0 | 0 | 0.85931 | 0 | 0 | 1 | 1 | 0 | 0 | 1
8235 | 0 | 0 | 0.85931 | 0 | 0 | 1 | 1 | 0 | 0 | 1
8236 | 0 | 0 | 0.85931 | 0 | 0 | 1 | 1 | 0 | 0 | 1
8237 | 0 | 0 | 0.85931 | 0 | 0 | 1 | 1 | 0 | 0 | 1
8238 | 0 | 0 | 0.85931 | 0 | 0 | 1 | 1 | 0 | 0 | 1
8239 | 0 | 0 | 0.85931 | 0 | 0 | 1 | 1 | 0 | 0 | 1
8240 | 0 | 0 | 0.85931 | 0 | 0 | 1 | 1 | 0 | 0 | 1
8241 | 0 | 0 | 0.85931 | 0 | 0 | 1 | 1 | 0 | 0 | 1
8242 | 0.14206 | 0 | 0.85931 | 0 | 0 | 1 | 1 | 0.14206 | 0 | 1
8243 | 0.27573 | 0 | 0.85931 | 0 | 0 | 1 | 1 | 0.27573 | 0 | 1
8244 | 0.28445 | 0 | 0.85931 | 0 | 0 | 1 | 1 | 0.28445 | 0 | 1
8245 | 0.20639 | 0 | 0.85931 | 0 | 0 | 1 | 1 | 0.20639 | 0 | 1
8246 | 0.19955 | 0 | 0.85931 | 0 | 0 | 1 | 1 | 0.19955 | 0 | 1
8247 | 0.14404 | 0 | 0.85931 | 0 | 0 | 1 | 1 | 0.14404 | 0 | 1
8248 | 0.010317 | 0 | 0.85931 | 0 | 0 | 1 | 1 | 0.010317 | 0 | 1
8249 | 0 | 0 | 0.85931 | 0 | 0 | 1 | 1 | 0 | 0 | 1
8250 | 0 | 0 | 0.85931 | 0 | 1 | 1 | 1 | 0 | 0 | 1
8251 | 0 | 0 | 0.85931 | 0 | 1 | 1 | 1 | 0 | 0 | 1
8252 | 0 | 0 | 0.85931 | 0 | 1 | 1 | 1 | 0 | 0 | 1
8253 | 0 | 0 | 0.85931 | 0 | 1 | 1 | 1 | 0 | 0 | 1
8254 | 0 | 0 | 0.85931 | 0 | 0 | 1 | 1 | 0 | 0 | 1
8255 | 0 | 0 | 0.85931 | 0 | 0 | 1 | 1 | 0 | 0 | 1
8256 | 0 | 0 | 0.85931 | 0 | 0 | 1 | 1 | 0 | 0 | 1
8257 | 0 | 0 | 0.85931 | 0 | 0 | 1 | 1 | 0 | 0 | 1
8258 | 0 | 0 | 0.85931 | 0 | 0 | 1 | 1 | 0 | 0 | 1
8259 | 0 | 0 | 0.85931 | 0 | 0 | 1 | 1 | 0 | 0 | 1
8260 | 0 | 0 | 0.85931 | 0 | 0 | 1 | 1 | 0 | 0 | 1
8261 | 0 | 0 | 0.85931 | 0 | 0 | 1 | 1 | 0 | 0 | 1
8262 | 0 | 0 | 0.85931 | 0 | 0 | 1 | 1 | 0 | 0 | 1
8263 | 0 | 0 | 0.85931 | 0 | 0 | 1 | 1 | 0 | 0 | 1
8264 | 0 | 0 | 0.85931 | 0 | 0 | 1 | 1 | 0 | 0 | 1
8265 | 0.00050924 | 0 | 0.85931 | 0 | 0 | 1 | 1 | 0.00050924 | 0 | 1
8266 | 0.11016 | 0 | 0.85931 | 0 | 0 | 1 | 1 | 0.11016 | 0 | 1
8267 | 0.23914 | 0 | 0.85931 | 0 | 0 | 1 | 1 | 0.23914 | 0 | 1
8268 | 0.21334 | 0 | 0.85931 | 0 | 0 | 1 | 1 | 0.21334 | 0 | 1
8269 | 0.11408 | 0 | 0.85931 | 0 | 0 | 1 | 1 | 0.11408 | 0 | 1
8270 | 0.18601 | 0 | 0.85931 | 0 | 0 | 1 | 1 | 0.18601 | 0 | 1
8271 | 0.14364 | 0 | 0.85931 | 0 | 0 | 1 | 1 | 0.14364 | 0 | 1
8272 | 0.06772 | 0 | 0.85931 | 0 | 0 | 1 | 1 | 0.06772 | 0 | 1
8273 | 0 | 0 | 0.85931 | 0 | 0 | 1 | 1 | 0 | 0 | 1
8274 | 0 | 0 | 0.85931 | 0 | 1 | 1 | 1 | 0 | 0 | 1
8275 | 0 | 0 | 0.85931 | 0 | 1 | 1 | 1 | 0 | 0 | 1
8276 | 0 | 0 | 0.85931 | 0 | 1 | 1 | 1 | 0 | 0 | 1
8277 | 0 | 0 | 0.85931 | 0 | 1 | 1 | 1 | 0 | 0 | 1
8278 | 0 | 0 | 0.85931 | 0 | 0 | 1 | 1 | 0 | 0 | 1
8279 | 0 | 0 | 0.85931 | 0 | 0 | 1 | 1 | 0 | 0 | 1
8280 | 0 | 0 | 0.85931 | 0 | 0 | 1 | 1 | 0 | 0 | 1
8281 | 0 | 0 | 0.85931 | 0 | 0 | 1 | 1 | 0 | 0 | 1
8282 | 0 | 0 | 0.85931 | 0 | 0 | 1 | 1 | 0 | 0 | 1
8283 | 0 | 0 | 0.85931 | 0 | 0 | 1 | 1 | 0 | 0 | 1
8284 | 0 | 0 | 0.85931 | 0 | 0 | 1 | 1 | 0 | 0 | 1
8285 | 0 | 0 | 0.85931 | 0 | 0 | 1 | 1 | 0 | 0 | 1
8286 | 0 | 0 | 0.85931 | 0 | 0 | 1 | 1 | 0 | 0 | 1
8287 | 0 | 0 | 0.85931 | 0 | 0 | 1 | 1 | 0 | 0 | 1
8288 | 0 | 0 | 0.85931 | 0 | 0 | 1 | 1 | 0 | 0 | 1
8289 | 0.0079127 | 0 | 0.85931 | 0 | 0 | 1 | 1 | 0.0079127 | 0 | 1
8290 | 0.092097 | 0 | 0.85931 | 0 | 0 | 1 | 1 | 0.092097 | 0 | 1
8291 | 0.18148 | 0 | 0.85931 | 0 | 0 | 1 | 1 | 0.18148 | 0 | 1
8292 | 0.21478 | 0 | 0.85931 | 0 | 0 | 1 | 1 | 0.21478 | 0 | 1
8293 | 0.14462 | 0 | 0.85931 | 0 | 0 | 1 | 1 | 0.14462 | 0 | 1
8294 | 0.24266 | 0 | 0.85931 | 0 | 0 | 1 | 1 | 0.24266 | 0 | 1
8295 | 0.2197 | 0 | 0.85931 | 0 | 0 | 1 | 1 | 0.2197 | 0 | 1
8296 | 0.16869 | 0 | 0.85931 | 0 | 0 | 1 | 1 | 0.16869 | 0 | 1
8297 | 0 | 0 | 0.85931 | 0 | 0 | 1 | 1 | 0 | 0 | 1
8298 | 0 | 0 | 0.85931 | 0 | 1 | 1 | 1 | 0 | 0 | 1
8299 | 0 | 0 | 0.85931 | 0 | 1 | 1 | 1 | 0 | 0 | 1
8300 | 0 | 0 | 0.85931 | 0 | 1 | 1 | 1 | 0 | 0 | 1
8301 | 0 | 0 | 0.85931 | 0 | 1 | 1 | 1 | 0 | 0 | 1
8302 | 0 | 0 | 0.85931 | 0 | 0 | 1 | 1 | 0 | 0 | 1
8303 | 0 | 0 | 0.85931 | 0 | 0 | 1 | 1 | 0 | 0 | 1
8304 | 0 | 0 | 0.85931 | 0 | 0 | 1 | 1 | 0 | 0 | 1
8305 | 0 | 0 | 0.85931 | 0 | 0 | 1 | 1 | 0 | 0 | 1
8306 | 0 | 0 | 0.85931 | 0 | 0 | 1 | 1 | 0 | 0 | 1
8307 | 0 | 0 | 0.85931 | 0 | 0 | 1 | 1 | 0 | 0 | 1
8308 | 0 | 0 | 0.85931 | 0 | 0 | 1 | 1 | 0 | 0 | 1
8309 | 0 | 0 | 0.85931 | 0 | 0 | 1 | 1 | 0 | 0 | 1
8310 | 0 | 0 | 0.85931 | 0 | 0 | 1 | 1 | 0 | 0 | 1
8311 | 0 | 0 | 0.85931 | 0 | 0 | 1 | 1 | 0 | 0 | 1
8312 | 0 | 0 | 0.85931 | 0 | 0 | 1 | 1 | 0 | 0 | 1
8313 | 0.020695 | 0 | 0.85931 | 0 | 0 | 1 | 1 | 0.020695 | 0 | 1
8314 | 0.10768 | 0 | 0.85931 | 0 | 0 | 1 | 1 | 0.10768 | 0 | 1
8315 | 0.16493 | 0 | 0.85931 | 0 | 0 | 1 | 1 | 0.16493 | 0 | 1
8316 | 0.21197 | 0 | 0.85931 | 0 | 0 | 1 | 1 | 0.21197 | 0 | 1
8317 | 0.15352 | 0 | 0.85931 | 0 | 0 | 1 | 1 | 0.15352 | 0 | 1
8318 | 0.23514 | 0 | 0.85931 | 0 | 0 | 1 | 1 | 0.23514 | 0 | 1
8319 | 0.15888 | 0 | 0.85931 | 0 | 0 | 1 | 1 | 0.15888 | 0 | 1
8320 | 0.092373 | 0 | 0.85931 | 0 | 0 | 1 | 1 | 0.092373 | 0 | 1
8321 | 0.029944 | 0 | 0.85931 | 0 | 0 | 1 | 1 | 0.029944 | 0 | 1
8322 | 0 | 0 | 0.85931 | 0 | 1 | 1 | 1 | 0 | 0 | 1
8323 | 0 | 0 | 0.85931 | 0 | 1 | 1 | 1 | 0 | 0 | 1
8324 | 0 | 0 | 0.85931 | 0 | 1 | 1 | 1 | 0 | 0 | 1
8325 | 0 | 0 | 0.85931 | 0 | 1 | 1 | 1 | 0 | 0 | 1
8326 | 0 | 0 | 0.85931 | 0 | 0 | 1 | 1 | 0 | 0 | 1
8327 | 0 | 0 | 0.85931 | 0 | 0 | 1 | 1 | 0 | 0 | 1
8328 | 0 | 0 | 0.85931 | 0 | 0 | 1 | 1 | 0 | 0 | 1
8329 | 0 | 0 | 0.85931 | 0 | 0 | 1 | 1 | 0 | 0 | 1
8330 | 0 | 0 | 0.85931 | 0 | 0 | 1 | 1 | 0 | 0 | 1
8331 | 0 | 0 | 0.85931 | 0 | 0 | 1 | 1 | 0 | 0 | 1
8332 | 0 | 0 | 0.85931 | 0 | 0 | 1 | 1 | 0 | 0 | 1
8333 | 0 | 0 | 0.85931 | 0 | 0 | 1 | 1 | 0 | 0 | 1
8334 | 0 | 0 | 0.85931 | 0 | 0 | 1 | 1 | 0 | 0 | 1
8335 | 0 | 0 | 0.85931 | 0 | 0 | 1 | 1 | 0 | 0 | 1
8336 | 0 | 0 | 0.85931 | 0 | 0 | 1 | 1 | 0 | 0 | 1
8337 | 0.019042 | 0 | 0.85931 | 0 | 0 | 1 | 1 | 0.019042 | 0 | 1
8338 | 0.14392 | 0 | 0.85931 | 0 | 0 | 1 | 1 | 0.14392 | 0 | 1
8339 | 0.19279 | 0.0070039 | 0.85931 | 0 | 0 | 1 | 1 | 0.19279 | 0.0070039 | 1
8340 | 0.26124 | 0.0046419 | 0.85931 | 0 | 0 | 1 | 1 | 0.26124 | 0.0046419 | 1
8341 | 0.27018 | 0.036324 | 0.85931 | 0 | 0 | 1 | 1 | 0.27018 | 0.036324 | 1
8342 | 0.22848 | 0.031748 | 0.85931 | 0 | 0 | 1 | 1 | 0.22848 | 0.031748 | 1
8343 | 0.17002 | 0.052687 | 0.85931 | 0 | 0 | 1 | 1 | 0.17002 | 0.052687 | 1
8344 | 0.053908 | 0.041787 | 0.85931 | 0 | 0 | 1 | 1 | 0.053908 | 0.041787 | 1
8345 | 0.02118 | 0.033944 | 0.85931 | 0 | 0 | 1 | 1 | 0.02118 | 0.033944 | 1
8346 | 0 | 0.014032 | 0.85931 | 0 | 1 | 1 | 1 | 0 | 0.014032 | 1
8347 | 0 | 0.016469 | 0.85931 | 0 | 1 | 1 | 1 | 0 | 0.016469 | 1
8348 | 0 | 0.022863 | 0.85931 | 0 | 1 | 1 | 1 | 0 | 0.022863 | 1
8349 | 0 | 0.027996 | 0.85931 | 0 | 1 | 1 | 1 | 0 | 0.027996 | 1
8350 | 0 | 0.033941 | 0.85931 | 0 | 0 | 1 | 1 | 0 | 0.033941 | 1
8351 | 0 | 0.01915 | 0.85931 | 0 | 0 | 1 | 1 | 0 | 0.01915 | 1
8352 | 0 | 0.017559 | 0.85931 | 0 | 0 | 1 | 1 | 0 | 0.017559 | 1
8353 | 0 | 0 | 0.85931 | 0 | 0 | 1 | 1 | 0 | 0 | 1
8354 | 0 | 0 | 0.85931 | 0 | 0 | 1 | 1 | 0 | 0 | 1
8355 | 0 | 0.0030422 | 0.85931 | 0 | 0 | 1 | 1 | 0 | 0.0030422 | 1
8356 | 0 | 0 | 0.85931 | 0 | 0 | 1 | 1 | 0 | 0 | 1
8357 | 0 | 0 | 0.85931 | 0 | 0 | 1 | 1 | 0 | 0 | 1
8358 | 0 | 0.0022981 | 0.85931 | 0 | 0 | 1 | 1 | 0 | 0.0022981 | 1
8359 | 0 | 0 | 0.85931 | 0 | 0 | 1 | 1 | 0 | 0 | 1
8360 | 0 | 0 | 0.85931 | 0 | 0 | 1 | 1 | 0 | 0 | 1
8361 | 0.016271 | 0 | 0.85931 | 0 | 0 | 1 | 1 | 0.016271 | 0 | 1
8362 | 0.16043 | 0 | 0.85931 | 0 | 0 | 1 | 1 | 0.16043 | 0 | 1
8363 | 0.26346 | 0.0052672 | 0.85931 | 0 | 0 | 1 | 1 | 0.26346 | 0.0052672 | 1
8364 | 0.29378 | 0.01978 | 0.85931 | 0 | 0 | 1 | 1 | 0.29378 | 0.01978 | 1
8365 | 0.32502 | 0.047116 | 0.85931 | 0 | 0 | 1 | 1 | 0.32502 | 0.047116 | 1
8366 | 0.19495 | 0.046383 | 0.85931 | 0 | 0 | 1 | 1 | 0.19495 | 0.046383 | 1
8367 | 0.20916 | 0.062495 | 0.85931 | 0 | 0 | 1 | 1 | 0.20916 | 0.062495 | 1
8368 | 0.056275 | 0.04807 | 0.85931 | 0 | 0 | 1 | 1 | 0.056275 | 0.04807 | 1
8369 | 0.0033762 | 0.03644 | 0.85931 | 0 | 0 | 1 | 1 | 0.0033762 | 0.03644 | 1
8370 | 0 | 0.010713 | 0.85931 | 0 | 1 | 1 | 1 | 0 | 0.010713 | 1
8371 | 0 | 0.016932 | 0.85931 | 0 | 1 | 1 | 1 | 0 | 0.016932 | 1
8372 | 0 | 0.011084 | 0.85931 | 0 | 1 | 1 | 1 | 0 | 0.011084 | 1
8373 | 0 | 0.0011884 | 0.85931 | 0 | 1 | 1 | 1 | 0 | 0.0011884 | 1
8374 | 0 | 0 | 0.85931 | 0 | 0 | 1 | 1 | 0 | 0 | 1
8375 | 0 | 0 | 0.85931 | 0 | 0 | 1 | 1 | 0 | 0 | 1
8376 | 0 | 0 | 0.85931 | 0 | 0 | 1 | 1 | 0 | 0 | 1
8377 | 0 | 0.0019125 | 0.85931 | 0 | 0 | 1 | 1 | 0 | 0.0019125 | 1
8378 | 0 | 0 | 0.85931 | 0 | 0 | 1 | 1 | 0 | 0 | 1
8379 | 0 | 0 | 0.85931 | 0 | 0 | 1 | 1 | 0 | 0 | 1
8380 | 0 | 0 | 0.85931 | 0 | 0 | 1 | 1 | 0 | 0 | 1
8381 | 0 | 0 | 0.85931 | 0 | 0 | 1 | 1 | 0 | 0 | 1
8382 | 0 | 0 | 0.85931 | 0 | 0 | 1 | 1 | 0 | 0 | 1
8383 | 0 | 0 | 0.85931 | 0 | 0 | 1 | 1 | 0 | 0 | 1
8384 | 0 | 0 | 0.85931 | 0 | 0 | 1 | 1 | 0 | 0 | 1
8385 | 0.014159 | 0 | 0.85931 | 0 | 0 | 1 | 1 | 0.014159 | 0 | 1
8386 | 0.14645 | 0 | 0.85931 | 0 | 0 | 1 | 1 | 0.14645 | 0 | 1
8387 | 0.27558 | 0 | 0.85931 | 0 | 0 | 1 | 1 | 0.27558 | 0 | 1
8388 | 0.31226 | 0 | 0.85931 | 0 | 0 | 1 | 1 | 0.31226 | 0 | 1
8389 | 0.31229 | 0.0027784 | 0.85931 | 0 | 0 | 1 | 1 | 0.31229 | 0.0027784 | 1
8390 | 0.23041 | 0.026529 | 0.85931 | 0 | 0 | 1 | 1 | 0.23041 | 0.026529 | 1
8391 | 0.28256 | 0.0467 | 0.85931 | 0 | 0 | 1 | 1 | 0.28256 | 0.0467 | 1
8392 | 0.10783 | 0.029047 | 0.85931 | 0 | 0 | 1 | 1 | 0.10783 | 0.029047 | 1
8393 | 0.0019901 | 0.0038416 | 0.85931 | 0 | 0 | 1 | 1 | 0.0019901 | 0.0038416 | 1
8394 | 0 | 0 | 0.85931 | 0 | 1 | 1 | 1 | 0 | 0 | 1
8395 | 0 | 0 | 0.85931 | 0 | 1 | 1 | 1 | 0 | 0 | 1
8396 | 0 | 0 | 0.85931 | 0 | 1 | 1 | 1 | 0 | 0 | 1
8397 | 0 | 0 | 0.85931 | 0 | 1 | 1 | 1 | 0 | 0 | 1
8398 | 0 | 0 | 0.85931 | 0 | 0 | 1 | 1 | 0 | 0 | 1
8399 | 0 | 0 | 0.85931 | 0 | 0 | 1 | 1 | 0 | 0 | 1
8400 | 0 | 0 | 0.85931 | 0 | 0 | 1 | 1 | 0 | 0 | 1
8401 | 0 | 0 | 0.82379 | 0 | 0 | 1 | 1 | 0 | 0 | 1
8402 | 0 | 0 | 0.82379 | 0 | 0 | 1 | 1 | 0 | 0 | 1
8403 | 0 | 0 | 0.82379 | 0 | 0 | 1 | 1 | 0 | 0 | 1
8404 | 0 | 0 | 0.82379 | 0 | 0 | 1 | 1 | 0 | 0 | 1
8405 | 0 | 0 | 0.82379 | 0 | 0 | 1 | 1 | 0 | 0 | 1
8406 | 0 | 0 | 0.82379 | 0 | 0 | 1 | 1 | 0 | 0 | 1
8407 | 0 | 0 | 0.82379 | 0 | 0 | 1 | 1 | 0 | 0 | 1
8408 | 0 | 0 | 0.82379 | 0 | 0 | 1 | 1 | 0 | 0 | 1
8409 | 0.050434 | 0 | 0.82379 | 0 | 0 | 1 | 1 | 0.050434 | 0 | 1
8410 | 0.21526 | 0 | 0.82379 | 0 | 0 | 1 | 1 | 0.21526 | 0 | 1
8411 | 0.29332 | 0 | 0.82379 | 0 | 0 | 1 | 1 | 0.29332 | 0 | 1
8412 | 0.29666 | 0 | 0.82379 | 0 | 0 | 1 | 1 | 0.29666 | 0 | 1
8413 | 0.26886 | 0 | 0.82379 | 0 | 0 | 1 | 1 | 0.26886 | 0 | 1
8414 | 0.24769 | 0.021555 | 0.82379 | 0 | 0 | 1 | 1 | 0.24769 | 0.021555 | 1
8415 | 0.25979 | 0.010497 | 0.82379 | 0 | 0 | 1 | 1 | 0.25979 | 0.010497 | 1
8416 | 0.10976 | 0 | 0.82379 | 0 | 0 | 1 | 1 | 0.10976 | 0 | 1
8417 | 0 | 0 | 0.82379 | 0 | 0 | 1 | 1 | 0 | 0 | 1
8418 | 0 | 0 | 0.82379 | 0 | 1 | 1 | 1 | 0 | 0 | 1
8419 | 0 | 0 | 0.82379 | 0 | 1 | 1 | 1 | 0 | 0 | 1
8420 | 0 | 0 | 0.82379 | 0 | 1 | 1 | 1 | 0 | 0 | 1
8421 | 0 | 0 | 0.82379 | 0 | 1 | 1 | 1 | 0 | 0 | 1
8422 | 0 | 0 | 0.82379 | 0 | 0 | 1 | 1 | 0 | 0 | 1
8423 | 0 | 0 | 0.82379 | 0 | 0 | 1 | 1 | 0 | 0 | 1
8424 | 0 | 0 | 0.82379 | 0 | 0 | 1 | 1 | 0 | 0 | 1
8425 | 0 | 0 | 0.82379 | 0 | 0 | 1 | 1 | 0 | 0 | 1
8426 | 0 | 0 | 0.82379 | 0 | 0 | 1 | 1 | 0 | 0 | 1
8427 | 0 | 0 | 0.82379 | 0 | 0 | 1 | 1 | 0 | 0 | 1
8428 | 0 | 0 | 0.82379 | 0 | 0 | 1 | 1 | 0 | 0 | 1
8429 | 0 | 0 | 0.82379 | 0 | 0 | 1 | 1 | 0 | 0 | 1
8430 | 0 | 0 | 0.82379 | 0 | 0 | 1 | 1 | 0 | 0 | 1
8431 | 0 | 0 | 0.82379 | 0 | 0 | 1 | 1 | 0 | 0 | 1
8432 | 0 | 0 | 0.82379 | 0 | 0 | 1 | 1 | 0 | 0 | 1
8433 | 0.016354 | 0 | 0.82379 | 0 | 0 | 1 | 1 | 0.016354 | 0 | 1
8434 | 0.12641 | 0 | 0.82379 | 0 | 0 | 1 | 1 | 0.12641 | 0 | 1
8435 | 0.20531 | 0 | 0.82379 | 0 | 0 | 1 | 1 | 0.20531 | 0 | 1
8436 | 0.19333 | 0 | 0.82379 | 0 | 0 | 1 | 1 | 0.19333 | 0 | 1
8437 | 0.15007 | 0 | 0.82379 | 0 | 0 | 1 | 1 | 0.15007 | 0 | 1
8438 | 0.15788 | 0.021904 | 0.82379 | 0 | 0 | 1 | 1 | 0.15788 | 0.021904 | 1
8439 | 0.11834 | 0.017293 | 0.82379 | 0 | 0 | 1 | 1 | 0.11834 | 0.017293 | 1
8440 | 0.028453 | 0 | 0.82379 | 0 | 0 | 1 | 1 | 0.028453 | 0 | 1
8441 | 0 | 0.0018156 | 0.82379 | 0 | 0 | 1 | 1 | 0 | 0.0018156 | 1
8442 | 0 | 0.00067356 | 0.82379 | 0 | 1 | 1 | 1 | 0 | 0.00067356 | 1
8443 | 0 | 0 | 0.82379 | 0 | 1 | 1 | 1 | 0 | 0 | 1
8444 | 0 | 0 | 0.82379 | 0 | 1 | 1 | 1 | 0 | 0 | 1
8445 | 0 | 0.0038368 | 0.82379 | 0 | 1 | 1 | 1 | 0 | 0.0038368 | 1
8446 | 0 | 0 | 0.82379 | 0 | 0 | 1 | 1 | 0 | 0 | 1
8447 | 0 | 0 | 0.82379 | 0 | 0 | 1 | 1 | 0 | 0 | 1
8448 | 0 | 0 | 0.82379 | 0 | 0 | 1 | 1 | 0 | 0 | 1
8449 | 0 | 0 | 0.82379 | 0 | 0 | 1 | 1 | 0 | 0 | 1
8450 | 0 | 0 | 0.82379 | 0 | 0 | 1 | 1 | 0 | 0 | 1
8451 | 0 | 0 | 0.82379 | 0 | 0 | 1 | 1 | 0 | 0 | 1
8452 | 0 | 0 | 0.82379 | 0 | 0 | 1 | 1 | 0 | 0 | 1
8453 | 0 | 0 | 0.82379 | 0 | 0 | 1 | 1 | 0 | 0 | 1
8454 | 0 | 0 | 0.82379 | 0 | 0 | 1 | 1 | 0 | 0 | 1
8455 | 0 | 0 | 0.82379 | 0 | 0 | 1 | 1 | 0 | 0 | 1
8456 | 0 | 0 | 0.82379 | 0 | 0 | 1 | 1 | 0 | 0 | 1
8457 | 0 | 0 | 0.82379 | 0 | 0 | 1 | 1 | 0 | 0 | 1
8458 | 0.052769 | 0 | 0.82379 | 0 | 0 | 1 | 1 | 0.052769 | 0 | 1
8459 | 0.10642 | 0 | 0.82379 | 0 | 0 | 1 | 1 | 0.10642 | 0 | 1
8460 | 0.14429 | 0.0022023 | 0.82379 | 0 | 0 | 1 | 1 | 0.14429 | 0.0022023 | 1
8461 | 0.060509 | 0.032658 | 0.82379 | 0 | 0 | 1 | 1 | 0.060509 | 0.032658 | 1
8462 | 0.040297 | 0.050919 | 0.82379 | 0 | 0 | 1 | 1 | 0.040297 | 0.050919 | 1
8463 | 0.029943 | 0.043485 | 0.82379 | 0 | 0 | 1 | 1 | 0.029943 | 0.043485 | 1
8464 | 0 | 0.023752 | 0.82379 | 0 | 0 | 1 | 1 | 0 | 0.023752 | 1
8465 | 0 | 0.030481 | 0.82379 | 0 | 0 | 1 | 1 | 0 | 0.030481 | 1
8466 | 0 | 0.038655 | 0.82379 | 0 | 1 | 1 | 1 | 0 | 0.038655 | 1
8467 | 0 | 0.023769 | 0.82379 | 0 | 1 | 1 | 1 | 0 | 0.023769 | 1
8468 | 0 | 0.042103 | 0.82379 | 0 | 1 | 1 | 1 | 0 | 0.042103 | 1
8469 | 0 | 0.058295 | 0.82379 | 0 | 1 | 1 | 1 | 0 | 0.058295 | 1
8470 | 0 | 0.033053 | 0.82379 | 0 | 0 | 1 | 1 | 0 | 0.033053 | 1
8471 | 0 | 0.010132 | 0.82379 | 0 | 0 | 1 | 1 | 0 | 0.010132 | 1
8472 | 0 | 0.015287 | 0.82379 | 0 | 0 | 1 | 1 | 0 | 0.015287 | 1
8473 | 0 | 0 | 0.82379 | 0 | 0 | 1 | 1 | 0 | 0 | 1
8474 | 0 | 0 | 0.82379 | 0 | 0 | 1 | 1 | 0 | 0 | 1
8475 | 0 | 0 | 0.82379 | 0 | 0 | 1 | 1 | 0 | 0 | 1
8476 | 0 | 0 | 0.82379 | 0 | 0 | 1 | 1 | 0 | 0 | 1
8477 | 0 | 0 | 0.82379 | 0 | 0 | 1 | 1 | 0 | 0 | 1
8478 | 0 | 0 | 0.82379 | 0 | 0 | 1 | 1 | 0 | 0 | 1
8479 | 0 | 0 | 0.82379 | 0 | 0 | 1 | 1 | 0 | 0 | 1
8480 | 0 | 0 | 0.82379 | 0 | 0 | 1 | 1 | 0 | 0 | 1
8481 | 0 | 0 | 0.82379 | 0 | 0 | 1 | 1 | 0 | 0 | 1
8482 | 0.056622 | 0 | 0.82379 | 0 | 0 | 1 | 1 | 0.056622 | 0 | 1
8483 | 0.14993 | 0.0017955 | 0.82379 | 0 | 0 | 1 | 1 | 0.14993 | 0.0017955 | 1
8484 | 0.20286 | 0.027004 | 0.82379 | 0 | 0 | 1 | 1 | 0.20286 | 0.027004 | 1
8485 | 0.11525 | 0.016601 | 0.82379 | 0 | 0 | 1 | 1 | 0.11525 | 0.016601 | 1
8486 | 0.035607 | 0.025026 | 0.82379 | 0 | 0 | 1 | 1 | 0.035607 | 0.025026 | 1
8487 | 0.0043581 | 0.026065 | 0.82379 | 0 | 0 | 1 | 1 | 0.0043581 | 0.026065 | 1
8488 | 0 | 0.018544 | 0.82379 | 0 | 0 | 1 | 1 | 0 | 0.018544 | 1
8489 | 0 | 0.01111 | 0.82379 | 0 | 0 | 1 | 1 | 0 | 0.01111 | 1
8490 | 0 | 0.006064 | 0.82379 | 0 | 1 | 1 | 1 | 0 | 0.006064 | 1
8491 | 0 | 0 | 0.82379 | 0 | 1 | 1 | 1 | 0 | 0 | 1
8492 | 0 | 0.0060654 | 0.82379 | 0 | 1 | 1 | 1 | 0 | 0.0060654 | 1
8493 | 0 | 0.036108 | 0.82379 | 0 | 1 | 1 | 1 | 0 | 0.036108 | 1
8494 | 0 | 0.025679 | 0.82379 | 0 | 0 | 1 | 1 | 0 | 0.025679 | 1
8495 | 0 | 0.005344 | 0.82379 | 0 | 0 | 1 | 1 | 0 | 0.005344 | 1
8496 | 0 | 0.010306 | 0.82379 | 0 | 0 | 1 | 1 | 0 | 0.010306 | 1
8497 | 0 | 0 | 0.82379 | 0 | 0 | 1 | 1 | 0 | 0 | 1
8498 | 0 | 0 | 0.82379 | 0 | 0 | 1 | 1 | 0 | 0 | 1
8499 | 0 | 0 | 0.82379 | 0 | 0 | 1 | 1 | 0 | 0 | 1
8500 | 0 | 0 | 0.82379 | 0 | 0 | 1 | 1 | 0 | 0 | 1
8501 | 0 | 0 | 0.82379 | 0 | 0 | 1 | 1 | 0 | 0 | 1
8502 | 0 | 0 | 0.82379 | 0 | 0 | 1 | 1 | 0 | 0 | 1
8503 | 0 | 0 | 0.82379 | 0 | 0 | 1 | 1 | 0 | 0 | 1
8504 | 0 | 0 | 0.82379 | 0 | 0 | 1 | 1 | 0 | 0 | 1
8505 | 0 | 0.011828 | 0.82379 | 0 | 0 | 1 | 1 | 0 | 0.011828 | 1
8506 | 0.13157 | 0.0046518 | 0.82379 | 0 | 0 | 1 | 1 | 0.13157 | 0.0046518 | 1
8507 | 0.1764 | 0.0149 | 0.82379 | 0 | 0 | 1 | 1 | 0.1764 | 0.0149 | 1
8508 | 0.28252 | 0.044742 | 0.82379 | 0 | 0 | 1 | 1 | 0.28252 | 0.044742 | 1
8509 | 0.22009 | 0.042897 | 0.82379 | 0 | 0 | 1 | 1 | 0.22009 | 0.042897 | 1
8510 | 0.1155 | 0.040093 | 0.82379 | 0 | 0 | 1 | 1 | 0.1155 | 0.040093 | 1
8511 | 0.064492 | 0.035878 | 0.82379 | 0 | 0 | 1 | 1 | 0.064492 | 0.035878 | 1
8512 | 0 | 0.029088 | 0.82379 | 0 | 0 | 1 | 1 | 0 | 0.029088 | 1
8513 | 0 | 0.012851 | 0.82379 | 0 | 0 | 1 | 1 | 0 | 0.012851 | 1
8514 | 0 | 0.0075869 | 0.82379 | 0 | 1 | 1 | 1 | 0 | 0.0075869 | 1
8515 | 0 | 0 | 0.82379 | 0 | 1 | 1 | 1 | 0 | 0 | 1
8516 | 0 | 0.0070981 | 0.82379 | 0 | 1 | 1 | 1 | 0 | 0.0070981 | 1
8517 | 0 | 0.026084 | 0.82379 | 0 | 1 | 1 | 1 | 0 | 0.026084 | 1
8518 | 0 | 0.024692 | 0.82379 | 0 | 0 | 1 | 1 | 0 | 0.024692 | 1
8519 | 0 | 0.030359 | 0.82379 | 0 | 0 | 1 | 1 | 0 | 0.030359 | 1
8520 | 0 | 0.02654 | 0.82379 | 0 | 0 | 1 | 1 | 0 | 0.02654 | 1
8521 | 0 | 0 | 0.90934 | 0 | 0 | 1 | 1 | 0 | 0 | 1
8522 | 0 | 0 | 0.90934 | 0 | 0 | 1 | 1 | 0 | 0 | 1
8523 | 0 | 0 | 0.90934 | 0 | 0 | 1 | 1 | 0 | 0 | 1
8524 | 0 | 0 | 0.90934 | 0 | 0 | 1 | 1 | 0 | 0 | 1
8525 | 0 | 0 | 0.90934 | 0 | 0 | 1 | 1 | 0 | 0 | 1
8526 | 0 | 0.0015529 | 0.90934 | 0 | 0 | 1 | 1 | 0 | 0.0015529 | 1
8527 | 0 | 0.0095302 | 0.90934 | 0 | 0 | 1 | 1 | 0 | 0.0095302 | 1
8528 | 0 | 0.0057889 | 0.90934 | 0 | 0 | 1 | 1 | 0 | 0.0057889 | 1
8529 | 0.011928 | 0.010149 | 0.90934 | 0 | 0 | 1 | 1 | 0.011928 | 0.010149 | 1
8530 | 0.22695 | 0.0018615 | 0.90934 | 0 | 0 | 1 | 1 | 0.22695 | 0.0018615 | 1
8531 | 0.26502 | 0.013588 | 0.90934 | 0 | 0 | 1 | 1 | 0.26502 | 0.013588 | 1
8532 | 0.30773 | 0.043653 | 0.90934 | 0 | 0 | 1 | 1 | 0.30773 | 0.043653 | 1
8533 | 0.33273 | 0.033457 | 0.90934 | 0 | 0 | 1 | 1 | 0.33273 | 0.033457 | 1
8534 | 0.24394 | 0.03697 | 0.90934 | 0 | 0 | 1 | 1 | 0.24394 | 0.03697 | 1
8535 | 0.17185 | 0.037017 | 0.90934 | 0 | 0 | 1 | 1 | 0.17185 | 0.037017 | 1
8536 | 0.085343 | 0.040892 | 0.90934 | 0 | 0 | 1 | 1 | 0.085343 | 0.040892 | 1
8537 | 0.0071547 | 0.036193 | 0.90934 | 0 | 0 | 1 | 1 | 0.0071547 | 0.036193 | 1
8538 | 0 | 0.024632 | 0.90934 | 0 | 1 | 1 | 1 | 0 | 0.024632 | 1
8539 | 0 | 0 | 0.90934 | 0 | 1 | 1 | 1 | 0 | 0 | 1
8540 | 0 | 0.017541 | 0.90934 | 0 | 1 | 1 | 1 | 0 | 0.017541 | 1
8541 | 0 | 0.033396 | 0.90934 | 0 | 1 | 1 | 1 | 0 | 0.033396 | 1
8542 | 0 | 0.038314 | 0.90934 | 0 | 0 | 1 | 1 | 0 | 0.038314 | 1
8543 | 0 | 0.03071 | 0.90934 | 0 | 0 | 1 | 1 | 0 | 0.03071 | 1
8544 | 0 | 0.022684 | 0.90934 | 0 | 0 | 1 | 1 | 0 | 0.022684 | 1
8545 | 0 | 0.00019688 | 0.90934 | 0 | 0 | 1 | 1 | 0 | 0.00019688 | 1
8546 | 0 | 0 | 0.90934 | 0 | 0 | 1 | 1 | 0 | 0 | 1
8547 | 0 | 0 | 0.90934 | 0 | 0 | 1 | 1 | 0 | 0 | 1
8548 | 0 | 0 | 0.90934 | 0 | 0 | 1 | 1 | 0 | 0 | 1
8549 | 0 | 0 | 0.90934 | 0 | 0 | 1 | 1 | 0 | 0 | 1
8550 | 0 | 0 | 0.90934 | 0 | 0 | 1 | 1 | 0 | 0 | 1
8551 | 0 | 0 | 0.90934 | 0 | 0 | 1 | 1 | 0 | 0 | 1
8552 | 0 | 0 | 0.90934 | 0 | 0 | 1 | 1 | 0 | 0 | 1
8553 | 0 | 0.0088446 | 0.90934 | 0 | 0 | 1 | 1 | 0 | 0.0088446 | 1
8554 | 0.18127 | 0 | 0.90934 | 0 | 0 | 1 | 1 | 0.18127 | 0 | 1
8555 | 0.23057 | 0.011178 | 0.90934 | 0 | 0 | 1 | 1 | 0.23057 | 0.011178 | 1
8556 | 0.29111 | 0.038988 | 0.90934 | 0 | 0 | 1 | 1 | 0.29111 | 0.038988 | 1
8557 | 0.32034 | 0.039407 | 0.90934 | 0 | 0 | 1 | 1 | 0.32034 | 0.039407 | 1
8558 | 0.27061 | 0.041403 | 0.90934 | 0 | 0 | 1 | 1 | 0.27061 | 0.041403 | 1
8559 | 0.20311 | 0.043268 | 0.90934 | 0 | 0 | 1 | 1 | 0.20311 | 0.043268 | 1
8560 | 0.084667 | 0.046289 | 0.90934 | 0 | 0 | 1 | 1 | 0.084667 | 0.046289 | 1
8561 | 0.0016264 | 0.043609 | 0.90934 | 0 | 0 | 1 | 1 | 0.0016264 | 0.043609 | 1
8562 | 0 | 0.033141 | 0.90934 | 0 | 1 | 1 | 1 | 0 | 0.033141 | 1
8563 | 0 | 0.0075784 | 0.90934 | 0 | 1 | 1 | 1 | 0 | 0.0075784 | 1
8564 | 0 | 0.023126 | 0.90934 | 0 | 1 | 1 | 1 | 0 | 0.023126 | 1
8565 | 0 | 0.031665 | 0.90934 | 0 | 1 | 1 | 1 | 0 | 0.031665 | 1
8566 | 0 | 0.034119 | 0.90934 | 0 | 0 | 1 | 1 | 0 | 0.034119 | 1
8567 | 0 | 0.028688 | 0.90934 | 0 | 0 | 1 | 1 | 0 | 0.028688 | 1
8568 | 0 | 0.021069 | 0.90934 | 0 | 0 | 1 | 1 | 0 | 0.021069 | 1
8569 | 0 | 0.0024507 | 0.90934 | 0 | 0 | 1 | 1 | 0 | 0.0024507 | 1
8570 | 0 | 0 | 0.90934 | 0 | 0 | 1 | 1 | 0 | 0 | 1
8571 | 0 | 0 | 0.90934 | 0 | 0 | 1 | 1 | 0 | 0 | 1
8572 | 0 | 0 | 0.90934 | 0 | 0 | 1 | 1 | 0 | 0 | 1
8573 | 0 | 0 | 0.90934 | 0 | 0 | 1 | 1 | 0 | 0 | 1
8574 | 0 | 0 | 0.90934 | 0 | 0 | 1 | 1 | 0 | 0 | 1
8575 | 0 | 0 | 0.90934 | 0 | 0 | 1 | 1 | 0 | 0 | 1
8576 | 0 | 0 | 0.90934 | 0 | 0 | 1 | 1 | 0 | 0 | 1
8577 | 0.010657 | 0 | 0.90934 | 0 | 0 | 1 | 1 | 0.010657 | 0 | 1
8578 | 0.20963 | 0.0025481 | 0.90934 | 0 | 0 | 1 | 1 | 0.20963 | 0.0025481 | 1
8579 | 0.28006 | 0.029665 | 0.90934 | 0 | 0 | 1 | 1 | 0.28006 | 0.029665 | 1
8580 | 0.28005 | 0.040008 | 0.90934 | 0 | 0 | 1 | 1 | 0.28005 | 0.040008 | 1
8581 | 0.25499 | 0.035191 | 0.90934 | 0 | 0 | 1 | 1 | 0.25499 | 0.035191 | 1
8582 | 0.29309 | 0.042973 | 0.90934 | 0 | 0 | 1 | 1 | 0.29309 | 0.042973 | 1
8583 | 0.27754 | 0.050375 | 0.90934 | 0 | 0 | 1 | 1 | 0.27754 | 0.050375 | 1
8584 | 0.13586 | 0.062656 | 0.90934 | 0 | 0 | 1 | 1 | 0.13586 | 0.062656 | 1
8585 | 0.0058458 | 0.053603 | 0.90934 | 0 | 0 | 1 | 1 | 0.0058458 | 0.053603 | 1
8586 | 0 | 0.038191 | 0.90934 | 0 | 1 | 1 | 1 | 0 | 0.038191 | 1
8587 | 0 | 0.014893 | 0.90934 | 0 | 1 | 1 | 1 | 0 | 0.014893 | 1
8588 | 0 | 0.017782 | 0.90934 | 0 | 1 | 1 | 1 | 0 | 0.017782 | 1
8589 | 0 | 0.026045 | 0.90934 | 0 | 1 | 1 | 1 | 0 | 0.026045 | 1
8590 | 0 | 0.015211 | 0.90934 | 0 | 0 | 1 | 1 | 0 | 0.015211 | 1
8591 | 0 | 5.0822e-06 | 0.90934 | 0 | 0 | 1 | 1 | 0 | 5.0822e-06 | 1
8592 | 0 | 0 | 0.90934 | 0 | 0 | 1 | 1 | 0 | 0 | 1
8593 | 0 | 0.0029039 | 0.90934 | 0 | 0 | 1 | 1 | 0 | 0.0029039 | 1
8594 | 0 | 0 | 0.90934 | 0 | 0 | 1 | 1 | 0 | 0 | 1
8595 | 0 | 0 | 0.90934 | 0 | 0 | 1 | 1 | 0 | 0 | 1
8596 | 0 | 0 | 0.90934 | 0 | 0 | 1 | 1 | 0 | 0 | 1
8597 | 0 | 0 | 0.90934 | 0 | 0 | 1 | 1 | 0 | 0 | 1
8598 | 0 | 0 | 0.90934 | 0 | 0 | 1 | 1 | 0 | 0 | 1
8599 | 0 | 0 | 0.90934 | 0 | 0 | 1 | 1 | 0 | 0 | 1
8600 | 0 | 0 | 0.90934 | 0 | 0 | 1 | 1 | 0 | 0 | 1
8601 | 0 | 0 | 0.90934 | 0 | 0 | 1 | 1 | 0 | 0 | 1
8602 | 0.10935 | 0 | 0.90934 | 0 | 0 | 1 | 1 | 0.10935 | 0 | 1
8603 | 0.18542 | 0 | 0.90934 | 0 | 0 | 1 | 1 | 0.18542 | 0 | 1
8604 | 0.16635 | 0 | 0.90934 | 0 | 0 | 1 | 1 | 0.16635 | 0 | 1
8605 | 0.11944 | 0 | 0.90934 | 0 | 0 | 1 | 1 | 0.11944 | 0 | 1
8606 | 0.16731 | 0 | 0.90934 | 0 | 0 | 1 | 1 | 0.16731 | 0 | 1
8607 | 0.15488 | 0.013862 | 0.90934 | 0 | 0 | 1 | 1 | 0.15488 | 0.013862 | 1
8608 | 0.040227 | 0.010884 | 0.90934 | 0 | 0 | 1 | 1 | 0.040227 | 0.010884 | 1
8609 | 0 | 0 | 0.90934 | 0 | 0 | 1 | 1 | 0 | 0 | 1
8610 | 0 | 0 | 0.90934 | 0 | 1 | 1 | 1 | 0 | 0 | 1
8611 | 0 | 0 | 0.90934 | 0 | 1 | 1 | 1 | 0 | 0 | 1
8612 | 0 | 0 | 0.90934 | 0 | 1 | 1 | 1 | 0 | 0 | 1
8613 | 0 | 0 | 0.90934 | 0 | 1 | 1 | 1 | 0 | 0 | 1
8614 | 0 | 0 | 0.90934 | 0 | 0 | 1 | 1 | 0 | 0 | 1
8615 | 0 | 0 | 0.90934 | 0 | 0 | 1 | 1 | 0 | 0 | 1
8616 | 0 | 0 | 0.90934 | 0 | 0 | 1 | 1 | 0 | 0 | 1
8617 | 0 | 0 | 0.90934 | 0 | 0 | 1 | 1 | 0 | 0 | 1
8618 | 0 | 0 | 0.90934 | 0 | 0 | 1 | 1 | 0 | 0 | 1
8619 | 0 | 0 | 0.90934 | 0 | 0 | 1 | 1 | 0 | 0 | 1
8620 | 0 | 0 | 0.90934 | 0 | 0 | 1 | 1 | 0 | 0 | 1
8621 | 0 | 0 | 0.90934 | 0 | 0 | 1 | 1 | 0 | 0 | 1
8622 | 0 | 0 | 0.90934 | 0 | 0 | 1 | 1 | 0 | 0 | 1
8623 | 0 | 0 | 0.90934 | 0 | 0 | 1 | 1 | 0 | 0 | 1
8624 | 0 | 0 | 0.90934 | 0 | 0 | 1 | 1 | 0 | 0 | 1
8625 | 0 | 0 | 0.90934 | 0 | 0 | 1 | 1 | 0 | 0 | 1
8626 | 0.14178 | 0 | 0.90934 | 0 | 0 | 1 | 1 | 0.14178 | 0 | 1
8627 | 0.21844 | 0 | 0.90934 | 0 | 0 | 1 | 1 | 0.21844 | 0 | 1
8628 | 0.19886 | 0 | 0.90934 | 0 | 0 | 1 | 1 | 0.19886 | 0 | 1
8629 | 0.12019 | 0 | 0.90934 | 0 | 0 | 1 | 1 | 0.12019 | 0 | 1
8630 | 0.17223 | 0 | 0.90934 | 0 | 0 | 1 | 1 | 0.17223 | 0 | 1
8631 | 0.1634 | 0 | 0.90934 | 0 | 0 | 1 | 1 | 0.1634 | 0 | 1
8632 | 0.065672 | 0 | 0.90934 | 0 | 0 | 1 | 1 | 0.065672 | 0 | 1
8633 | 0 | 0 | 0.90934 | 0 | 0 | 1 | 1 | 0 | 0 | 1
8634 | 0 | 0 | 0.90934 | 0 | 1 | 1 | 1 | 0 | 0 | 1
8635 | 0 | 0 | 0.90934 | 0 | 1 | 1 | 1 | 0 | 0 | 1
8636 | 0 | 0 | 0.90934 | 0 | 1 | 1 | 1 | 0 | 0 | 1
8637 | 0 | 0 | 0.90934 | 0 | 1 | 1 | 1 | 0 | 0 | 1
8638 | 0 | 0 | 0.90934 | 0 | 0 | 1 | 1 | 0 | 0 | 1
8639 | 0 | 0 | 0.90934 | 0 | 0 | 1 | 1 | 0 | 0 | 1
8640 | 0 | 0 | 0.90934 | 0 | 0 | 1 | 1 | 0 | 0 | 1
8641 | 0 | 0 | 0.90934 | 0 | 0 | 1 | 1 | 0 | 0 | 1
8642 | 0 | 0 | 0.90934 | 0 | 0 | 1 | 1 | 0 | 0 | 1
8643 | 0 | 0 | 0.90934 | 0 | 0 | 1 | 1 | 0 | 0 | 1
8644 | 0 | 0 | 0.90934 | 0 | 0 | 1 | 1 | 0 | 0 | 1
8645 | 0 | 0 | 0.90934 | 0 | 0 | 1 | 1 | 0 | 0 | 1
8646 | 0 | 0 | 0.90934 | 0 | 0 | 1 | 1 | 0 | 0 | 1
8647 | 0 | 0 | 0.90934 | 0 | 0 | 1 | 1 | 0 | 0 | 1
8648 | 0 | 0 | 0.90934 | 0 | 0 | 1 | 1 | 0 | 0 | 1
8649 | 0 | 0 | 0.90934 | 0 | 0 | 1 | 1 | 0 | 0 | 1
8650 | 0.05999 | 0 | 0.90934 | 0 | 0 | 1 | 1 | 0.05999 | 0 | 1
8651 | 0.087423 | 0 | 0.90934 | 0 | 0 | 1 | 1 | 0.087423 | 0 | 1
8652 | 0.065812 | 0 | 0.90934 | 0 | 0 | 1 | 1 | 0.065812 | 0 | 1
8653 | 0.046338 | 0 | 0.90934 | 0 | 0 | 1 | 1 | 0.046338 | 0 | 1
8654 | 0.07159 | 0 | 0.90934 | 0 | 0 | 1 | 1 | 0.07159 | 0 | 1
8655 | 0.049913 | 0 | 0.90934 | 0 | 0 | 1 | 1 | 0.049913 | 0 | 1
8656 | 0.0011014 | 0 | 0.90934 | 0 | 0 | 1 | 1 | 0.0011014 | 0 | 1
8657 | 0 | 0 | 0.90934 | 0 | 0 | 1 | 1 | 0 | 0 | 1
8658 | 0 | 0 | 0.90934 | 0 | 1 | 1 | 1 | 0 | 0 | 1
8659 | 0 | 0 | 0.90934 | 0 | 1 | 1 | 1 | 0 | 0 | 1
8660 | 0 | 0 | 0.90934 | 0 | 1 | 1 | 1 | 0 | 0 | 1
8661 | 0 | 0 | 0.90934 | 0 | 1 | 1 | 1 | 0 | 0 | 1
8662 | 0 | 0 | 0.90934 | 0 | 0 | 1 | 1 | 0 | 0 | 1
8663 | 0 | 0 | 0.90934 | 0 | 0 | 1 | 1 | 0 | 0 | 1
8664 | 0 | 0 | 0.90934 | 0 | 0 | 1 | 1 | 0 | 0 | 1
8665 | 0 | 0 | 0.90934 | 0 | 0 | 1 | 1 | 0 | 0 | 1
8666 | 0 | 0 | 0.90934 | 0 | 0 | 1 | 1 | 0 | 0 | 1
8667 | 0 | 0 | 0.90934 | 0 | 0 | 1 | 1 | 0 | 0 | 1
8668 | 0 | 0 | 0.90934 | 0 | 0 | 1 | 1 | 0 | 0 | 1
8669 | 0 | 0 | 0.90934 | 0 | 0 | 1 | 1 | 0 | 0 | 1
8670 | 0 | 0 | 0.90934 | 0 | 0 | 1 | 1 | 0 | 0 | 1
8671 | 0 | 0 | 0.90934 | 0 | 0 | 1 | 1 | 0 | 0 | 1
8672 | 0 | 0 | 0.90934 | 0 | 0 | 1 | 1 | 0 | 0 | 1
8673 | 0 | 0 | 0.90934 | 0 | 0 | 1 | 1 | 0 | 0 | 1
8674 | 0.052552 | 0 | 0.90934 | 0 | 0 | 1 | 1 | 0.052552 | 0 | 1
8675 | 0.18272 | 0 | 0.90934 | 0 | 0 | 1 | 1 | 0.18272 | 0 | 1
8676 | 0.19664 | 0 | 0.90934 | 0 | 0 | 1 | 1 | 0.19664 | 0 | 1
8677 | 0.181 | 0 | 0.90934 | 0 | 0 | 1 | 1 | 0.181 | 0 | 1
8678 | 0.18898 | 0 | 0.90934 | 0 | 0 | 1 | 1 | 0.18898 | 0 | 1
8679 | 0.15924 | 0 | 0.90934 | 0 | 0 | 1 | 1 | 0.15924 | 0 | 1
8680 | 0.096722 | 0 | 0.90934 | 0 | 0 | 1 | 1 | 0.096722 | 0 | 1
8681 | 0 | 0 | 0.90934 | 0 | 0 | 1 | 1 | 0 | 0 | 1
8682 | 0 | 0 | 0.90934 | 0 | 1 | 1 | 1 | 0 | 0 | 1
8683 | 0 | 0 | 0.90934 | 0 | 1 | 1 | 1 | 0 | 0 | 1
8684 | 0 | 0 | 0.90934 | 0 | 1 | 1 | 1 | 0 | 0 | 1
8685 | 0 | 0 | 0.90934 | 0 | 1 | 1 | 1 | 0 | 0 | 1
8686 | 0 | 0 | 0.90934 | 0 | 0 | 1 | 1 | 0 | 0 | 1
8687 | 0 | 0 | 0.90934 | 0 | 0 | 1 | 1 | 0 | 0 | 1
8688 | 0 | 0 | 0.90934 | 0 | 0 | 1 | 1 | 0 | 0 | 1
8689 | 0 | 0 | 0.90934 | 0 | 0 | 1 | 1 | 0 | 0 | 1
8690 | 0 | 0 | 0.90934 | 0 | 0 | 1 | 1 | 0 | 0 | 1
8691 | 0 | 0 | 0.90934 | 0 | 0 | 1 | 1 | 0 | 0 | 1
8692 | 0 | 0 | 0.90934 | 0 | 0 | 1 | 1 | 0 | 0 | 1
8693 | 0 | 0 | 0.90934 | 0 | 0 | 1 | 1 | 0 | 0 | 1
8694 | 0 | 0 | 0.90934 | 0 | 0 | 1 | 1 | 0 | 0 | 1
8695 | 0 | 0 | 0.90934 | 0 | 0 | 1 | 1 | 0 | 0 | 1
8696 | 0 | 0 | 0.90934 | 0 | 0 | 1 | 1 | 0 | 0 | 1
8697 | 0 | 0.00013538 | 0.90934 | 0 | 0 | 1 | 1 | 0 | 0.00013538 | 1
8698 | 0 | 0 | 0.90934 | 0 | 0 | 1 | 1 | 0 | 0 | 1
8699 | 0.06749 | 0.0043324 | 0.90934 | 0 | 0 | 1 | 1 | 0.06749 | 0.0043324 | 1
8700 | 0.13018 | 0.0272 | 0.90934 | 0 | 0 | 1 | 1 | 0.13018 | 0.0272 | 1
8701 | 0.1148 | 0.058783 | 0.90934 | 0 | 0 | 1 | 1 | 0.1148 | 0.058783 | 1
8702 | 0.092121 | 0.06238 | 0.90934 | 0 | 0 | 1 | 1 | 0.092121 | 0.06238 | 1
8703 | 0.1105 | 0.025573 | 0.90934 | 0 | 0 | 1 | 1 | 0.1105 | 0.025573 | 1
8704 | 0.088045 | 0.010451 | 0.90934 | 0 | 0 | 1 | 1 | 0.088045 | 0.010451 | 1
8705 | 0 | 0 | 0.90934 | 0 | 0 | 1 | 1 | 0 | 0 | 1
8706 | 0 | 0 | 0.90934 | 0 | 1 | 1 | 1 | 0 | 0 | 1
8707 | 0 | 0 | 0.90934 | 0 | 1 | 1 | 1 | 0 | 0 | 1
8708 | 0 | 0 | 0.90934 | 0 | 1 | 1 | 1 | 0 | 0 | 1
8709 | 0 | 0 | 0.90934 | 0 | 1 | 1 | 1 | 0 | 0 | 1
8710 | 0 | 0 | 0.90934 | 0 | 0 | 1 | 1 | 0 | 0 | 1
8711 | 0 | 0 | 0.90934 | 0 | 0 | 1 | 1 | 0 | 0 | 1
8712 | 0 | 0 | 0.90934 | 0 | 0 | 1 | 1 | 0 | 0 | 1
8713 | 0 | 0 | 0.90934 | 0 | 0 | 1 | 1 | 0 | 0 | 1
8714 | 0 | 0 | 0.90934 | 0 | 0 | 1 | 1 | 0 | 0 | 1
8715 | 0 | 0 | 0.90934 | 0 | 0 | 1 | 1 | 0 | 0 | 1
8716 | 0 | 0 | 0.90934 | 0 | 0 | 1 | 1 | 0 | 0 | 1
8717 | 0 | 0 | 0.90934 | 0 | 0 | 1 | 1 | 0 | 0 | 1
8718 | 0 | 0 | 0.90934 | 0 | 0 | 1 | 1 | 0 | 0 | 1
8719 | 0 | 0 | 0.90934 | 0 | 0 | 1 | 1 | 0 | 0 | 1
8720 | 0 | 0 | 0.90934 | 0 | 0 | 1 | 1 | 0 | 0 | 1
8721 | 0 | 0 | 0.90934 | 0 | 0 | 1 | 1 | 0 | 0 | 1
8722 | 0.030034 | 0 | 0.90934 | 0 | 0 | 1 | 1 | 0.030034 | 0 | 1
8723 | 0.20123 | 0.0048204 | 0.90934 | 0 | 0 | 1 | 1 | 0.20123 | 0.0048204 | 1
8724 | 0.3082 | 0.030841 | 0.90934 | 0 | 0 | 1 | 1 | 0.3082 | 0.030841 | 1
8725 | 0.2727 | 0.036878 | 0.90934 | 0 | 0 | 1 | 1 | 0.2727 | 0.036878 | 1
8726 | 0.26408 | 0.0521 | 0.90934 | 0 | 0 | 1 | 1 | 0.26408 | 0.0521 | 1
8727 | 0.26436 | 0.039302 | 0.90934 | 0 | 0 | 1 | 1 | 0.26436 | 0.039302 | 1
8728 | 0.16347 | 0.036115 | 0.90934 | 0 | 0 | 1 | 1 | 0.16347 | 0.036115 | 1
8729 | 0 | 0.031882 | 0.90934 | 0 | 0 | 1 | 1 | 0 | 0.031882 | 1
8730 | 0 | 0.032139 | 0.90934 | 0 | 1 | 1 | 1 | 0 | 0.032139 | 1
8731 | 0 | 0.029216 | 0.90934 | 0 | 1 | 1 | 1 | 0 | 0.029216 | 1
8732 | 0 | 0.0097568 | 0.90934 | 0 | 1 | 1 | 1 | 0 | 0.0097568 | 1
8733 | 0 | 0 | 0.90934 | 0 | 1 | 1 | 1 | 0 | 0 | 1
8734 | 0 | 0.0084342 | 0.90934 | 0 | 0 | 1 | 1 | 0 | 0.0084342 | 1
8735 | 0 | 0 | 0.90934 | 0 | 0 | 1 | 1 | 0 | 0 | 1
8736 | 0 | 0 | 0.90934 | 0 | 0 | 1 | 1 | 0 | 0 | 1
8737 | 0 | 0 | 0.90934 | 0 | 0 | 1 | 1 | 0 | 0 | 1
8738 | 0 | 0 | 0.90934 | 0 | 0 | 1 | 1 | 0 | 0 | 1
8739 | 0 | 0 | 0.90934 | 0 | 0 | 1 | 1 | 0 | 0 | 1
8740 | 0 | 0 | 0.90934 | 0 | 0 | 1 | 1 | 0 | 0 | 1
8741 | 0 | 0 | 0.90934 | 0 | 0 | 1 | 1 | 0 | 0 | 1
8742 | 0 | 0 | 0.90934 | 0 | 0 | 1 | 1 | 0 | 0 | 1
8743 | 0 | 0 | 0.90934 | 0 | 0 | 1 | 1 | 0 | 0 | 1
8744 | 0 | 0 | 0.90934 | 0 | 0 | 1 | 1 | 0 | 0 | 1
8745 | 0 | 0 | 0.90934 | 0 | 0 | 1 | 1 | 0 | 0 | 1
8746 | 0.11534 | 0 | 0.90934 | 0 | 0 | 1 | 1 | 0.11534 | 0 | 1
8747 | 0.21303 | 0 | 0.90934 | 0 | 0 | 1 | 1 | 0.21303 | 0 | 1
8748 | 0.31407 | 0.010538 | 0.90934 | 0 | 0 | 1 | 1 | 0.31407 | 0.010538 | 1
8749 | 0.2535 | 0.014059 | 0.90934 | 0 | 0 | 1 | 1 | 0.2535 | 0.014059 | 1
8750 | 0.22975 | 0.025075 | 0.90934 | 0 | 0 | 1 | 1 | 0.22975 | 0.025075 | 1
8751 | 0.23113 | 0.030222 | 0.90934 | 0 | 0 | 1 | 1 | 0.23113 | 0.030222 | 1
8752 | 0.15406 | 0.051712 | 0.90934 | 0 | 0 | 1 | 1 | 0.15406 | 0.051712 | 1
8753 | 0 | 0.036675 | 0.90934 | 0 | 0 | 1 | 1 | 0 | 0.036675 | 1
8754 | 0 | 0.037807 | 0.90934 | 0 | 1 | 1 | 1 | 0 | 0.037807 | 1
8755 | 0 | 0.043229 | 0.90934 | 0 | 1 | 1 | 1 | 0 | 0.043229 | 1
8756 | 0 | 0.033433 | 0.90934 | 0 | 1 | 1 | 1 | 0 | 0.033433 | 1
8757 | 0 | 0.022723 | 0.90934 | 0 | 1 | 1 | 1 | 0 | 0.022723 | 1
8758 | 0 | 0.022792 | 0.90934 | 0 | 0 | 1 | 1 | 0 | 0.022792 | 1
8759 | 0 | 0 | 0.90934 | 0 | 0 | 1 | 1 | 0 | 0 | 1
8760 | 0 | 0 | 0.90934 | 0 | 0 | 1 | 1 | 0 | 0 | 1

## erm_timepoint_params
Return to Assumptions Summary
Energy Reserve Margin (ERM) Hourly Load
The hourly load below is the system level net load (sum of Underlying Load + DER/DBESS/EE/EV/eBus Load Layers) for ERM prior to gross up by the ERM target percentage. The load is shown on an hourly basis for years 2020-2050, in a 365 days per year by 24 hours per day format equal to 8760 hours per year, except leap years will equate to 8784 hours per year.
ERM Timepoint Params
Dt | Hr01 | Hr02 | Hr03 | Hr04 | Hr05 | Hr06 | Hr07 | Hr08 | Hr09 | Hr10 | Hr11 | Hr12 | Hr13 | Hr14 | Hr15 | Hr16 | Hr17 | Hr18 | Hr19 | Hr20 | Hr21 | Hr22 | Hr23 | Hr24
2020-01-01 | 673.4831 | 643.2369 | 611.7322 | 590.0595 | 605.092 | 650.8471 | 720.4396 | 744.6226 | 744.2988 | 704.6608 | 658.9351 | 623.8892 | 614.2959 | 647.1043 | 696.2979 | 764.4856 | 872.2392 | 959.5548 | 1020.6179 | 1001.6574 | 958.9904 | 906.8499 | 820.6746 | 719.2698
2020-01-02 | 660.5634 | 626.6525 | 602.9901 | 595.3018 | 626.8732 | 734.8299 | 862.6441 | 891.1213 | 862.6284 | 805.8443 | 771.1446 | 749.6956 | 730.3019 | 733.7285 | 767.0054 | 848.4054 | 934.5072 | 1003.1185 | 1070.0229 | 1070.9978 | 1024.8579 | 945.4978 | 847.4723 | 739.3906
2020-01-03 | 642.4383 | 609.9712 | 579.5614 | 571.7757 | 602.3567 | 701.6796 | 826.35 | 852.1303 | 823.7582 | 755.4963 | 698.8762 | 659.16 | 677.4422 | 673.5792 | 696.6527 | 763.2179 | 859.8081 | 939.7193 | 1003.7212 | 999.7373 | 951.8669 | 888.5334 | 817.5628 | 717.6726
2020-01-04 | 640.8542 | 603.2773 | 570.658 | 557.0943 | 562.7095 | 591.7671 | 660.5803 | 697.9884 | 681.2276 | 640.8511 | 594.4291 | 545.5763 | 522.2333 | 532.4884 | 566.4428 | 647.5285 | 765.5122 | 865.6796 | 943.6495 | 942.656 | 908.7994 | 846.1973 | 784.7614 | 697.3518
2020-01-05 | 640.236 | 599.877 | 569.3326 | 552.3489 | 554.3091 | 568.8923 | 619.2253 | 647.3368 | 640.0522 | 593.8029 | 546.0202 | 506.2366 | 506.2305 | 518.6216 | 536.9678 | 636.4035 | 762.7129 | 864.0287 | 974.0642 | 974.7776 | 945.0372 | 870.1444 | 776.5194 | 672.6272
2020-01-06 | 630.3122 | 588.9429 | 560.9854 | 558.0447 | 589.9457 | 694.6712 | 823.747 | 849.0079 | 793.7631 | 718.5894 | 662.8987 | 630.0271 | 630.5271 | 647.7632 | 665.1124 | 737.9668 | 845.7468 | 934.9353 | 1035.218 | 1040.1535 | 980.4957 | 896.9291 | 799.369 | 689.0919
2020-01-07 | 628.9008 | 591.2257 | 564.4337 | 558.3245 | 591.3161 | 693.2597 | 821.4445 | 839.9218 | 798.3944 | 721.6701 | 664.3131 | 627.3963 | 628.089 | 640.215 | 646.258 | 720.949 | 829.8825 | 924.6171 | 1014.0505 | 1029.1535 | 975.0348 | 886.1137 | 785.3912 | 677.4395
2020-01-08 | 644.1561 | 614.9232 | 586.8334 | 579.2909 | 610.273 | 715.3419 | 842.9336 | 870.3352 | 819.0813 | 761.954 | 709.6476 | 679.5436 | 669.1244 | 670.7081 | 696.3051 | 781.1918 | 891.2456 | 971.5062 | 1051.1656 | 1043.5471 | 991.5633 | 918.6963 | 828.8143 | 715.5874
2020-01-09 | 626.3303 | 593.9562 | 567.8979 | 562.613 | 593.7138 | 695.167 | 820.2409 | 841.4447 | 799.3725 | 743.9724 | 712.2397 | 676.7817 | 652.6273 | 652.9267 | 669.1519 | 738.8651 | 848.6768 | 932.7603 | 1014.2353 | 1026.5138 | 978.498 | 898.4219 | 797.0079 | 690.3917
2020-01-10 | 653.3619 | 622.0301 | 592.385 | 583.7223 | 614.4184 | 716.0471 | 841.7154 | 870.9323 | 840.1336 | 774.726 | 718.008 | 660.8407 | 678.077 | 671.7032 | 699.7828 | 793.671 | 880.7623 | 957.696 | 1025.6591 | 1016.0911 | 969.073 | 906.1714 | 835.8779 | 734.7115
2020-01-11 | 661.9063 | 623.5233 | 592.2404 | 577.1312 | 583.0433 | 615.9161 | 686.5041 | 728.8239 | 724.4454 | 689.7078 | 666.8003 | 632.2693 | 601.0045 | 580.5625 | 598.5768 | 667.1754 | 794.9118 | 895.1643 | 979.2633 | 970.2022 | 937.4381 | 875.7109 | 815.1418 | 725.8028
2020-01-12 | 670.6392 | 630.1013 | 600.4784 | 581.2753 | 583.6811 | 603.9527 | 656.7632 | 693.3478 | 693.3589 | 636.717 | 584.977 | 546.6931 | 530.2946 | 524.884 | 577.4529 | 667.8895 | 795.8336 | 912.0055 | 1024.6564 | 1014.9541 | 985.9676 | 912.5889 | 820.6895 | 712.3099
2020-01-13 | 649.9679 | 608.6084 | 581.9851 | 577.6338 | 609.8497 | 718.372 | 849.0589 | 879.0051 | 818.4248 | 734.185 | 686.1232 | 643.8657 | 629.8978 | 650.6803 | 667.6501 | 755.5601 | 871.3994 | 963.5211 | 1070.133 | 1067.0981 | 1009.4494 | 926.5872 | 828.907 | 714.8019
2020-01-14 | 659.1833 | 621.5662 | 596.7804 | 588.4186 | 621.7852 | 729.6305 | 860.1638 | 889.9167 | 857.9705 | 786.7166 | 724.0037 | 698.8884 | 683.809 | 691.4076 | 722.2782 | 802.1725 | 906.0829 | 980.9876 | 1065.7003 | 1069.8963 | 1017.3453 | 930.1236 | 830.312 | 720.3023
2020-01-15 | 631.4758 | 601.0232 | 572.0447 | 565.5694 | 596.3538 | 698.6712 | 825.0957 | 850.2322 | 810.9744 | 758.4252 | 704.9547 | 672.7889 | 671.4196 | 683.3038 | 708.1048 | 789.7816 | 877.9471 | 949.2495 | 1027.7868 | 1024.2793 | 972.1334 | 898.4405 | 808.2844 | 696.5618
2020-01-16 | 646.6638 | 614.5781 | 589.8216 | 583.0198 | 614.3871 | 719.8576 | 846.5901 | 872.73 | 850.3041 | 797.2852 | 758.453 | 714.0796 | 709.9942 | 704.3673 | 715.0976 | 786.6358 | 894.2926 | 966.6739 | 1049.5551 | 1054.5394 | 1007.7556 | 928.1474 | 828.0526 | 719.3018
2020-01-17 | 648.4728 | 617.686 | 588.0791 | 579.7193 | 610.3533 | 711.1616 | 836.4197 | 865.8541 | 844.5224 | 781.3238 | 734.6921 | 682.6905 | 664.5729 | 674.7825 | 702.5966 | 768.0549 | 855.36 | 946.3741 | 1018.8621 | 1009.9733 | 963.4223 | 900.4038 | 829.4286 | 729.1802
2020-01-18 | 659.0513 | 620.7741 | 589.6438 | 574.7323 | 580.5922 | 613.1262 | 683.4127 | 724.3452 | 710.5041 | 660.7317 | 607.5089 | 552.2802 | 528.7594 | 530.1248 | 548.8598 | 638.17 | 771.6198 | 880.8475 | 975.0202 | 967.3303 | 934.0685 | 872.8928 | 812.1136 | 722.8812
2020-01-19 | 660.6469 | 618.1542 | 589.7994 | 571.6867 | 573.9225 | 592.2893 | 644.2121 | 680.6862 | 681.2724 | 625.2227 | 577.0292 | 526.2621 | 503.2774 | 512.8499 | 555.9044 | 641.8253 | 777.225 | 888.1572 | 1006.3441 | 999.2741 | 972.2742 | 899.0495 | 806.5173 | 699.6139
2020-01-20 | 654.4462 | 613.9255 | 583.342 | 567.4879 | 583.4922 | 628.7839 | 698.0224 | 717.7855 | 735.5717 | 698.5593 | 653.207 | 639.2315 | 637.2574 | 646.8851 | 668.3614 | 749.6655 | 836.4236 | 909.811 | 1004.721 | 997.6741 | 948.2632 | 887.1611 | 791.0702 | 688.283
2020-01-21 | 655.0252 | 616.4911 | 591.6323 | 583.6328 | 616.9743 | 723.8836 | 854.0228 | 879.7829 | 846.9979 | 788.2406 | 734.6103 | 703.8509 | 683.7669 | 687.2732 | 702.7972 | 783.2236 | 877.2532 | 966.5817 | 1057.2824 | 1064.2442 | 1011.2994 | 922.3728 | 823.6291 | 713.728
2020-01-22 | 636.4914 | 607.0403 | 578.435 | 571.4851 | 602.3566 | 705.8741 | 832.7945 | 857.4162 | 820.8317 | 774.864 | 732.2274 | 680.3927 | 666.5586 | 683.3435 | 697.0975 | 771.4866 | 857.4441 | 945.6932 | 1037.8029 | 1032.3812 | 980.4453 | 907.1841 | 817.5909 | 704.9868
2020-01-23 | 604.8057 | 573.7235 | 546.2069 | 542.5178 | 573.306 | 670.804 | 794.2062 | 807.9342 | 767.8827 | 710.5792 | 649.1826 | 620.8911 | 632.7871 | 661.1221 | 667.9384 | 727.7654 | 818.9614 | 883.8633 | 979.2351 | 999.188 | 950.178 | 869.1637 | 766.6294 | 662.0495
2020-01-24 | 617.7482 | 586.3397 | 556.1311 | 550.0165 | 580.2328 | 675.2119 | 798.006 | 823.2841 | 793.2251 | 733.2623 | 685.1186 | 634.5905 | 630.5067 | 631.9076 | 650.5968 | 716.4286 | 797.5436 | 882.014 | 966.0781 | 969.4352 | 920.5921 | 856.9315 | 784.8402 | 686.9378
2020-01-25 | 640.7641 | 603.0435 | 570.377 | 556.8106 | 562.4365 | 591.4343 | 660.2205 | 697.8584 | 693.0068 | 664.0517 | 611.29 | 574.8359 | 572.466 | 569.0111 | 582.083 | 644.2796 | 745.5425 | 842.3406 | 943.6854 | 941.5337 | 908.0182 | 845.8295 | 784.4049 | 696.8823
2020-01-26 | 675.3559 | 633.9838 | 605.386 | 585.8565 | 588.3056 | 609.4915 | 662.6304 | 703.0243 | 705.4805 | 646.2671 | 587.6019 | 538.3061 | 510.9702 | 524.957 | 561.0511 | 659.5801 | 781.9705 | 900.5334 | 1031.3008 | 1020.1477 | 991.6661 | 919.427 | 827.72 | 718.9399
2020-01-27 | 636.6515 | 596.1811 | 570.1314 | 566.5817 | 598.6031 | 704.9675 | 834.4477 | 861.566 | 812.3027 | 735.4155 | 691.2632 | 677.1989 | 676.2047 | 685.578 | 717.9258 | 797.6944 | 872.6803 | 940.5399 | 1048.535 | 1050.4331 | 992.5087 | 912.7082 | 814.969 | 701.0427
2020-01-28 | 636.6518 | 598.7883 | 572.4975 | 565.8197 | 598.8712 | 702.3015 | 830.9681 | 852.182 | 804.5506 | 728.2485 | 679.9467 | 671.866 | 679.0578 | 665.8173 | 649.8361 | 727.3975 | 827.9816 | 917.4635 | 1027.3214 | 1039.5099 | 985.5932 | 896.9769 | 796.8019 | 688.6573
2020-01-29 | 631.3513 | 602.9034 | 574.3344 | 567.6998 | 598.5143 | 701.2305 | 828.028 | 856.4925 | 817.4054 | 757.5966 | 710.4145 | 657.1336 | 656.6031 | 666.8407 | 677.025 | 752.8479 | 857.8871 | 940.1347 | 1031.9737 | 1026.7407 | 974.4314 | 901.1432 | 811.2493 | 699.4809
2020-01-30 | 636.9541 | 605.5054 | 580.5268 | 574.3919 | 605.7048 | 709.7895 | 836.1088 | 856.8319 | 810.5378 | 751.3111 | 696.1998 | 660.3941 | 653.4893 | 660.7736 | 659.5422 | 740.5069 | 837.139 | 928.8761 | 1035.3144 | 1042.7229 | 995.3034 | 915.4144 | 814.7192 | 707.1677
2020-01-31 | 648.8836 | 617.7052 | 588.4054 | 580.0241 | 610.594 | 711.6093 | 837.2894 | 865.5968 | 841.603 | 773.3853 | 719.0203 | 661.0111 | 648.9213 | 649.4847 | 689.3749 | 764.3455 | 841.889 | 931.6869 | 1020.1034 | 1010.6105 | 963.631 | 900.5957 | 829.8229 | 729.6198
2020-02-01 | 638.9435 | 614.11 | 585.3673 | 568.4844 | 579.1612 | 620.8298 | 681.128 | 717.1539 | 679.4224 | 606.7619 | 568.967 | 548.5953 | 515.8932 | 519.1627 | 523.8453 | 586.7955 | 701.4376 | 815.8999 | 899.9678 | 914.6617 | 891.3386 | 832.6802 | 771.2882 | 697.4415
2020-02-02 | 633.0286 | 604.5671 | 576.0686 | 558.61 | 566.0936 | 594.5208 | 638.5431 | 668.8608 | 653.7636 | 602.6167 | 566.3431 | 497.2975 | 424.5318 | 455.021 | 533.0632 | 585.7786 | 710.9707 | 803.9096 | 912.1059 | 929.9127 | 910.3953 | 843.0374 | 755.0022 | 668.0864
2020-02-03 | 612.4309 | 587.3689 | 560.5061 | 553.5135 | 585.3574 | 685.8033 | 793.6631 | 824.5832 | 779.8452 | 708.7986 | 658.1856 | 630.8121 | 589.7195 | 589.8794 | 607.5972 | 659.1899 | 766.2691 | 853.9644 | 946.5546 | 971.3183 | 927.1369 | 851.6642 | 760.13 | 669.2301
2020-02-04 | 613.0954 | 588.6466 | 562.9215 | 553.4164 | 586.1751 | 684.1305 | 791.2366 | 811.4193 | 762.3336 | 696.6157 | 634.6803 | 604.7057 | 598.1112 | 604.3771 | 594.7199 | 645.8397 | 749.0151 | 841.9241 | 926.1624 | 960.9342 | 920.6293 | 840.8211 | 746.5947 | 658.2501
2020-02-05 | 617.5484 | 599.0845 | 571.692 | 561.6524 | 592.7065 | 691.6604 | 797.8463 | 820.9425 | 762.4265 | 677.7792 | 630.2882 | 585.8828 | 618.3028 | 614.1493 | 615.0364 | 664.0451 | 750.9934 | 853.9651 | 942.3046 | 960.6477 | 921.7916 | 855.1505 | 769.1445 | 677.0556
2020-02-06 | 615.6461 | 596.311 | 572.1361 | 562.8532 | 594.2265 | 693.2359 | 798.3289 | 818.4733 | 777.1679 | 716.9314 | 673.8122 | 656.6171 | 622.5887 | 621.5678 | 610.628 | 665.0691 | 765.7307 | 858.2456 | 937.7824 | 967.8896 | 933.0555 | 859.8007 | 764.4827 | 676.8898
2020-02-07 | 625.6864 | 606.1648 | 578.8353 | 567.7814 | 598.6907 | 695.3053 | 800.1515 | 826.3272 | 751.7974 | 652.3268 | 589.9428 | 542.6313 | 530.8416 | 545.3031 | 563.5902 | 642.5267 | 740.8003 | 840.0516 | 926.0948 | 942.9725 | 908.7766 | 849.5877 | 778.5393 | 696.3234
2020-02-08 | 634.5413 | 610.2128 | 580.882 | 564.3094 | 574.9238 | 615.7947 | 675.6702 | 706.9167 | 659.4864 | 575.5895 | 508.6494 | 478.1784 | 454.1733 | 447.5049 | 483.0391 | 557.2563 | 679.9422 | 798.9373 | 891.6858 | 908.9513 | 885.417 | 826.5408 | 763.609 | 691.2547
2020-02-09 | 651.7593 | 622.7749 | 596.916 | 576.5268 | 584.2377 | 616.147 | 661.5699 | 689.8545 | 649.8178 | 570.0823 | 509.1103 | 470.7775 | 443.4295 | 453.0301 | 479.3992 | 558.8795 | 699.4966 | 823.8189 | 942.2377 | 955.3063 | 935.8877 | 868.9666 | 781.7207 | 693.1047
2020-02-10 | 636.1433 | 607.6602 | 583.5905 | 575.8084 | 608.0008 | 712.8156 | 822.9244 | 850.8588 | 797.6893 | 694.2037 | 643.0828 | 594.9334 | 601.102 | 612.5284 | 626.0818 | 695.2701 | 790.7496 | 882.575 | 984.3262 | 1001.2814 | 958.9089 | 884.0204 | 791.9646 | 697.4873
2020-02-11 | 621.6617 | 598.7295 | 573.7012 | 563.4417 | 596.3557 | 696.2883 | 804.3511 | 821.4031 | 770.2413 | 684.7607 | 626.9561 | 595.0719 | 580.6597 | 591.5883 | 583.7982 | 629.2705 | 739.1739 | 848.553 | 943.4975 | 974.4273 | 935.2623 | 855.8549 | 761.6227 | 672.761
2020-02-12 | 618.4043 | 601.0663 | 574.4862 | 564.282 | 595.3882 | 694.8711 | 801.1875 | 821.4688 | 752.5573 | 670.2487 | 598.9242 | 555.6332 | 535.5177 | 536.6156 | 549.0853 | 637.2676 | 756.1616 | 848.3713 | 945.9827 | 963.7133 | 925.2043 | 858.1441 | 772.4397 | 680.7871
2020-02-13 | 626.0204 | 605.0877 | 582.8768 | 572.8403 | 604.3828 | 705.3916 | 811.0675 | 833.2916 | 811.1808 | 769.917 | 746.0489 | 620.7595 | 614.5279 | 636.5221 | 642.3812 | 694.715 | 787.1448 | 872.7511 | 954.6893 | 981.614 | 946.5813 | 873.8602 | 779.9927 | 690.8966
2020-02-14 | 629.5829 | 610.3447 | 582.8446 | 571.4544 | 602.334 | 699.7007 | 804.3291 | 830.8299 | 797.6981 | 736.5756 | 688.535 | 667.9631 | 652.7546 | 651.3764 | 636.2645 | 686.7332 | 767.0998 | 852.1021 | 932.8199 | 948.268 | 913.8896 | 853.9718 | 784.2525 | 701.3665
2020-02-15 | 652.7857 | 627.1308 | 599.7114 | 581.7968 | 592.6733 | 636.8554 | 698.3325 | 736.1345 | 716.4611 | 655.6814 | 575.7508 | 535.7329 | 498.4585 | 512.393 | 512.5546 | 576.3134 | 693.0751 | 816.2746 | 920.1444 | 932.9624 | 910.35 | 852.3178 | 791.0983 | 716.3439
2020-02-16 | 641.436 | 612.2572 | 585.3763 | 566.6205 | 574.2747 | 604.2879 | 649.1668 | 668.0144 | 643.6471 | 567.1177 | 491.6857 | 455.9721 | 432.3321 | 454.8361 | 482.8556 | 543.3336 | 677.0703 | 797.8094 | 924.0937 | 941.3589 | 921.6732 | 854.4239 | 767.0534 | 678.929
2020-02-17 | 641.8583 | 616.3146 | 588.005 | 569.0693 | 588.0618 | 641.709 | 703.2642 | 718.2934 | 676.3941 | 614.014 | 594.3591 | 546.6449 | 499.5354 | 520.03 | 516.4535 | 596.9908 | 710.062 | 823.2944 | 929.8704 | 944.3374 | 909.3493 | 852.2099 | 760.1388 | 676.2416
2020-02-18 | 637.2242 | 612.146 | 590.225 | 579.0606 | 612.2023 | 715.2398 | 824.6866 | 840.8969 | 788.6812 | 693.1526 | 677.1266 | 670.8718 | 652.6504 | 681.7513 | 668.9485 | 707.9792 | 799.7847 | 884.359 | 968.5895 | 996.3504 | 957.7919 | 878.7155 | 786.7156 | 697.2355
2020-02-19 | 628.564 | 609.5765 | 582.9331 | 572.153 | 603.3929 | 704.4344 | 811.4498 | 826.4814 | 774.5735 | 705.8496 | 642.7815 | 588.3779 | 563.5869 | 563.5971 | 598.5769 | 669.7891 | 758.869 | 862.2097 | 956.5829 | 974.66 | 936.0342 | 869.5952 | 784.3525 | 691.4273
2020-02-20 | 625.3441 | 606.3705 | 582.2073 | 572.2543 | 603.7797 | 704.7044 | 810.7017 | 827.1171 | 768.4131 | 693.2431 | 645.6236 | 610.4213 | 598.4916 | 625.1622 | 628.2705 | 688.5563 | 764.3142 | 854.6425 | 952.4026 | 980.5366 | 945.462 | 873.4217 | 779.3727 | 690.3434
2020-02-21 | 623.7713 | 603.279 | 576.6384 | 565.8596 | 596.6825 | 692.9031 | 797.6208 | 811.716 | 764.7495 | 682.4992 | 611.0001 | 570.7532 | 558.6065 | 586.63 | 591.0844 | 648.2649 | 743.6934 | 836.9567 | 921.3374 | 940.1041 | 905.2149 | 845.9745 | 775.3049 | 693.6007
2020-02-22 | 647.0758 | 622.5209 | 593.771 | 576.3341 | 587.1233 | 630.3883 | 691.3455 | 721.49 | 677.8953 | 627.7899 | 600.4931 | 557.8877 | 531.9305 | 528.9155 | 554.4663 | 622.4919 | 726.2443 | 815.2044 | 908.9234 | 925.3088 | 902.537 | 844.0958 | 782.6824 | 707.8669
2020-02-23 | 644.3344 | 615.3203 | 589.1495 | 569.3369 | 576.9892 | 607.5249 | 652.5809 | 674.8267 | 653.2029 | 562.3433 | 509.4474 | 466.7548 | 454.1729 | 465.9022 | 512.8889 | 563.5311 | 684.9216 | 802.0583 | 927.2025 | 944.0621 | 925.8652 | 859.2068 | 771.3673 | 682.8826
2020-02-24 | 622.302 | 594.554 | 569.0946 | 562.8093 | 594.8025 | 697.0687 | 805.7175 | 823.1763 | 769.2459 | 678.9301 | 617.9033 | 584.9668 | 585.5053 | 615.1337 | 611.792 | 673.1388 | 753.0769 | 847.7386 | 956.9748 | 982.8366 | 938.7182 | 864.3146 | 772.2484 | 679.4623
2020-02-25 | 609.1856 | 586.2058 | 560.3143 | 550.9981 | 583.699 | 681.2206 | 788.1089 | 794.0654 | 734.9772 | 651.3912 | 601.6147 | 573.4561 | 557.7323 | 584.8978 | 632.8798 | 675.294 | 735.1466 | 822.5737 | 921.2726 | 957.7754 | 917.0483 | 837.1598 | 742.671 | 654.9748
2020-02-26 | 604.3516 | 588.0009 | 560.0922 | 550.9211 | 581.8453 | 678.7375 | 783.8232 | 793.8144 | 732.1528 | 637.8796 | 580.9003 | 540.0734 | 527.6714 | 543.7985 | 544.9187 | 607.4219 | 718.3381 | 824.0075 | 919.9905 | 945.8979 | 906.5273 | 839.0811 | 752.3218 | 661.6232
2020-02-27 | 594.2262 | 574.8459 | 550.4198 | 542.6632 | 573.6354 | 668.6587 | 771.8324 | 776.2462 | 696.8896 | 594.0561 | 550.9183 | 527.0401 | 528.9087 | 569.9689 | 587.2597 | 625.647 | 729.5342 | 808.1166 | 900.6465 | 940.0446 | 903.8903 | 829.9757 | 733.9158 | 648.0929
2020-02-28 | 623.7147 | 605.9038 | 577.354 | 566.3507 | 597.2413 | 693.4436 | 798.3206 | 816.8947 | 785.3357 | 710.9015 | 662.8549 | 640.1958 | 636.9001 | 646.9202 | 691.4648 | 732.1286 | 789.6477 | 850.6133 | 922.7227 | 941.4601 | 905.8465 | 847.0174 | 775.8835 | 694.9853
2020-02-29 | 635.9044 | 612.1339 | 582.6876 | 565.9997 | 576.6397 | 617.8841 | 678.141 | 706.7185 | 692.9249 | 642.8607 | 602.3743 | 576.1702 | 564.2399 | 561.9674 | 604.1358 | 651.0315 | 731.1471 | 807.8776 | 893.2524 | 911.2893 | 887.2662 | 828.988 | 766.782 | 694.7348
2020-03-01 | 664.1825 | 627.1878 | 598.5393 | 569.9906 | 572.8123 | 595.417 | 637.9309 | 689.855 | 688.1893 | 637.2703 | 588.4926 | 542.5539 | 542.6876 | 526.8599 | 561.0758 | 622.2695 | 731.3161 | 845.6612 | 956.2819 | 972.116 | 943.0539 | 897.5776 | 809.9041 | 709.6548
2020-03-02 | 624.3741 | 588.6725 | 563.4902 | 549.8102 | 579.2331 | 678.1518 | 789.3773 | 823.7518 | 750.7179 | 678.4008 | 645.6406 | 615.3708 | 603.0286 | 614.7274 | 590.0148 | 640.2156 | 752.1106 | 856.3154 | 967.0639 | 996.1395 | 938.9873 | 884.8613 | 791.4852 | 686.8289
2020-03-03 | 618.8583 | 586.949 | 561.1545 | 546.2104 | 576.4644 | 672.2402 | 782.3612 | 803.7481 | 740.51 | 693.1196 | 636.6402 | 559.3395 | 549.144 | 577.8588 | 618.4893 | 675.0002 | 753.9171 | 844.0652 | 941.5566 | 979.6919 | 927.2123 | 868.5173 | 773.3125 | 673.0117
2020-03-04 | 621.9202 | 598.6873 | 570.7228 | 553.8964 | 582.1953 | 678.4959 | 787.1089 | 825.2789 | 763.4702 | 712.5853 | 661.6881 | 630.1203 | 625.4938 | 613.5278 | 657.2577 | 723.6833 | 798.3665 | 871.158 | 955.4381 | 976.4051 | 925.8228 | 880.6924 | 795.5772 | 691.2657
2020-03-05 | 616.0043 | 590.0425 | 565.2025 | 549.6492 | 578.3089 | 673.5876 | 780.8845 | 798.5283 | 721.1159 | 640.4988 | 594.055 | 531.3972 | 528.5737 | 522.704 | 541.1086 | 602.7138 | 705.88 | 829.3538 | 936.7668 | 975.6445 | 928.9587 | 877.4387 | 782.3876 | 683.529
2020-03-06 | 632.5143 | 605.3987 | 577.3812 | 559.6905 | 587.8209 | 681.3033 | 788.3437 | 814.0375 | 744.8185 | 670.3591 | 604.0767 | 542.9302 | 541.1107 | 534.2125 | 558.2439 | 637.9624 | 718.5236 | 835.7859 | 931.5236 | 953.2992 | 907.6556 | 872.4073 | 804.2702 | 711.6204
2020-03-07 | 654.0605 | 619.7041 | 590.4741 | 566.8967 | 573.1572 | 607.3848 | 666.2607 | 707.4005 | 657.4634 | 597.4825 | 538.1566 | 502.2065 | 491.3065 | 494.4585 | 538.8855 | 612.248 | 721.3332 | 826.07 | 915.5831 | 930.131 | 897.2062 | 863.4659 | 805.709 | 722.2241
2020-03-08 | 650.6815 | 614.4367 | 586.2746 | 559.271 | 561.9516 | 582.4111 | 624.1472 | 661.2633 | 639.5821 | 586.9063 | 537.6831 | 502.4322 | 495.5123 | 526.9429 | 566.0539 | 605.1577 | 704.0982 | 802.6859 | 935.5779 | 956.6491 | 927.7914 | 880.9968 | 793.9164 | 694.0884
2020-03-09 | 648.083 | 611.9405 | 588.3786 | 572.8369 | 602.5088 | 705.938 | 819.2005 | 855.3812 | 786.7466 | 714.4687 | 658.9261 | 620.2677 | 609.9888 | 614.7976 | 640.0557 | 688.6857 | 777.7593 | 885.2319 | 1006.5745 | 1026.9207 | 971.4095 | 918.1901 | 825.9925 | 719.1675
2020-03-10 | 643.2538 | 610.1203 | 586.4087 | 568.8134 | 598.9228 | 698.5252 | 811.5642 | 829.8733 | 751.9609 | 659.2237 | 630.3613 | 573.7443 | 570.6241 | 572.8812 | 598.3269 | 676.9349 | 762.5657 | 872.5895 | 976.9346 | 1011.2049 | 962.1165 | 904.7152 | 809.8138 | 706.9962
2020-03-11 | 632.7142 | 608.3152 | 580.5918 | 562.6516 | 590.4564 | 687.8361 | 798.3975 | 832.4065 | 781.2113 | 735.2652 | 689.8056 | 653.7091 | 654.7271 | 633.697 | 664.5174 | 711.1244 | 789.012 | 882.2614 | 972.6464 | 989.8602 | 940.4548 | 895.3626 | 810.6282 | 705.507
2020-03-12 | 640.7579 | 612.379 | 590.0144 | 572.2524 | 600.5458 | 699.951 | 810.243 | 839.7837 | 793.4561 | 727.2429 | 685.7735 | 648.562 | 654.6462 | 633.3329 | 629.8853 | 668.8646 | 756.8192 | 869.632 | 976.7031 | 1008.5652 | 964.403 | 914.0954 | 819.4486 | 717.8956
2020-03-13 | 649.6479 | 621.5487 | 593.3177 | 575.129 | 602.6981 | 698.6206 | 808.1548 | 830.9276 | 774.3064 | 702.5479 | 639.8859 | 619.4266 | 607.6979 | 615.2439 | 643.5634 | 707.5317 | 781.2599 | 876.8129 | 961.7547 | 976.0017 | 932.4577 | 897.5723 | 829.728 | 735.5435
2020-03-14 | 663.7129 | 629.3426 | 601.6251 | 575.9105 | 581.9274 | 617.4622 | 676.9771 | 716.4184 | 681.898 | 643.3654 | 609.8495 | 562.6043 | 552.3915 | 556.4662 | 566.439 | 642.049 | 741.1788 | 838.3703 | 930.6758 | 943.3161 | 912.0897 | 878.6013 | 820.9924 | 735.9482
2020-03-15 | 653.3788 | 616.8219 | 587.5654 | 560.894 | 563.4995 | 584.027 | 625.8427 | 653.2069 | 643.347 | 567.8797 | 515.2597 | 475.6187 | 453.7712 | 458.4565 | 505.642 | 582.8056 | 680.5874 | 806.6409 | 940.568 | 960.552 | 931.531 | 885.198 | 798.0312 | 698.0164
2020-03-16 | 616.4956 | 580.6191 | 552.7774 | 540.5455 | 569.504 | 666.0104 | 777.8992 | 784.7356 | 694.9585 | 611.7987 | 551.0675 | 527.59 | 528.1175 | 551.7048 | 547.9098 | 597.4181 | 703.7255 | 822.4201 | 952.1582 | 984.3745 | 928.1868 | 874.4385 | 780.0309 | 675.2827
2020-03-17 | 626.2008 | 594.14 | 568.6122 | 552.7684 | 582.6539 | 679.3632 | 791.0515 | 794.9664 | 709.769 | 617.7473 | 565.5247 | 518.7111 | 523.1853 | 513.1609 | 536.9892 | 613.2119 | 712.1193 | 830.1333 | 949.7191 | 990.6232 | 939.2818 | 880.0746 | 785.1901 | 684.4229
2020-03-18 | 609.7176 | 585.4519 | 557.3305 | 540.9571 | 568.4381 | 662.1637 | 771.006 | 779.6541 | 707.7363 | 637.1519 | 578.9855 | 536.3981 | 543.9927 | 541.3907 | 577.118 | 626.5929 | 720.0717 | 828.35 | 933.595 | 960.1426 | 910.0448 | 864.2597 | 778.3457 | 675.5348
2020-03-19 | 618.703 | 591.2086 | 566.4578 | 550.803 | 578.7963 | 674.0788 | 782.7803 | 788.7895 | 722.2986 | 674.9997 | 640.7924 | 609.5135 | 615.4552 | 605.3441 | 621.2188 | 642.9528 | 724.6635 | 828.3823 | 942.24 | 980.4277 | 934.499 | 882.9647 | 787.1945 | 687.3713
2020-03-20 | 633.7032 | 606.237 | 576.7286 | 559.9605 | 587.277 | 680.5228 | 788.84 | 797.5385 | 748.5991 | 667.5252 | 634.8442 | 586.1743 | 582.8788 | 596.1344 | 638.7852 | 694.9017 | 758.6647 | 845.6481 | 933.2933 | 957.0296 | 911.0695 | 874.8885 | 806.1603 | 713.2706
2020-03-21 | 655.2091 | 621.3138 | 593.2439 | 568.072 | 573.9685 | 608.3231 | 667.4474 | 697.4175 | 665.4334 | 627.9001 | 608.9719 | 549.0729 | 517.8767 | 509.3926 | 530.6245 | 612.2966 | 717.4515 | 812.8893 | 916.2587 | 933.5989 | 901.0332 | 866.6518 | 808.573 | 724.5738
2020-03-22 | 663.8197 | 627.9748 | 600.5534 | 571.5292 | 574.059 | 596.6416 | 639.1854 | 663.1088 | 657.0694 | 609.6119 | 584.1956 | 562.2369 | 542.6577 | 539.4095 | 579.5092 | 616.4907 | 745.3473 | 838.5132 | 958.689 | 975.1929 | 946.8109 | 901.4076 | 814.0898 | 713.2247
2020-03-23 | 638.517 | 602.5163 | 575.9081 | 562.0694 | 591.3554 | 692.4824 | 806.128 | 814.3745 | 741.0483 | 663.1098 | 630.1084 | 598.6276 | 590.9432 | 595.8915 | 613.0708 | 684.2601 | 777.5214 | 871.3756 | 991.4786 | 1015.0014 | 958.62 | 905.631 | 812.4544 | 705.7998
2020-03-24 | 639.0011 | 606.3142 | 582.1196 | 564.6204 | 594.6793 | 693.8373 | 806.5144 | 809.179 | 746.0508 | 704.5666 | 658.9239 | 639.4238 | 637.9061 | 637.9881 | 653.52 | 686.984 | 763.8419 | 865.5007 | 971.3352 | 1006.8468 | 956.7381 | 896.2524 | 803.0495 | 701.2832
2020-03-25 | 639.6039 | 614.1358 | 588.6189 | 570.0172 | 597.9212 | 697.1129 | 808.1023 | 808.6165 | 741.9239 | 699.1451 | 680.2179 | 651.7365 | 636.8174 | 628.2113 | 650.2671 | 704.7833 | 790.5675 | 887.1613 | 978.4491 | 999.684 | 950.4936 | 905.499 | 820.8402 | 715.6011
2020-03-26 | 665.4243 | 640.2114 | 612.8186 | 581.9653 | 595.7968 | 640.8887 | 698.8342 | 694.0251 | 666.2325 | 620.0837 | 594.8362 | 549.5255 | 529.3645 | 524.0198 | 532.0684 | 603.8973 | 710.6893 | 845.4403 | 949.4391 | 969.2062 | 934.4261 | 903.0429 | 809.8585 | 717.9026
2020-03-27 | 647.3929 | 618.9925 | 592.1875 | 572.8247 | 600.3401 | 695.8349 | 804.2851 | 800.5344 | 724.4758 | 632.7622 | 579.5859 | 535.0956 | 530.5512 | 525.5459 | 554.6043 | 621.2338 | 725.0415 | 846.1853 | 952.7974 | 973.249 | 928.3708 | 893.6271 | 826.2007 | 731.7054
2020-03-28 | 658.3549 | 623.9555 | 594.2818 | 570.8347 | 576.7625 | 611.6181 | 670.2916 | 675.1365 | 649.545 | 619.873 | 599.4978 | 548.1039 | 524.7501 | 509.5905 | 514.3166 | 579.0356 | 684.641 | 811.974 | 922.3571 | 937.5093 | 905.8313 | 871.033 | 813.1744 | 728.7443
2020-03-29 | 659.7979 | 622.4263 | 594.4053 | 566.9498 | 569.4198 | 591.0511 | 631.5297 | 645.0679 | 627.7542 | 575.4255 | 507.5106 | 461.3737 | 446.0912 | 437.1345 | 487.009 | 564.526 | 685.2082 | 811.5584 | 952.0177 | 972.4273 | 941.8922 | 894.681 | 808.2666 | 706.5224
2020-03-30 | 639.0869 | 602.8033 | 577.1865 | 563.2336 | 592.1942 | 693.3735 | 806.4656 | 797.608 | 727.8124 | 639.3567 | 588.3843 | 555.3771 | 552.0373 | 549.1061 | 566.3423 | 617.3265 | 726.0176 | 857.5802 | 987.9925 | 1016.1274 | 960.7802 | 907.2492 | 813.4125 | 706.4984
2020-03-31 | 653.7827 | 620.3479 | 596.536 | 578.8234 | 609.7202 | 711.4544 | 824.0708 | 818.862 | 744.1987 | 684.7448 | 667.8053 | 655.8456 | 663.5053 | 646.1479 | 654.1806 | 703.5504 | 801.0103 | 904.3485 | 1000.4194 | 1027.9243 | 978.2461 | 920.1491 | 826.0571 | 722.4284
2020-04-01 | 582.0287 | 559.7893 | 524.0067 | 509.3712 | 535.1052 | 623.3017 | 710.9408 | 707.8693 | 638.9653 | 564.107 | 523.3228 | 489.5651 | 475.655 | 462.2542 | 508.8898 | 590.3865 | 716.7818 | 804.4958 | 894.4641 | 916.2269 | 894.6868 | 845.2362 | 757.0216 | 667.8817
2020-04-02 | 578.2121 | 553.6312 | 520.4558 | 506.5656 | 534.1911 | 621.6925 | 710.4611 | 704.2789 | 641.2932 | 572.0081 | 528.9603 | 485.9953 | 487.7926 | 487.9814 | 529.3973 | 592.0601 | 700.4233 | 791.152 | 887.9285 | 922.2702 | 904.5513 | 849.4812 | 749.2963 | 663.841
2020-04-03 | 579.2707 | 555.4943 | 517.3701 | 502.7506 | 528.2666 | 611.4972 | 697.3614 | 692.14 | 619.1513 | 527.3039 | 473.9292 | 417.7428 | 422.8506 | 452.2638 | 511.0928 | 604.5556 | 676.4309 | 765.1498 | 853.8196 | 877.5089 | 859.2268 | 819.6074 | 746.6082 | 669.2719
2020-04-04 | 592.6424 | 561.4255 | 522.9865 | 502.6143 | 508.8609 | 535.3122 | 581.6125 | 599.6844 | 580.3596 | 535.937 | 470.1905 | 421.5551 | 406.4757 | 378.0601 | 410.8965 | 517.7932 | 632.6331 | 741.4892 | 829.7576 | 849.2909 | 842.0376 | 801.084 | 738.9646 | 671.9166
2020-04-05 | 588.1007 | 555.3324 | 517.0247 | 493.3092 | 496.7788 | 509.6081 | 542.2856 | 558.1903 | 527.3193 | 481.9935 | 425.0414 | 413.4623 | 400.7398 | 358.2142 | 411.8554 | 481.2448 | 625.3807 | 732.2103 | 860.5038 | 882.145 | 877.7728 | 822.2579 | 725.8848 | 640.2863
2020-04-06 | 571.3823 | 537.3269 | 501.698 | 492.0602 | 518.1976 | 605.4826 | 697.0588 | 686.1003 | 594.4102 | 517.6601 | 464.0134 | 426.1075 | 424.8473 | 421.9697 | 445.2979 | 512.9784 | 644.5062 | 752.6248 | 889.0113 | 923.8526 | 893.4888 | 832.2874 | 732.4274 | 642.1597
2020-04-07 | 562.5859 | 532.9765 | 498.084 | 485.9683 | 514.0627 | 598.9589 | 691.51 | 686.787 | 624.9588 | 553.6156 | 490.4826 | 448.036 | 474.3936 | 469.4893 | 538.9616 | 605.4246 | 689.1951 | 764.6224 | 857.1379 | 904.818 | 879.2704 | 812.3285 | 711.2387 | 626.631
2020-04-08 | 547.9775 | 527.7561 | 490.1282 | 477.4741 | 502.7717 | 583.8625 | 669.6598 | 665.8079 | 610.0758 | 535.0463 | 472.5545 | 442.2858 | 448.5156 | 440.9742 | 464.6062 | 539.9337 | 650.6022 | 733.1275 | 839.7148 | 874.2016 | 849.2408 | 796.5655 | 705.0298 | 617.6204
2020-04-09 | 551.6947 | 528.4131 | 495.017 | 482.8726 | 509.1934 | 591.324 | 679.2548 | 655.6729 | 580.1168 | 501.2531 | 446.4616 | 410.0196 | 427.6233 | 409.2521 | 442.0087 | 507.0135 | 623.5106 | 730.7213 | 839.7286 | 889.923 | 869.2765 | 811.5266 | 708.2899 | 624.8863
2020-04-10 | 583.6101 | 561.798 | 520.3723 | 492.5986 | 504.4654 | 530.1613 | 565.9781 | 549.524 | 527.0002 | 475.0996 | 439.7878 | 397.4894 | 377.6768 | 374.2375 | 422.0626 | 522.2066 | 620.9405 | 720.8474 | 800.1194 | 819.0938 | 805.651 | 781.4639 | 704.502 | 638.5867
2020-04-11 | 580.3468 | 549.5949 | 512.349 | 492.0613 | 497.7267 | 521.6562 | 565.202 | 587.7679 | 561.2159 | 497.7546 | 472.5374 | 421.8107 | 394.3484 | 350.7154 | 385.9087 | 486.0183 | 619.5401 | 712.5406 | 807.9447 | 834.5272 | 825.5139 | 783.7525 | 720.0497 | 654.0968
2020-04-12 | 575.1941 | 543.8084 | 506.3769 | 482.3429 | 484.8793 | 494.8446 | 522.9051 | 528.0914 | 513.0347 | 457.4079 | 393.4051 | 344.9707 | 340.9965 | 323.2452 | 371.1788 | 459.0533 | 583.3413 | 707.786 | 837.3236 | 867.6128 | 861.2044 | 804.6203 | 706.8541 | 622.5367
2020-04-13 | 573.9683 | 540.7047 | 505.2881 | 495.0269 | 521.2094 | 609.2636 | 700.4166 | 691.5991 | 602.8547 | 517.6985 | 437.0506 | 409.6451 | 417.0514 | 414.5431 | 463.8061 | 557.7105 | 682.323 | 767.3479 | 893.4615 | 928.1153 | 897.2628 | 836.5411 | 737.5343 | 646.7914
2020-04-14 | 570.3514 | 540.7803 | 506.2944 | 493.1371 | 521.5096 | 607.8442 | 696.8301 | 681.7714 | 628.4897 | 540.0859 | 486.4799 | 462.2269 | 474.2295 | 476.7362 | 496.1253 | 575.5266 | 680.0246 | 771.633 | 867.2005 | 913.8504 | 889.4722 | 822.7366 | 722.3179 | 637.7048
2020-04-15 | 565.1074 | 543.7692 | 508.0695 | 493.9364 | 519.4543 | 604.2377 | 691.2924 | 677.1453 | 584.5851 | 521.7903 | 457.8516 | 423.7495 | 428.1495 | 420.1482 | 474.1629 | 539.9969 | 651.5967 | 755.2832 | 866.9769 | 895.7647 | 872.9415 | 822.1186 | 732.2666 | 644.3263
2020-04-16 | 568.8996 | 544.6459 | 510.7093 | 498.646 | 525.325 | 611.0639 | 694.8449 | 678.356 | 606.2471 | 551.2591 | 510.1236 | 478.9686 | 494.2517 | 481.9637 | 486.7178 | 550.7803 | 658.2039 | 757.3594 | 853.7744 | 900.1239 | 891.9973 | 835.5241 | 734.2306 | 649.721
2020-04-17 | 580.5262 | 556.5428 | 519.5595 | 504.7819 | 529.9391 | 613.2719 | 684.2765 | 682.8171 | 644.8636 | 575.845 | 528.2386 | 496.727 | 483.5071 | 481.908 | 520.401 | 601.4935 | 694.1053 | 770.2674 | 854.3167 | 879.6714 | 861.4677 | 820.9678 | 748.4369 | 671.3852
2020-04-18 | 593.0413 | 561.5812 | 524.7617 | 503.3615 | 509.3058 | 536.0797 | 575.1042 | 582.577 | 536.7021 | 489.4701 | 434.3389 | 393.2575 | 371.6429 | 355.9931 | 400.5533 | 492.4223 | 622.3714 | 727.9155 | 829.1873 | 849.9534 | 842.5553 | 801.0485 | 738.7241 | 671.8186
2020-04-19 | 596.2889 | 563.3015 | 526.3549 | 502.0711 | 505.4069 | 519.8517 | 545.9625 | 568.7545 | 584.1695 | 546.213 | 494.4043 | 437.3843 | 425.4273 | 408.1309 | 463.2951 | 537.7628 | 674.3009 | 759.6419 | 867.4933 | 891.1908 | 889.1285 | 834.9544 | 738.9604 | 652.8541
2020-04-20 | 579.5862 | 545.344 | 510.2332 | 499.6421 | 526.2337 | 615.6091 | 700.5874 | 697.3188 | 618.9207 | 559.8332 | 544.5186 | 514.8047 | 511.5066 | 496.0552 | 519.0296 | 586.8359 | 684.2446 | 780.3201 | 899.7752 | 932.8186 | 904.042 | 844.7382 | 745.4003 | 654.1188
2020-04-21 | 576.954 | 546.7115 | 514.8694 | 499.8529 | 527.7639 | 615.1759 | 698.4356 | 687.7238 | 605.942 | 540.3449 | 495.2908 | 455.3675 | 464.3279 | 474.8192 | 520.494 | 589.2673 | 691.4333 | 770.0912 | 877.2297 | 921.2955 | 897.9755 | 831.9959 | 732.0119 | 647.2673
2020-04-22 | 572.883 | 552.8571 | 515.4565 | 500.6029 | 526.2357 | 612.3997 | 695.1575 | 674.9279 | 611.5583 | 519.8581 | 460.4351 | 450.7428 | 475.9158 | 493.6192 | 516.4167 | 577.0789 | 689.2182 | 774.738 | 877.0952 | 904.3242 | 881.6229 | 831.2271 | 742.1276 | 653.6035
2020-04-23 | 572.5657 | 550.297 | 516.4795 | 502.334 | 528.9429 | 615.4983 | 701.066 | 680.8212 | 609.2999 | 549.0728 | 514.1303 | 479.0604 | 511.3598 | 479.5209 | 493.6036 | 571.8355 | 688.7399 | 770.6063 | 873.6528 | 915.4309 | 896.564 | 840.3836 | 739.8207 | 655.4735
2020-04-24 | 578.2588 | 556.5307 | 517.9385 | 502.0293 | 527.0957 | 610.3753 | 689.376 | 660.7005 | 617.3311 | 541.4816 | 496.8816 | 467.9769 | 468.3648 | 445.6385 | 497.7315 | 592.0337 | 669.672 | 758.5961 | 846.9055 | 877.4146 | 857.1745 | 817.1466 | 744.1069 | 667.1453
2020-04-25 | 590.8485 | 559.5949 | 523.1206 | 501.9518 | 507.7532 | 533.9745 | 576.1023 | 579.433 | 529.5285 | 464.9626 | 418.9309 | 391.5788 | 398.9524 | 358.7956 | 408.3065 | 487.9746 | 615.0579 | 721.1909 | 824.4538 | 847.2676 | 839.5439 | 798.7574 | 735.7982 | 668.9512
2020-04-26 | 595.597 | 562.5229 | 527.19 | 501.6238 | 504.4035 | 518.6154 | 542.3509 | 547.8278 | 536.1485 | 469.0819 | 420.65 | 398.0556 | 401.8255 | 391.1357 | 454.2091 | 527.1719 | 657.8604 | 747.6952 | 867.9742 | 892.0084 | 888.6477 | 833.8409 | 737.8847 | 651.4729
2020-04-27 | 575.68 | 542.1593 | 508.1644 | 496.7821 | 522.9787 | 611.5993 | 699.5002 | 681.1542 | 609.0209 | 527.2533 | 476.4408 | 466.761 | 490.4914 | 490.7988 | 528.3316 | 596.6086 | 702.5459 | 780.1718 | 896.8317 | 931.0801 | 899.2278 | 838.2682 | 739.2798 | 648.1973
2020-04-28 | 567.0385 | 539.7125 | 505.201 | 490.7318 | 518.5397 | 604.7135 | 685.3239 | 665.0177 | 603.0179 | 521.6916 | 482.945 | 454.6035 | 460.4993 | 462.5697 | 494.4195 | 554.8117 | 669.397 | 759.8914 | 859.3023 | 911.6116 | 885.8409 | 819.1144 | 717.2149 | 633.1331
2020-04-29 | 564.3803 | 542.999 | 504.8677 | 491.2202 | 517.2656 | 601.3553 | 679.9843 | 652.3058 | 577.0278 | 499.5546 | 470.1416 | 432.2078 | 465.6895 | 460.1404 | 510.3948 | 590.6501 | 686.9108 | 756.3083 | 855.3716 | 893.543 | 867.8959 | 815.956 | 726.0454 | 637.9845
2020-04-30 | 561.5171 | 539.8343 | 504.9449 | 492.0939 | 518.9789 | 603.1742 | 685.5505 | 670.6261 | 610.1981 | 561.5015 | 527.9043 | 475.4903 | 488.0855 | 481.5241 | 473.637 | 550.2212 | 652.0926 | 732.664 | 836.4603 | 886.8219 | 882.145 | 824.2381 | 722.4047 | 638.2097
2020-05-01 | 590.7622 | 552.4544 | 527.3844 | 518.3371 | 541.5857 | 613.7492 | 660.9115 | 626.4017 | 561.7161 | 472.2517 | 448.0307 | 420.5464 | 427.865 | 428.6587 | 494.93 | 561.0081 | 661.3155 | 752.1788 | 812.4091 | 850.7794 | 828.0721 | 791.3308 | 740.3717 | 659.5806
2020-05-02 | 609.2407 | 565.0279 | 538.9218 | 523.9907 | 528.6846 | 550.2355 | 577.5878 | 562.3084 | 538.7005 | 491.8593 | 454.6835 | 418.5831 | 425.7978 | 410.614 | 449.6075 | 515.2656 | 606.9831 | 719.3447 | 801.0628 | 831.0347 | 820.1809 | 782.8959 | 742.4389 | 670.1219
2020-05-03 | 612.7727 | 565.3335 | 540.9747 | 523.1677 | 525.8723 | 536.3874 | 549.1874 | 534.5483 | 527.023 | 488.0066 | 449.5169 | 404.3839 | 413.4158 | 435.0902 | 484.6245 | 543.5818 | 643.8172 | 737.908 | 839.3605 | 869.7665 | 860.1657 | 811.9309 | 741.5988 | 653.3671
2020-05-04 | 604.252 | 558.1955 | 534.0574 | 527.2691 | 551.8981 | 632.395 | 701.2549 | 675.7124 | 642.0821 | 564.1533 | 515.4177 | 554.5444 | 564.9455 | 522.8843 | 550.3727 | 616.372 | 710.529 | 795.0924 | 877.813 | 916.971 | 883.6944 | 831.2679 | 757.8333 | 663.7048
2020-05-05 | 606.8749 | 563.4078 | 543.0201 | 533.0118 | 558.9682 | 638.7973 | 709.3719 | 683.7233 | 618.6286 | 545.5593 | 497.9319 | 458.5236 | 475.3007 | 471.8816 | 502.7745 | 571.4733 | 669.5778 | 776.3307 | 868.0489 | 913.4857 | 887.5517 | 829.7713 | 755.8452 | 665.3581
2020-05-06 | 597.2409 | 559.6036 | 535.713 | 528.0221 | 551.5053 | 629.6299 | 695.8212 | 666.7165 | 585.868 | 511.8086 | 434.7576 | 419.2576 | 443.6849 | 448.6256 | 486.3361 | 565.313 | 657.5465 | 770.1899 | 853.9288 | 891.028 | 864.9792 | 819.567 | 755.6086 | 663.8138
2020-05-07 | 595.539 | 557.3121 | 534.8214 | 526.6594 | 551.1171 | 628.4426 | 694.5472 | 665.5569 | 600.4582 | 530.2646 | 505.7538 | 481.9819 | 477.794 | 463.8914 | 494.0875 | 560.1643 | 667.5938 | 767.9205 | 846.0617 | 896.7824 | 874.8924 | 823.7895 | 749.2264 | 660.4443
2020-05-08 | 603.9333 | 567.4356 | 541.5514 | 531.2916 | 554.6571 | 629.8146 | 693.3477 | 667.8413 | 607.7733 | 556.6385 | 517.0917 | 510.1247 | 550.6977 | 561.6928 | 606.9559 | 673.0572 | 711.9278 | 765.4703 | 826.2497 | 858.2685 | 846.0341 | 810.6055 | 760.8076 | 679.3642
2020-05-09 | 608.9346 | 564.0378 | 538.1624 | 524.3661 | 529.572 | 550.8464 | 569.6946 | 566.5439 | 532.968 | 480.1082 | 443.3022 | 425.0786 | 411.8302 | 394.8912 | 429.1465 | 515.4481 | 619.7172 | 728.4013 | 799.2121 | 831.9421 | 820.4626 | 783.2964 | 741.5702 | 669.9322
2020-05-10 | 620.1363 | 573.9584 | 549.8673 | 530.7106 | 533.242 | 545.2833 | 561.4433 | 570.9362 | 552.8475 | 471.616 | 426.1565 | 397.4309 | 398.0709 | 392.0936 | 444.2302 | 520.1901 | 621.5536 | 730.1104 | 837.2524 | 871.4479 | 870.2163 | 822.2373 | 753.439 | 664.3008
2020-05-11 | 603.0923 | 554.7929 | 533.3214 | 526.5796 | 551.064 | 631.2177 | 683.6487 | 656.5395 | 584.0406 | 501.2304 | 461.3516 | 459.3483 | 473.4788 | 470.4685 | 491.1093 | 558.0339 | 672.4949 | 768.6413 | 871.4877 | 916.2868 | 882.8869 | 830.6392 | 757.0835 | 663.1616
2020-05-12 | 586.3011 | 542.7608 | 520.2506 | 513.0646 | 539.0157 | 614.7623 | 679.2995 | 631.9405 | 552.5936 | 486.4749 | 435.9208 | 391.9511 | 406.4093 | 407.1071 | 444.6367 | 523.6011 | 625.0781 | 737.7411 | 828.6158 | 888.2756 | 860.5655 | 800.5205 | 724.1088 | 635.9352
2020-05-13 | 582.2851 | 545.8898 | 521.6006 | 514.2221 | 537.9164 | 612.4979 | 674.282 | 631.8698 | 537.2446 | 483.0776 | 427.2958 | 404.8594 | 430.7193 | 415.1094 | 455.6318 | 528.5785 | 632.0469 | 735.4805 | 828.3036 | 873.5358 | 845.7124 | 799.7412 | 734.0376 | 643.185
2020-05-14 | 579.9341 | 543.0554 | 520.3703 | 513.5628 | 537.8862 | 612.3288 | 675.8758 | 639.811 | 574.181 | 514.4228 | 494.1796 | 472.0529 | 487.2603 | 456.9554 | 484.2837 | 538.7407 | 630.4329 | 729.2764 | 820.2444 | 878.9414 | 856.1897 | 803.9486 | 727.6217 | 640.727
2020-05-15 | 597.805 | 561.1254 | 534.2802 | 524.5248 | 547.9867 | 621.6992 | 684.4855 | 638.0617 | 574.1105 | 501.2577 | 444.4268 | 429.3076 | 432.2373 | 422.3468 | 474.983 | 539.5504 | 630.4808 | 745.721 | 821.2712 | 857.3916 | 836.3948 | 799.3966 | 749.6203 | 668.7354
2020-05-16 | 619.5256 | 576.0492 | 549.5668 | 533.8714 | 539.2211 | 562.6706 | 583.3607 | 577.9351 | 550.9082 | 491.3231 | 439.7038 | 402.2455 | 422.4032 | 394.1145 | 429.4413 | 509.6631 | 616.2436 | 721.435 | 810.6966 | 844.9728 | 834.1648 | 798.1054 | 757.66 | 684.7048
2020-05-17 | 615.1669 | 568.0078 | 544.2443 | 525.4785 | 527.9308 | 538.8717 | 549.3486 | 547.562 | 536.1945 | 491.669 | 425.3453 | 394.4716 | 396.9973 | 391.5668 | 451.1494 | 530.4125 | 615.4195 | 726.5139 | 838.4389 | 872.7409 | 863.7183 | 815.0294 | 745.2016 | 656.6176
2020-05-18 | 600.653 | 554.6302 | 530.225 | 523.6259 | 548.2276 | 627.8051 | 694.855 | 666.2608 | 589.1813 | 511.9515 | 452.7978 | 437.0636 | 446.9951 | 437.0694 | 477.5157 | 555.0067 | 660.8149 | 759.6834 | 863.623 | 911.3977 | 879.5166 | 825.8551 | 752.2766 | 658.6639
2020-05-19 | 599.6296 | 555.6439 | 534.9704 | 525.6145 | 551.4256 | 630.1178 | 692.0125 | 633.7402 | 559.2101 | 482.3827 | 433.554 | 422.9322 | 443.6111 | 423.4868 | 469.8595 | 541.2435 | 641.8812 | 748.4101 | 846.9366 | 903.5371 | 877.4362 | 819.1322 | 744.0669 | 654.7933
2020-05-20 | 593.7355 | 556.9857 | 533.4393 | 524.6622 | 548.5048 | 625.7391 | 686.665 | 640.9531 | 555.4676 | 492.946 | 449.6931 | 462.1802 | 485.9093 | 461.178 | 493.2469 | 557.0418 | 650.2249 | 758.6512 | 846.7196 | 886.5433 | 860.4712 | 814.7452 | 750.155 | 658.3027
2020-05-21 | 588.7952 | 552.2584 | 529.3526 | 521.6718 | 546.1529 | 622.5601 | 679.9627 | 627.1574 | 548.9153 | 502.1234 | 461.0714 | 444.7644 | 467.4292 | 433.1735 | 479.0863 | 547.0147 | 682.8346 | 751.5024 | 829.8865 | 888.8051 | 866.5394 | 816.3747 | 740.0477 | 652.4866
2020-05-22 | 604.6306 | 566.6899 | 540.3306 | 530.2425 | 553.7614 | 628.9375 | 684.7447 | 641.9174 | 573.8399 | 502.3089 | 461.1711 | 460.4355 | 481.62 | 499.8543 | 557.5859 | 628.0823 | 671.8546 | 763.3403 | 825.9321 | 866.8005 | 844.8085 | 808.4717 | 758.9843 | 677.6461
2020-05-23 | 624.9952 | 580.6361 | 554.544 | 538.4142 | 543.8517 | 568.287 | 586.7707 | 570.9884 | 541.8002 | 496.4245 | 444.4633 | 408.4494 | 418.9014 | 397.4621 | 443.6079 | 511.4169 | 615.35 | 733.1354 | 819.8644 | 849.8933 | 840.0488 | 804.2204 | 764.1241 | 691.1567
2020-05-24 | 611.0742 | 565.212 | 540.177 | 521.7534 | 524.115 | 534.1937 | 539.1491 | 523.1493 | 537.2317 | 493.521 | 445.8104 | 408.8389 | 419.2762 | 397.3787 | 442.7699 | 509.2847 | 630.871 | 723.1033 | 828.7369 | 868.7057 | 858.8529 | 809.6881 | 739.6163 | 651.3152
2020-05-25 | 609.107 | 564.2657 | 537.5254 | 520.0061 | 532.7772 | 563.2513 | 581.3918 | 534.9288 | 502.6336 | 448.8019 | 421.4649 | 413.9391 | 451.1651 | 486.6082 | 495.507 | 590.4928 | 663.9649 | 746.4601 | 827.5419 | 866.7626 | 838.773 | 799.4315 | 723.6916 | 639.637
2020-05-26 | 596.5045 | 552.7167 | 532.1647 | 523.1555 | 549.0526 | 627.3176 | 683.811 | 639.6969 | 558.0651 | 494.1121 | 475.0363 | 497.3081 | 563.9825 | 573.8365 | 602.4786 | 652.4708 | 715.5774 | 772.8794 | 846.1944 | 901.6588 | 873.5591 | 815.6627 | 740.6366 | 650.8573
2020-05-27 | 598.0496 | 562.4568 | 537.7208 | 528.5981 | 552.4964 | 630.5017 | 687.4607 | 642.6409 | 572.5025 | 505.399 | 493.5818 | 520.0577 | 564.2766 | 569.7969 | 564.2963 | 633.213 | 729.5539 | 799.7775 | 856.2808 | 892.8759 | 866.266 | 821.3233 | 756.3896 | 663.9788
2020-05-28 | 594.9747 | 558.7242 | 536.1853 | 528.0531 | 552.6464 | 630.6472 | 685.798 | 641.8157 | 574.6447 | 535.3469 | 501.2171 | 500.383 | 533.024 | 539.9019 | 605.8705 | 655.3336 | 717.5871 | 778.4738 | 847.8232 | 898.4394 | 876.4806 | 825.7233 | 750.1566 | 662.4032
2020-05-29 | 602.7928 | 564.0329 | 537.4061 | 527.7257 | 551.1749 | 625.6636 | 680.9912 | 641.9288 | 579.9168 | 522.6216 | 488.9142 | 473.3579 | 516.2996 | 543.0495 | 612.9349 | 670.2469 | 712.1343 | 765.0281 | 821.6109 | 864.1123 | 841.1262 | 804.7872 | 754.3781 | 672.7523
2020-05-30 | 616.0551 | 573.2679 | 546.6336 | 531.1408 | 536.2564 | 559.2187 | 577.8599 | 560.8715 | 527.3952 | 492.6822 | 453.9225 | 455.9618 | 460.8198 | 454.3743 | 484.9905 | 550.3765 | 637.3689 | 729.5438 | 808.8533 | 841.1725 | 829.5185 | 793.4149 | 753.078 | 680.7988
2020-05-31 | 620.4463 | 573.3032 | 549.9256 | 530.9556 | 533.6256 | 546.0619 | 550.6091 | 537.4818 | 542.0081 | 521.562 | 483.4559 | 459.711 | 453.3094 | 422.5224 | 501.8586 | 565.541 | 663.1407 | 751.3915 | 849.1149 | 881.5506 | 872.2112 | 823.1284 | 753.9723 | 664.8076
2020-06-01 | 601.175 | 551.1107 | 519.6257 | 511.7376 | 535.4217 | 620.9817 | 699.1727 | 680.3241 | 635.5172 | 573.4909 | 547.8582 | 569.059 | 579.6982 | 541.9542 | 578.863 | 673.9939 | 762.4877 | 823.1509 | 911.2964 | 948.5025 | 915.9874 | 859.6537 | 792.424 | 685.9861
2020-06-02 | 596.69 | 551.1606 | 520.8067 | 509.8168 | 535.0833 | 618.3806 | 691.5131 | 674.0396 | 623.4471 | 559.6639 | 501.7782 | 486.6606 | 490.466 | 468.6705 | 501.102 | 583.1417 | 683.3873 | 785.9408 | 881.2794 | 934.0528 | 909.8233 | 846.4914 | 776.6454 | 675.4672
2020-06-03 | 588.9276 | 549.1915 | 517.6241 | 508.3126 | 530.9976 | 612.145 | 684.9304 | 661.0539 | 623.5952 | 578.4022 | 517.7294 | 508.3922 | 517.7442 | 521.367 | 553.2814 | 638.589 | 723.0163 | 807.6766 | 879.4366 | 913.2859 | 888.3869 | 841.701 | 783.8022 | 679.1527
2020-06-04 | 589.5893 | 549.5421 | 520.2054 | 510.658 | 534.2599 | 615.8882 | 688.2469 | 673.307 | 648.1113 | 632.9801 | 610.6663 | 595.5295 | 592.5826 | 560.4422 | 597.6097 | 668.3512 | 731.9043 | 805.0465 | 879.8632 | 923.6917 | 903.9938 | 850.4442 | 780.3862 | 681.1237
2020-06-05 | 597.6367 | 556.2387 | 521.3134 | 509.9092 | 532.1111 | 610.1601 | 679.3527 | 668.7816 | 639.9358 | 580.2638 | 547.4387 | 512.2689 | 500.9843 | 474.0402 | 531.2647 | 622.4658 | 717.5382 | 789.0521 | 846.8042 | 882.8733 | 863.0952 | 826.2316 | 785.8993 | 693.7155
2020-06-06 | 605.2704 | 558.7385 | 523.0455 | 505.8722 | 506.7636 | 522.3928 | 545.5321 | 560.3627 | 550.3874 | 528.3704 | 488.6133 | 485.3109 | 498.5204 | 464.1106 | 529.4219 | 648.0752 | 687.4279 | 759.0081 | 819.689 | 847.4627 | 838.5239 | 801.0581 | 770.3797 | 689.8533
2020-06-07 | 614.7131 | 565.9915 | 532.4373 | 510.4195 | 507.9593 | 511.8273 | 516.8362 | 514.9877 | 526.4538 | 478.2997 | 436.7889 | 421.1018 | 415.4842 | 400.8705 | 441.1475 | 527.3318 | 646.4175 | 749.146 | 865.085 | 896.5051 | 892.8473 | 841.4487 | 777.657 | 677.1792
2020-06-08 | 593.8177 | 544.2861 | 512.2342 | 504.9476 | 528.5515 | 612.5999 | 687.0074 | 659.7309 | 609.0531 | 545.0927 | 505.9224 | 517.5854 | 510.3287 | 477.1928 | 509.2788 | 594.9876 | 680.5873 | 783.3332 | 894.2066 | 939.6744 | 906.8162 | 850.4755 | 781.7958 | 675.9003
2020-06-09 | 595.7228 | 547.8001 | 519.9483 | 509.0555 | 534.429 | 617.3997 | 691.2257 | 667.8555 | 625.6438 | 571.682 | 532.9688 | 527.1897 | 527.8149 | 518.2135 | 558.1997 | 647.3923 | 731.7658 | 794.6973 | 881.7806 | 933.7038 | 908.8672 | 845.3891 | 775.439 | 674.7529
2020-06-10 | 588.5231 | 548.8254 | 518.0179 | 507.8263 | 530.5236 | 611.3485 | 684.0341 | 675.1518 | 639.7907 | 594.5511 | 564.2333 | 540.0007 | 535.1903 | 508.3011 | 563.1006 | 655.4021 | 717.9855 | 798.1271 | 876.9164 | 911.6164 | 886.7719 | 840.3073 | 781.9247 | 678.3114
2020-06-11 | 618.9002 | 580.0794 | 547.2164 | 522.6357 | 532.112 | 556.9643 | 579.6211 | 560.8516 | 579.2909 | 552.223 | 517.9297 | 487.2323 | 486.1618 | 483.8932 | 498.0683 | 586.9976 | 668.2171 | 771.7418 | 851.6966 | 889.4254 | 879.621 | 845.4755 | 773.6988 | 684.4297
2020-06-12 | 596.9309 | 557.7986 | 523.1515 | 511.6171 | 533.7524 | 611.9195 | 677.2304 | 657.206 | 626.5419 | 577.2618 | 529.6167 | 498.8757 | 506.1432 | 496.5562 | 533.9942 | 634.9824 | 707.6031 | 784.4999 | 848.8591 | 884.5713 | 865.0524 | 828.5562 | 787.895 | 696.5112
2020-06-13 | 611.4769 | 564.257 | 529.0277 | 511.3208 | 512.1036 | 528.8063 | 549.2648 | 547.7107 | 549.5595 | 515.3302 | 476.0184 | 448.1117 | 444.9516 | 422.5309 | 465.9286 | 563.1682 | 653.6922 | 756.4127 | 824.2504 | 854.0617 | 846.0714 | 809.1884 | 779.0126 | 698.3052
2020-06-14 | 616.9132 | 566.8921 | 533.2134 | 511.0715 | 508.4451 | 512.8371 | 524.0345 | 518.4932 | 543.27 | 514.7733 | 468.385 | 442.0101 | 434.4551 | 413.1143 | 469.172 | 567.053 | 674.4142 | 767.802 | 872.5912 | 897.913 | 894.5735 | 843.712 | 780.1863 | 679.4961
2020-06-15 | 593.3273 | 543.1229 | 510.9141 | 503.9759 | 527.3967 | 611.029 | 689.5201 | 683.936 | 647.9472 | 603.1175 | 541.9558 | 557.4841 | 580.0032 | 548.2618 | 538.5246 | 602.844 | 695.0142 | 787.078 | 896.6464 | 937.8096 | 905.7169 | 848.5828 | 780.2182 | 674.0395
2020-06-16 | 591.263 | 545.446 | 515.3501 | 504.7749 | 529.7964 | 611.7064 | 687.1917 | 659.9317 | 615.8308 | 561.5149 | 501.0028 | 477.4548 | 485.5985 | 476.6029 | 524.4474 | 611.2241 | 702.687 | 795.2577 | 873.6596 | 927.8413 | 901.9886 | 838.6134 | 768.5563 | 668.1439
2020-06-17 | 580.6771 | 541.3184 | 509.4088 | 499.7436 | 522.4122 | 601.5872 | 675.932 | 675.1491 | 653.4093 | 615.2401 | 578.1928 | 523.3181 | 508.2189 | 492.4766 | 528.4581 | 595.7532 | 670.7483 | 773.0516 | 863.992 | 901.645 | 876.5977 | 828.5555 | 769.4617 | 666.6801
2020-06-18 | 587.6182 | 546.2928 | 517.8793 | 508.3586 | 531.778 | 612.8845 | 690.2977 | 676.2151 | 643.0074 | 592.7267 | 546.3912 | 519.2263 | 502.5446 | 487.5538 | 506.848 | 601.6589 | 702.8812 | 782.0443 | 867.6158 | 920.7587 | 901.7572 | 847.8296 | 777.8209 | 678.9447
2020-06-19 | 590.2975 | 548.6762 | 515.658 | 505.0064 | 526.8904 | 603.6112 | 676.2242 | 648.0643 | 615.9869 | 546.9811 | 503.0397 | 479.6393 | 492.9852 | 464.3015 | 504.369 | 606.5776 | 661.6598 | 749.3313 | 829.8978 | 872.5431 | 855.8447 | 819.4839 | 778.229 | 686.9668
2020-06-20 | 597.2027 | 547.6481 | 513.7963 | 497.874 | 498.4107 | 512.242 | 532.0082 | 546.0638 | 561.255 | 539.4458 | 484.409 | 469.3271 | 470.3215 | 423.7085 | 433.7022 | 516.1523 | 601.2091 | 709.8212 | 797.8194 | 835.8028 | 828.2301 | 789.3466 | 757.955 | 678.1368
2020-06-21 | 606.8556 | 555.9984 | 523.7685 | 502.4732 | 499.8619 | 501.9968 | 513.3336 | 506.1416 | 515.8686 | 489.4791 | 455.2505 | 439.9335 | 436.0073 | 401.312 | 440.9942 | 526.0457 | 617.161 | 727.9787 | 844.8944 | 882.9083 | 881.811 | 830.6627 | 765.6888 | 665.9313
2020-06-22 | 592.017 | 539.1245 | 508.4921 | 502.6645 | 526.0809 | 609.9254 | 684.3003 | 658.6521 | 597.8858 | 538.2519 | 496.4362 | 489.0778 | 477.9046 | 467.6067 | 499.069 | 574.3829 | 676.2113 | 778.6989 | 889.8043 | 936.0214 | 904.0735 | 847.4378 | 778.9202 | 672.9535
2020-06-23 | 588.6333 | 541.038 | 512.2997 | 501.9725 | 526.8826 | 608.1989 | 685.3496 | 665.9293 | 625.2283 | 555.9906 | 502.9593 | 474.8206 | 481.9234 | 471.8719 | 482.0839 | 564.2635 | 653.8035 | 756.1096 | 862.0334 | 923.9567 | 898.8639 | 834.7843 | 763.6643 | 664.0001
2020-06-24 | 592.5774 | 552.3675 | 519.3329 | 511.3516 | 534.0313 | 615.9786 | 691.3942 | 678.6763 | 644.0992 | 609.2224 | 583.026 | 568.5058 | 578.6897 | 557.9994 | 596.837 | 673.5849 | 717.448 | 810.1832 | 885.9761 | 916.8666 | 892.3906 | 845.4232 | 787.0782 | 683.7809
2020-06-25 | 590.9669 | 549.7358 | 519.8193 | 510.5224 | 533.9859 | 615.7382 | 690.2014 | 673.6885 | 632.8898 | 589.5634 | 535.1911 | 482.5475 | 488.8801 | 485.838 | 511.6508 | 594.685 | 680.8339 | 775.5748 | 867.9187 | 922.9115 | 904.3925 | 850.8786 | 780.0699 | 680.7185
2020-06-26 | 585.5892 | 544.4355 | 511.1413 | 501.0264 | 522.9897 | 598.8393 | 670.6459 | 650.5764 | 613.4501 | 581.6197 | 529.0245 | 496.8161 | 498.98 | 480.2868 | 490.5697 | 588.4141 | 673.994 | 760.5493 | 827.8988 | 870.2408 | 850.3145 | 813.0562 | 771.6239 | 680.4413
2020-06-27 | 611.6626 | 562.0532 | 529.3197 | 511.5968 | 512.3832 | 528.9374 | 554.3735 | 559.7168 | 549.4494 | 506.1411 | 468.89 | 438.1194 | 432.7555 | 419.8734 | 482.2344 | 593.222 | 676.9796 | 754.2619 | 825.8836 | 853.9316 | 846.5848 | 810.424 | 780.495 | 699.1015
2020-06-28 | 615.7549 | 565.0764 | 532.99 | 510.8731 | 508.6696 | 512.6911 | 523.4129 | 535.5777 | 553.6588 | 527.917 | 482.0241 | 461.23 | 472.9132 | 452.9806 | 498.7985 | 596.0136 | 692.38 | 774.0462 | 869.3861 | 897.9759 | 893.8258 | 843.5505 | 779.949 | 678.7946
2020-06-29 | 601.9734 | 551.2485 | 521.0403 | 513.1206 | 536.7886 | 622.3812 | 703.0931 | 685.1174 | 630.7944 | 574.0051 | 527.1731 | 520.7214 | 518.6667 | 509.3029 | 553.1765 | 656.0924 | 717.6422 | 801.6471 | 909.2091 | 949.1413 | 918.7811 | 862.741 | 794.5072 | 688.3796
2020-06-30 | 595.856 | 548.3114 | 520.3729 | 508.9736 | 534.1464 | 618.404 | 695.5382 | 678.4971 | 642.766 | 586.2615 | 522.3521 | 487.4614 | 489.5594 | 480.0903 | 543.5451 | 613.3034 | 715.6901 | 796.8879 | 880.1549 | 934.318 | 908.9272 | 845.0285 | 775.8149 | 675.24
2020-07-01 | 609.9259 | 576.0865 | 542.6873 | 533.2497 | 553.0204 | 636.0712 | 710.0342 | 698.2791 | 650.458 | 600.3384 | 563.767 | 532.5408 | 569.7747 | 598.4736 | 632.4532 | 690.6879 | 773.465 | 850.9654 | 910.1966 | 953.05 | 918.4302 | 875.951 | 807.8382 | 699.3414
2020-07-02 | 614.4391 | 577.6938 | 547.6742 | 538.599 | 559.131 | 642.9686 | 718.9769 | 703.7616 | 650.8115 | 602.8638 | 575.2949 | 547.6921 | 556.6925 | 548.4443 | 575.6447 | 649.1544 | 740.0266 | 835.6616 | 908.4293 | 967.6628 | 939.5161 | 891.02 | 810.3097 | 706.5315
2020-07-03 | 644.3616 | 609.0952 | 570.1384 | 543.7929 | 547.837 | 566.1112 | 586.7464 | 587.8794 | 644.9918 | 625.6065 | 603.3552 | 540.3528 | 520.9183 | 518.6792 | 543.04 | 626.9264 | 703.3393 | 806.8985 | 849.7903 | 878.4737 | 859.3906 | 848.3986 | 796.7707 | 712.7613
2020-07-04 | 628.3973 | 581.8992 | 548.5044 | 531.5481 | 527.7841 | 539.8288 | 565.423 | 582.8196 | 566.711 | 553.2425 | 506.206 | 471.8215 | 474.775 | 442.0821 | 484.3052 | 564.9609 | 664.1729 | 769.4547 | 840.9006 | 881.3367 | 866.1481 | 834.3618 | 795.7251 | 712.6449
2020-07-05 | 634.6821 | 585.8767 | 552.9509 | 532.4326 | 525.2016 | 524.6721 | 532.9614 | 553.6326 | 558.2854 | 527.2167 | 502.7806 | 469.5027 | 471.1352 | 461.9236 | 504.4305 | 583.691 | 708.6659 | 798.7114 | 891.8845 | 932.2776 | 919.7276 | 874.1614 | 799.1092 | 694.3789
2020-07-06 | 610.8977 | 563.3387 | 531.2955 | 525.325 | 545.7185 | 629.8155 | 713.8306 | 713.2894 | 652.8701 | 604.906 | 582.3818 | 555.1538 | 534.1425 | 532.1317 | 548.6824 | 633.9042 | 715.6528 | 813.9238 | 915.6776 | 973.4604 | 932.8012 | 879.5222 | 800.0711 | 689.5848
2020-07-07 | 611.7985 | 566.609 | 538.6484 | 528.9396 | 550.9096 | 633.7078 | 713.0219 | 709.498 | 641.6542 | 594.5933 | 555.767 | 519.4475 | 524.2782 | 533.7809 | 548.7374 | 624.147 | 710.446 | 815.6558 | 899.5811 | 966.7935 | 932.1894 | 872.8626 | 791.6692 | 686.8605
2020-07-08 | 612.1581 | 574.9875 | 544.2486 | 534.6063 | 554.3125 | 636.6672 | 715.4429 | 715.2935 | 675.5049 | 620.3662 | 571.5468 | 547.5985 | 559.9316 | 565.7981 | 574.0453 | 633.106 | 712.3175 | 820.2802 | 905.4803 | 954.1741 | 921.1885 | 879.0125 | 810.6043 | 701.6461
2020-07-09 | 599.828 | 562.0718 | 532.8726 | 524.853 | 545.1128 | 625.5351 | 704.8702 | 691.9984 | 631.3282 | 583.5748 | 547.7332 | 502.0392 | 508.6291 | 510.7938 | 530.5286 | 609.2993 | 719.0051 | 810.6887 | 882.8533 | 949.9067 | 921.357 | 871.4877 | 788.7297 | 686.196
2020-07-10 | 614.1185 | 577.3966 | 542.7358 | 532.1423 | 550.8213 | 628.5745 | 704.0888 | 699.0757 | 658.4665 | 608.9117 | 573.4784 | 526.6585 | 521.7314 | 512.1559 | 588.9172 | 660.7089 | 744.6989 | 809.7505 | 869.7633 | 915.5556 | 886.4061 | 855.9808 | 805.5557 | 710.9019
2020-07-11 | 628.9908 | 584.0901 | 549.2483 | 532.2073 | 528.4123 | 540.5383 | 571.7339 | 600.1086 | 608.1164 | 578.8608 | 555.0846 | 519.5498 | 500.8069 | 459.652 | 482.6734 | 562.4766 | 657.453 | 769.3789 | 842.7916 | 882.2061 | 866.397 | 834.8467 | 796.3668 | 713.451
2020-07-12 | 642.4323 | 593.788 | 561.1422 | 539.89 | 532.7445 | 534.0897 | 544.8511 | 566.9981 | 568.6267 | 546.6595 | 512.3107 | 477.9713 | 480.1498 | 509.5036 | 576.7113 | 676.253 | 762.7096 | 826.2972 | 908.4394 | 942.2691 | 929.3238 | 884.2523 | 810.4384 | 704.6987
2020-07-13 | 618.8348 | 572.1465 | 540.3938 | 533.7211 | 553.8996 | 639.5916 | 723.7008 | 729.503 | 697.744 | 667.0838 | 629.938 | 585.3912 | 580.7819 | 564.0326 | 573.9576 | 648.0926 | 748.2957 | 848.1922 | 931.1211 | 984.186 | 943.4342 | 890.7465 | 811.4764 | 701.68
2020-07-14 | 625.8655 | 580.9222 | 553.1634 | 542.0746 | 564.2131 | 649.9799 | 733.1335 | 729.6719 | 680.1791 | 625.6855 | 579.4628 | 545.7181 | 552.8217 | 558.2932 | 576.6899 | 670.691 | 763.3752 | 849.4054 | 924.1532 | 984.3512 | 951.1399 | 892.5981 | 811.8989 | 706.415
2020-07-15 | 620.1169 | 582.9158 | 552.5704 | 543.0253 | 562.7023 | 647.0959 | 726.8936 | 728.7939 | 666.2208 | 599.6521 | 562.8051 | 550.3875 | 577.9735 | 593.2291 | 624.9325 | 696.6012 | 758.4137 | 843.3994 | 921.6799 | 964.5203 | 932.3609 | 891.1612 | 823.4727 | 714.1576
2020-07-16 | 615.2482 | 577.3694 | 549.1151 | 539.8966 | 560.2113 | 643.5801 | 724.367 | 721.9964 | 677.2553 | 621.094 | 564.7516 | 535.6688 | 545.8962 | 562.9481 | 596.0595 | 664.0802 | 736.3417 | 832.7151 | 909.9322 | 968.3763 | 941.5005 | 892.845 | 812.7165 | 708.5762
2020-07-17 | 613.0924 | 577.3019 | 541.3879 | 530.9612 | 549.615 | 627.3149 | 705.8496 | 714.5647 | 673.7759 | 639.7382 | 603.6532 | 569.5634 | 563.9374 | 583.9516 | 621.8669 | 692.3692 | 753.8219 | 824.2224 | 867.9557 | 914.9007 | 885.252 | 854.6055 | 804.2976 | 709.5116
2020-07-18 | 626.4992 | 582.8445 | 546.5325 | 529.7125 | 525.9034 | 537.6886 | 566.2658 | 596.0473 | 598.3529 | 563.2523 | 556.4263 | 538.9652 | 555.2504 | 532.5214 | 565.8265 | 648.4315 | 727.8633 | 788.0288 | 837.825 | 878.4468 | 862.9354 | 831.8682 | 792.682 | 709.4532
2020-07-19 | 639.6839 | 593.2384 | 559.5379 | 537.2165 | 530.0004 | 530.723 | 544.2634 | 569.412 | 575.8636 | 544.851 | 518.6214 | 492.2239 | 472.8812 | 477.0493 | 519.3837 | 593.0499 | 707.7861 | 807.8354 | 903.7838 | 938.8959 | 927.1144 | 880.9617 | 806.4654 | 700.7947
2020-07-20 | 610.4045 | 564.317 | 532.0263 | 525.9466 | 546.1954 | 629.9405 | 714.4011 | 716.2023 | 641.9646 | 576.8794 | 541.6455 | 509.2167 | 519.197 | 526.6484 | 566.8827 | 645.1167 | 724.4793 | 825.8005 | 923.3152 | 975.0476 | 931.4238 | 879.5273 | 800.3741 | 689.9326
2020-07-21 | 622.4429 | 577.7725 | 549.9683 | 539.1631 | 561.3923 | 646.5889 | 730.1227 | 718.2463 | 662.3922 | 594.7594 | 546.0239 | 520.4472 | 532.4276 | 546.0884 | 581.9829 | 670.2574 | 758.4644 | 844.9628 | 921.0849 | 979.7913 | 946.4484 | 888.3393 | 808.1635 | 702.59
2020-07-22 | 621.017 | 583.9006 | 553.2132 | 543.1852 | 563.1013 | 647.7373 | 729.617 | 748.6651 | 707.0456 | 624.7939 | 575.8872 | 546.4793 | 562.5838 | 567.2118 | 611.3519 | 715.1313 | 810.9958 | 872.5326 | 927.8434 | 964.6167 | 932.1406 | 891.4873 | 823.8619 | 715.1835
2020-07-23 | 611.4446 | 572.9607 | 542.6468 | 533.9826 | 554.3475 | 636.7066 | 718.1429 | 714.5111 | 678.4955 | 642.1018 | 603.4653 | 554.5858 | 566.6849 | 583.724 | 604.2047 | 664.9113 | 744.0599 | 831.1724 | 898.4788 | 960.9959 | 933.2404 | 884.8442 | 802.8261 | 699.1795
2020-07-24 | 614.3806 | 576.8363 | 543.3378 | 532.7173 | 551.3443 | 629.5169 | 710.0558 | 727.7958 | 720.0971 | 682.9494 | 651.6921 | 622.7584 | 627.3896 | 612.7961 | 649.2521 | 707.0778 | 758.5975 | 817.6172 | 873.2799 | 916.0776 | 887.5386 | 857.1537 | 806.4313 | 711.1355
2020-07-25 | 629.0394 | 584.5551 | 548.2183 | 531.2794 | 527.4529 | 539.4958 | 568.4147 | 593.276 | 581.885 | 552.3174 | 530.7139 | 491.6732 | 490.5108 | 476.1603 | 506.1549 | 611.8824 | 708.0705 | 793.2046 | 845.0639 | 881.124 | 865.0169 | 833.5237 | 794.6819 | 711.5983
2020-07-26 | 635.8912 | 588.5401 | 555.6637 | 533.7312 | 526.5151 | 526.452 | 540.3879 | 563.8353 | 591.4943 | 564.9907 | 527.9031 | 504.6441 | 476.8724 | 464.2015 | 509.8936 | 596.9074 | 718.3757 | 809.028 | 897.0284 | 933.9611 | 921.2879 | 875.8364 | 801.0375 | 695.7924
2020-07-27 | 622.911 | 573.5182 | 544.1996 | 537.1897 | 557.4239 | 644.0632 | 731.3153 | 737.649 | 672.8607 | 626.7301 | 576.9764 | 547.7824 | 543.6141 | 543.0709 | 560.1907 | 649.0524 | 744.4953 | 843.1898 | 942.0091 | 988.2998 | 948.7796 | 896.4453 | 817.5776 | 706.6111
2020-07-28 | 623.6859 | 578.9741 | 551.1885 | 540.142 | 562.2187 | 647.8338 | 731.508 | 723.8818 | 670.0865 | 602.7942 | 552.3411 | 533.9584 | 551.7665 | 543.2023 | 558.3845 | 650.9412 | 744.209 | 844.4139 | 921.207 | 981.4884 | 948.6135 | 889.7459 | 809.5082 | 703.9385
2020-07-29 | 608.7302 | 571.8569 | 541.1697 | 531.7583 | 551.483 | 633.1259 | 714.3299 | 708.4199 | 636.3514 | 582.8276 | 529.3786 | 492.3871 | 509.4776 | 523.3859 | 557.5689 | 635.0138 | 722.3631 | 826.9025 | 904.4294 | 947.7162 | 915.4543 | 873.8693 | 804.7966 | 697.1885
2020-07-30 | 605.8191 | 568.1851 | 537.4238 | 528.8332 | 548.6656 | 629.3192 | 709.8069 | 704.1831 | 635.314 | 576.2456 | 547.6247 | 516.4673 | 513.1237 | 519.9883 | 555.014 | 615.4913 | 718.7533 | 808.0552 | 893.9783 | 953.2253 | 925.3776 | 877.6004 | 795.4901 | 692.2878
2020-07-31 | 615.7954 | 580.0981 | 544.732 | 533.5405 | 551.9833 | 630.0363 | 709.1844 | 715.931 | 680.2372 | 616.2952 | 590.5927 | 576.5934 | 574.5065 | 599.7693 | 675.7684 | 729.9067 | 783.6448 | 844.3418 | 869.7049 | 916.6064 | 888.0934 | 858.8728 | 808.9442 | 713.9574
2020-08-01 | 693.2641 | 640.9661 | 602.5631 | 586.8086 | 588.8744 | 616.9349 | 657.1901 | 684.3329 | 691.6201 | 678.6978 | 640.0173 | 599.6158 | 590.5955 | 570.5245 | 571.5571 | 648.6472 | 743.4154 | 848.1298 | 922.9268 | 958.1429 | 940.1335 | 899.7748 | 853.5872 | 769.2886
2020-08-02 | 696.6705 | 643.6032 | 608.9046 | 588.3065 | 586.7368 | 602.1731 | 626.6019 | 629.968 | 636.9936 | 599.7757 | 558.9123 | 541.2598 | 547.7638 | 532.9233 | 587.1601 | 653.4105 | 776.6941 | 880.6279 | 972.6602 | 1006.8341 | 992.3797 | 938.4747 | 858.1172 | 752.0743
2020-08-03 | 673.0615 | 620.546 | 585.5499 | 580.2251 | 605.3088 | 702.9126 | 796.6409 | 774.0114 | 684.3101 | 613.193 | 577.342 | 562.2393 | 582.2531 | 580.4495 | 609.1351 | 694.0811 | 797.157 | 904.9625 | 999.545 | 1046.0922 | 1003.8281 | 943.3903 | 857.6171 | 747.2078
2020-08-04 | 674.674 | 626.5348 | 593.1108 | 583.9872 | 610.5609 | 706.5095 | 797.0577 | 779.6011 | 704.1422 | 633.6399 | 616.9793 | 578.3106 | 587.1169 | 586.4359 | 591.81 | 668.77 | 779.4264 | 899.2769 | 977.3667 | 1038.65 | 1003.4057 | 936.1299 | 849.4906 | 744.3823
2020-08-05 | 662.6542 | 621.3427 | 586.2112 | 578.4842 | 602.5279 | 696.0253 | 785.4855 | 765.5252 | 703.6491 | 655.0975 | 602.1159 | 593.6655 | 633.3522 | 616.8051 | 653.9905 | 729.1142 | 813.7054 | 896.0815 | 965.0954 | 1010.8862 | 975.9195 | 925.5957 | 850.4448 | 742.3209
2020-08-06 | 657.9842 | 615.0271 | 581.0923 | 574.5309 | 599.4281 | 691.8858 | 782.3881 | 766.9446 | 719.1675 | 689.4866 | 629.1993 | 599.6241 | 635.1249 | 616.9967 | 639.2466 | 700.2333 | 795.1687 | 878.1849 | 951.7181 | 1014.7647 | 983.4759 | 926.4567 | 838.377 | 735.7262
2020-08-07 | 670.2175 | 628.0122 | 589.5054 | 580.3044 | 603.8452 | 694.0395 | 782.2995 | 775.2349 | 750.9586 | 678.7206 | 629.4805 | 588.1487 | 616.901 | 611.3453 | 651.3297 | 717.037 | 801.3572 | 890.1978 | 941.0019 | 979.5227 | 948.6385 | 910.1852 | 853.4892 | 758.1191
2020-08-08 | 687.1066 | 636.4729 | 597.8831 | 582.5788 | 584.21 | 611.4084 | 651.8472 | 660.3393 | 636.0339 | 608.504 | 556.3578 | 519.4848 | 530.8368 | 502.8191 | 542.4825 | 624.0947 | 758.717 | 863.7811 | 919.6184 | 950.2821 | 932.7324 | 893.8745 | 847.2374 | 763.0011
2020-08-09 | 691.3529 | 636.9122 | 602.6442 | 582.5431 | 580.8646 | 595.2084 | 622.4272 | 648.8552 | 668.8189 | 617.3586 | 577.5712 | 550.7003 | 570.1511 | 552.2276 | 593.9201 | 680.47 | 795.3402 | 882.7798 | 962.3332 | 999.9414 | 984.5372 | 930.8796 | 849.2149 | 744.3106
2020-08-10 | 674.2174 | 620.43 | 586.7367 | 581.4861 | 606.5258 | 704.1787 | 798.3261 | 788.3246 | 726.3555 | 657.6214 | 614.4762 | 614.3513 | 605.2994 | 591.7236 | 611.2214 | 667.5934 | 777.032 | 897.2155 | 1000.9218 | 1047.2082 | 1002.6577 | 944.5003 | 859.3337 | 749.1274
2020-08-11 | 659.3699 | 608.5815 | 576.7114 | 569.5997 | 595.9778 | 689.599 | 782.2776 | 756.9644 | 676.8084 | 614.8168 | 580.1003 | 548.854 | 549.4705 | 553.5974 | 585.3852 | 666.4493 | 789.3147 | 886.078 | 959.1765 | 1020.332 | 983.0556 | 914.7327 | 826.3163 | 722.4065
2020-08-12 | 658.4793 | 618.808 | 581.9708 | 574.4361 | 598.4878 | 691.2617 | 780.6138 | 756.0512 | 684.0946 | 618.7854 | 584.7243 | 548.2887 | 562.0847 | 556.9046 | 598.4367 | 681.3956 | 782.647 | 880.7395 | 956.6387 | 1005.7086 | 969.7286 | 918.9579 | 844.2216 | 736.2418
2020-08-13 | 662.3897 | 619.5045 | 585.8999 | 579.0584 | 603.8693 | 697.5435 | 789.4863 | 767.331 | 704.635 | 649.0342 | 595.9988 | 564.2346 | 580.9005 | 580.0017 | 614.8405 | 685.8195 | 789.5241 | 890.1539 | 963.383 | 1019.8433 | 990.1379 | 932.6896 | 845.3386 | 742.0252
2020-08-14 | 666.5243 | 624.095 | 585.2701 | 576.3707 | 599.9135 | 689.3382 | 776.1752 | 769.6396 | 730.2299 | 649.9498 | 597.1053 | 563.2046 | 587.2362 | 595.0179 | 664.3893 | 751.6752 | 819.0694 | 892.6121 | 936.9921 | 974.8747 | 944.0686 | 905.0972 | 847.8914 | 752.6665
2020-08-15 | 676.4076 | 626.7277 | 587.7575 | 573.3488 | 574.8758 | 600.2386 | 641.4895 | 653.4045 | 632.7088 | 579.2248 | 546.35 | 503.9195 | 525.9218 | 505.1575 | 538.5447 | 622.2359 | 764.7913 | 847.6591 | 907.4079 | 938.5977 | 920.2705 | 879.7681 | 832.8274 | 749.3455
2020-08-16 | 689.3028 | 637.0325 | 600.7571 | 580.8702 | 579.305 | 593.1962 | 618.8065 | 619.9519 | 607.35 | 583.7985 | 557.8981 | 541.5301 | 527.562 | 530.4978 | 610.4465 | 702.095 | 809.9831 | 899.8808 | 970.3558 | 996.4937 | 981.7043 | 927.2997 | 845.5272 | 740.8942
2020-08-17 | 670.3192 | 617.4007 | 581.9952 | 577.0101 | 601.9097 | 699.0305 | 795.1177 | 771.4724 | 694.7892 | 619.6321 | 580.0721 | 561.3322 | 583.4239 | 600.5169 | 633.2253 | 694.4686 | 806.3919 | 911.5022 | 999.8812 | 1041.7979 | 998.8895 | 937.8901 | 852.5315 | 742.5222
2020-08-18 | 670.7814 | 619.3982 | 588.2361 | 580.2004 | 606.8277 | 702.219 | 795.7739 | 764.7537 | 687.3772 | 638.6543 | 592.7656 | 574.7852 | 604.7324 | 613.9233 | 658.4943 | 739.5785 | 831.2926 | 912.2999 | 981.6061 | 1033.8073 | 997.2691 | 930.3477 | 843.3674 | 738.5506
2020-08-19 | 656.7529 | 616.1968 | 580.1475 | 572.7768 | 596.7678 | 688.8422 | 778.9213 | 763.1695 | 694.3203 | 633.9949 | 599.0653 | 568.7972 | 562.9803 | 572.3409 | 604.6427 | 682.8535 | 795.2576 | 895.2345 | 965.7995 | 1002.9768 | 967.316 | 916.5178 | 841.002 | 733.7586
2020-08-20 | 661.6557 | 616.7758 | 583.0129 | 576.2932 | 601.1384 | 694.4966 | 789.2713 | 760.9459 | 689.7773 | 638.8433 | 599.6749 | 571.4338 | 589.7438 | 578.4259 | 624.0159 | 728.0459 | 820.1844 | 904.2225 | 966.2473 | 1017.274 | 986.714 | 928.7896 | 841.2213 | 738.0368
2020-08-21 | 689.2519 | 649.1504 | 606.8446 | 582.8006 | 591.7459 | 621.0981 | 656.5698 | 647.6329 | 664.0356 | 654.3879 | 636.0949 | 582.0116 | 565.8666 | 558.4629 | 590.0153 | 684.9672 | 772.9612 | 874.5845 | 914.3539 | 933.0504 | 910.663 | 890.7191 | 831.8527 | 747.6035
2020-08-22 | 683.3879 | 633.554 | 594.7356 | 579.6177 | 581.273 | 607.4877 | 650.6578 | 663.6752 | 653.5358 | 633.4478 | 590.7867 | 578.6236 | 590.4787 | 575.3555 | 632.4688 | 699.7719 | 795.9027 | 880.8155 | 921.0655 | 947.2458 | 928.8642 | 889.0952 | 842.6996 | 758.7817
2020-08-23 | 685.4943 | 633.846 | 596.6056 | 576.9796 | 575.2756 | 588.303 | 616.165 | 645.4888 | 669.1212 | 685.4664 | 666.1446 | 633.8915 | 627.9129 | 654.735 | 708.8459 | 773.9491 | 854.2171 | 905.0582 | 963.8423 | 992.1814 | 976.3781 | 921.9663 | 842.4764 | 739.1389
2020-08-24 | 669.2433 | 613.3727 | 577.7566 | 573.1466 | 598.0506 | 694.2623 | 794.657 | 815.2211 | 772.0482 | 720.7426 | 688.3285 | 676.1764 | 670.599 | 682.3621 | 723.6158 | 786.9828 | 871.1124 | 939.798 | 1001.4145 | 1036.9227 | 993.2443 | 932.2192 | 846.4941 | 737.261
2020-08-25 | 675.5607 | 624.0973 | 590.338 | 581.6107 | 608.1186 | 703.747 | 798.1575 | 779.7253 | 739.9223 | 671.5897 | 640.3655 | 632.3744 | 644.7647 | 672.9665 | 701.3963 | 769.85 | 857.9206 | 935.4404 | 984.9705 | 1034.7782 | 999.018 | 931.8871 | 844.9512 | 740.7515
2020-08-26 | 661.0852 | 618.5 | 581.161 | 573.875 | 597.6779 | 690.2621 | 780.9051 | 771.4009 | 694.8422 | 657.8429 | 601.7972 | 577.7166 | 604.156 | 615.0166 | 699.2998 | 795.3921 | 861.5887 | 918.5751 | 968.1016 | 1003.7486 | 968.441 | 918.1618 | 842.8651 | 734.6298
2020-08-27 | 657.9415 | 612.8472 | 578.8304 | 572.418 | 597.255 | 689.8164 | 779.8667 | 764.9132 | 713.475 | 679.6961 | 643.1168 | 613.7951 | 620.4954 | 641.8634 | 703.3731 | 759.0376 | 828.2452 | 896.3113 | 957.8796 | 1012.346 | 981.4645 | 924.379 | 836.0613 | 732.6298
2020-08-28 | 655.1917 | 611.6795 | 574.4147 | 566.3591 | 589.6627 | 676.5749 | 766.8827 | 758.8401 | 691.651 | 647.0154 | 617.1037 | 576.4729 | 619.3619 | 595.9097 | 639.5237 | 712.2198 | 804.8392 | 883.6325 | 925.5026 | 962.8993 | 931.2416 | 890.9845 | 832.2723 | 738.015
2020-08-29 | 675.4574 | 625.2565 | 586.6721 | 572.2703 | 573.796 | 598.4047 | 641.4749 | 646.6869 | 617.7686 | 572.0304 | 534.5709 | 503.8661 | 511.966 | 521.2988 | 573.7743 | 662.5028 | 784.6413 | 863.238 | 908.9673 | 938.0498 | 919.6161 | 879.1045 | 831.3689 | 747.6877
2020-08-30 | 686.1887 | 631.6775 | 597.217 | 577.5841 | 575.2862 | 588.0378 | 617.6219 | 618.1246 | 612.9017 | 580.0712 | 547.1909 | 519.9105 | 517.3213 | 519.709 | 577.1327 | 652.8736 | 782.7269 | 877.3408 | 962.0889 | 987.964 | 976.4735 | 922.2805 | 840.8817 | 735.8829
2020-08-31 | 661.1594 | 606.9717 | 572.3207 | 568.3447 | 593.09 | 687.5109 | 783.781 | 782.5688 | 713.1066 | 638.613 | 586.9807 | 572.1836 | 578.1484 | 585.769 | 596.7357 | 667.185 | 767.2765 | 857.3803 | 972.7175 | 1027.6196 | 985.2593 | 925.2438 | 838.3691 | 728.8229
2020-09-01 | 661.4613 | 616.4108 | 588.1002 | 583.0183 | 611.4461 | 709.8512 | 807.5341 | 780.982 | 718.9014 | 618.2185 | 586.3785 | 583.0532 | 618.1622 | 614.3506 | 608.371 | 668.3251 | 786.2339 | 880.6654 | 988.5776 | 1025.4189 | 973.2918 | 904.8962 | 821.5951 | 722.3942
2020-09-02 | 661.9133 | 625.1103 | 597.4047 | 590.1036 | 615.0416 | 712.69 | 807.2575 | 781.0325 | 721.12 | 664.89 | 637.6504 | 624.2516 | 635.5949 | 626.1318 | 646.1037 | 719.378 | 814.5726 | 904.5007 | 995.7594 | 1014.2235 | 965.5523 | 912.5275 | 840.5232 | 737.9831
2020-09-03 | 658.8661 | 619.2013 | 594.0877 | 587.9701 | 613.7447 | 710.9976 | 807.2714 | 793.1052 | 764.2342 | 734.3123 | 727.2906 | 718.0902 | 718.8713 | 710.6465 | 709.047 | 744.1095 | 825.3103 | 892.5654 | 988.4186 | 1019.2725 | 975.2018 | 915.976 | 837.0553 | 739.0964
2020-09-04 | 665.3464 | 625.5137 | 592.9165 | 585.1232 | 609.423 | 702.5899 | 796.0955 | 772.1687 | 720.5907 | 664.9671 | 635.9513 | 607.764 | 623.6078 | 634.9586 | 655.6947 | 712.5825 | 787.0392 | 870.6826 | 957.3608 | 974.9343 | 930.6158 | 887.6833 | 833.0783 | 743.3121
2020-09-05 | 684.8586 | 640.3534 | 607.3993 | 593.023 | 595.6157 | 628.5134 | 672.3822 | 663.2974 | 618.2062 | 568.706 | 540.5288 | 514.4197 | 517.2882 | 512.5536 | 547.4766 | 647.1984 | 755.8538 | 849.6535 | 942.0291 | 951.4523 | 919.899 | 877.5914 | 835.119 | 756.2436
2020-09-06 | 685.0345 | 637.6832 | 607.4254 | 588.8908 | 588.5623 | 609.0508 | 637.561 | 624.3044 | 604.9239 | 547.379 | 519.6965 | 504.4602 | 493.7819 | 483.8026 | 528.7504 | 623.2444 | 748.5166 | 858.2278 | 979.7451 | 992.4115 | 963.4056 | 907.0377 | 830.6832 | 732.3535
2020-09-07 | 694.3841 | 648.6964 | 616.6218 | 598.11 | 610.15 | 655.9205 | 706.6114 | 694.1179 | 702.7863 | 641.6165 | 601.4773 | 587.5449 | 593.7604 | 614.8162 | 616.6733 | 695.8231 | 792.8278 | 894.1308 | 1000.1669 | 1005.5679 | 958.546 | 913.4361 | 831.3664 | 737.2739
2020-09-08 | 663.4391 | 618.162 | 592.5053 | 585.678 | 612.5548 | 710.9541 | 808.5383 | 773.5324 | 695.177 | 608.1298 | 574.4952 | 556.9179 | 574.9686 | 574.0081 | 600.2368 | 695.5198 | 806.4805 | 884.6188 | 992.7377 | 1026.4255 | 976.8209 | 907.3316 | 824.515 | 725.2406
2020-09-09 | 657.2356 | 620.8354 | 592.8547 | 585.9228 | 610.8104 | 707.5751 | 803.9606 | 782.5594 | 716.7904 | 642.075 | 617.5772 | 581.6582 | 583.3623 | 595.4354 | 617.8369 | 704.4959 | 797.6608 | 894.0846 | 991.9418 | 1007.7743 | 958.9017 | 906.1352 | 834.4705 | 732.1673
2020-09-10 | 656.0273 | 617.0357 | 588.943 | 582.9926 | 608.5537 | 704.6709 | 798.4499 | 763.1053 | 702.4028 | 633.4012 | 609.5318 | 595.3843 | 605.9184 | 600.7771 | 608.3261 | 691.2932 | 803.8395 | 891.237 | 981.9318 | 1012.8756 | 968.7699 | 908.7446 | 825.0187 | 727.141
2020-09-11 | 659.9276 | 621.903 | 588.9719 | 581.5535 | 605.7446 | 697.8183 | 790.992 | 767.8465 | 736.1975 | 661.6461 | 623.799 | 617.0523 | 666.5777 | 698.3046 | 723.6279 | 793.4686 | 840.6808 | 900.1942 | 955.4655 | 971.9144 | 926.5393 | 883.2815 | 828.4053 | 738.8022
2020-09-12 | 676.6584 | 632.8245 | 599.5135 | 585.5978 | 588.4858 | 620.2213 | 669.6536 | 683.3144 | 679.378 | 648.2535 | 650.2461 | 634.8956 | 643.5958 | 631.8033 | 641.8936 | 744.1658 | 817.9805 | 866.4675 | 936.4497 | 944.414 | 912.5553 | 869.5645 | 824.9826 | 745.1748
2020-09-13 | 683.859 | 634.594 | 602.858 | 584.6783 | 584.3184 | 603.9999 | 636.2506 | 642.8868 | 668.9348 | 663.5601 | 649.3073 | 623.0193 | 610.3434 | 628.6991 | 676.7201 | 735.4779 | 825.484 | 881.6905 | 979.4689 | 989.0721 | 958.4535 | 901.3526 | 827.4589 | 730.4083
2020-09-14 | 656.8263 | 607.2223 | 576.8264 | 573.6011 | 598.94 | 696.6718 | 796.9502 | 777.8364 | 703.875 | 635.3146 | 625.1319 | 619.3294 | 633.4491 | 636.2894 | 641.9919 | 708.0391 | 807.0774 | 897.3067 | 998.1025 | 1022.8808 | 965.8015 | 901.4089 | 819.3843 | 716.2171
2020-09-15 | 670.8404 | 626.3186 | 600.6623 | 592.5777 | 619.7999 | 719.9728 | 821.2441 | 818.2979 | 772.9997 | 698.0631 | 625.5037 | 608.4653 | 636.9026 | 627.5161 | 653.3318 | 731.8831 | 843.581 | 919.4248 | 1008.6802 | 1035.5219 | 986.3619 | 918.2531 | 835.1552 | 736.1163
2020-09-16 | 666.6332 | 631.0051 | 601.7409 | 594.0871 | 619.0773 | 717.9569 | 812.8616 | 797.2248 | 742.265 | 675.3764 | 632.7064 | 591.92 | 576.3705 | 586.6193 | 612.5872 | 692.0417 | 811.7078 | 914.2379 | 1007.887 | 1018.9783 | 970.4773 | 917.9737 | 846.3537 | 744.4672
2020-09-17 | 659.3781 | 619.2786 | 591.3167 | 585.583 | 611.0646 | 708.1204 | 805.0004 | 777.3377 | 720.9576 | 666.0704 | 616.6724 | 608.7406 | 651.5073 | 636.9423 | 641.0747 | 712.6304 | 825.2999 | 905.4396 | 986.0315 | 1016.2133 | 971.6804 | 912.0026 | 828.0477 | 730.3882
2020-09-18 | 663.6353 | 626.1837 | 593.4725 | 585.537 | 610.2573 | 703.1071 | 794.9414 | 771.8522 | 709.2473 | 614.9316 | 573.3532 | 536.444 | 543.5681 | 551.4475 | 596.8965 | 681.5171 | 779.4218 | 879.7718 | 960.825 | 976.1182 | 931.6565 | 888.4945 | 834.0583 | 744.7915
2020-09-19 | 679.1911 | 633.6861 | 600.4421 | 586.4673 | 589.3744 | 621.6895 | 669.5037 | 671.857 | 652.792 | 607.4725 | 570.2424 | 530.9517 | 525.4849 | 516.7684 | 559.3985 | 645.0191 | 747.3064 | 849.4805 | 936.3891 | 945.5637 | 913.6518 | 870.4421 | 826.5901 | 747.0948
2020-09-20 | 686.4039 | 638.4752 | 607.0977 | 588.6339 | 588.3337 | 608.7472 | 640.2416 | 645.3085 | 646.0432 | 587.5096 | 545.6871 | 499.234 | 486.2465 | 489.3681 | 539.7757 | 643.58 | 779.8089 | 878.7292 | 982.8458 | 993.3105 | 963.624 | 906.9258 | 831.1845 | 732.2554
2020-09-21 | 671.6832 | 624.3847 | 595.0161 | 590.5421 | 616.4166 | 717.7843 | 820.5797 | 803.6011 | 743.0942 | 677.3088 | 644.956 | 634.2886 | 639.2171 | 645.763 | 629.4767 | 702.8053 | 832.8619 | 936.855 | 1028.4033 | 1044.569 | 988.5337 | 926.54 | 845.3504 | 740.8007
2020-09-22 | 666.0705 | 623.5428 | 596.2824 | 588.5466 | 615.7467 | 714.4388 | 814.7244 | 810.5994 | 734.4484 | 649.4842 | 606.0403 | 576.8104 | 582.8002 | 587.0162 | 604.2863 | 698.2674 | 806.8741 | 911.6395 | 1001.6629 | 1028.8437 | 979.8481 | 911.1386 | 828.0769 | 728.807
2020-09-23 | 663.7508 | 626.7612 | 596.0377 | 588.8051 | 613.4991 | 711.1101 | 809.2246 | 787.7539 | 714.8561 | 613.251 | 599.2979 | 577.2519 | 581.8872 | 601.3777 | 645.986 | 729.6472 | 839.9777 | 921.8173 | 1000.3522 | 1012.3763 | 963.5472 | 909.874 | 837.8273 | 739.4516
2020-09-24 | 664.2461 | 624.0002 | 596.4359 | 589.8646 | 615.6275 | 714.0352 | 812.7936 | 784.4143 | 716.78 | 647.8035 | 603.5566 | 577.0504 | 577.1012 | 583.0781 | 598.5052 | 675.7614 | 807.5688 | 913.8212 | 996.9737 | 1022.0914 | 978.5667 | 918.0667 | 835.4998 | 737.6642
2020-09-25 | 674.0777 | 634.5842 | 602.5493 | 593.7717 | 618.0212 | 713.0212 | 809.6132 | 803.905 | 756.2262 | 702.3876 | 642.0978 | 584.2747 | 603.1111 | 607.8794 | 652.5864 | 742.8996 | 833.683 | 909.6101 | 978.8934 | 988.614 | 944.1764 | 902.0616 | 847.8127 | 757.1853
2020-09-26 | 688.424 | 643.3578 | 610.8184 | 595.9856 | 599.0603 | 633.2329 | 682.9786 | 695.6497 | 677.0756 | 653.0439 | 637.1971 | 605.1727 | 621.9188 | 602.6649 | 637.3337 | 699.073 | 805.8054 | 893.8445 | 954.7692 | 958.1066 | 926.7266 | 884.2179 | 840.9688 | 760.8929
2020-09-27 | 684.3871 | 637.0106 | 605.2976 | 587.0028 | 586.6338 | 606.7287 | 640.7545 | 649.9572 | 657.9831 | 636.3498 | 631.6201 | 586.8859 | 583.2164 | 593.5628 | 659.0728 | 731.7014 | 830.0166 | 897.7501 | 984.4728 | 991.3131 | 961.5708 | 904.8755 | 828.4359 | 731.0573
2020-09-28 | 665.1298 | 615.3434 | 585.4895 | 581.5876 | 607.0475 | 706.8836 | 807.0399 | 798.5169 | 734.3512 | 656.7817 | 613.1454 | 594.0063 | 616.7791 | 602.4687 | 623.2377 | 713.8695 | 832.1064 | 918.299 | 1014.5513 | 1032.9883 | 976.6793 | 913.2055 | 831.9572 | 728.0576
2020-09-29 | 669.5432 | 624.9207 | 599.1889 | 591.1969 | 617.6833 | 716.9372 | 817.847 | 796.1464 | 727.4359 | 639.9178 | 608.3643 | 582.7852 | 599.7303 | 637.8095 | 666.2695 | 752.9049 | 853.3713 | 930.7983 | 1002.6797 | 1031.7997 | 984.3089 | 915.4372 | 832.3946 | 733.571
2020-09-30 | 651.901 | 617.7292 | 586.3749 | 580.0226 | 604.3439 | 700.0557 | 796.1129 | 775.6279 | 701.2848 | 614.3507 | 582.2485 | 555.1658 | 586.6959 | 590.1753 | 599.5072 | 692.3271 | 810.0453 | 898.7005 | 979.4778 | 997.9669 | 950.1806 | 896.9214 | 824.4529 | 726.1007
2020-10-01 | 643.4258 | 604.3672 | 575.7545 | 568.5514 | 588.4773 | 681.7912 | 772.5593 | 768.7057 | 722.09 | 672.4455 | 636.8415 | 606.4833 | 604.898 | 616.4178 | 666.8227 | 745.5452 | 842.5179 | 928.6704 | 1007.3995 | 1005.6808 | 965.1583 | 905.2183 | 817.794 | 715.3748
2020-10-02 | 649.7281 | 613.9807 | 580.7542 | 571.3854 | 590.27 | 679.9296 | 769.7688 | 765.3005 | 724.3845 | 664.9756 | 635.8185 | 637.1912 | 633.8472 | 663.8718 | 701.0226 | 780.6473 | 843.7528 | 925.0035 | 989.0148 | 972.5647 | 929.9296 | 886.0835 | 827.5194 | 732.9961
2020-10-03 | 668.207 | 622.4083 | 588.3615 | 572.9553 | 570.457 | 599.3262 | 639.2192 | 657.7729 | 641.2191 | 624.1429 | 620.6675 | 599.6641 | 596.0471 | 596.2428 | 609.8715 | 683.4719 | 803.3442 | 893.5263 | 963.0883 | 941.3996 | 912.3202 | 868.8209 | 820.6312 | 736.526
2020-10-04 | 667.7493 | 622.686 | 589.966 | 570.7012 | 564.2841 | 579.4838 | 603.6314 | 620.8058 | 627.1908 | 592.4839 | 570.079 | 548.6671 | 546.5148 | 589.1547 | 651.8301 | 753.3947 | 838.226 | 910.9885 | 1001.0383 | 980.3046 | 954.3 | 898.3684 | 818.3227 | 715.6757
2020-10-05 | 645.752 | 600.7941 | 570.2499 | 565.1464 | 585.4605 | 681.1555 | 778.523 | 784.9696 | 725.0322 | 678.6499 | 652.3721 | 651.9421 | 656.2522 | 669.2216 | 691.4993 | 766.4573 | 858.8378 | 945.5417 | 1032.8499 | 1023.3585 | 971.1646 | 907.1922 | 821.5714 | 713.6158
2020-10-06 | 648.7118 | 604.6519 | 578.6756 | 570.1481 | 591.6765 | 686.024 | 779.9191 | 775.7192 | 728.0767 | 687.7396 | 654.3491 | 661.1602 | 656.9125 | 668.4343 | 695.5863 | 771.1017 | 857.961 | 946.4573 | 1018.7464 | 1018.2773 | 970.9396 | 902.4793 | 815.7594 | 711.5365
2020-10-07 | 642.7188 | 607.7022 | 575.9518 | 568.0698 | 587.5479 | 680.7434 | 772.2718 | 768.8099 | 704.169 | 645.0184 | 632.5066 | 626.9021 | 636.4285 | 668.6235 | 709.0482 | 792.0095 | 869.1356 | 943.9433 | 1012.9 | 998.6057 | 951.6873 | 897.3574 | 821.1158 | 718.3738
2020-10-08 | 645.7422 | 606.9617 | 578.4393 | 571.2053 | 591.1769 | 684.5106 | 777.0255 | 767.1334 | 696.8259 | 637.6604 | 606.1413 | 600.7425 | 632.9829 | 675.7887 | 721.1716 | 805.7254 | 882.2345 | 949.8095 | 1011.304 | 1008.3804 | 967.738 | 907.1838 | 821.3623 | 722.6657
2020-10-09 | 650.3471 | 611.7445 | 578.371 | 569.3105 | 588.414 | 677.4323 | 768.5918 | 767.4491 | 718.0043 | 645.6987 | 609.5667 | 586.5497 | 583.3847 | 593.6837 | 652.3384 | 750.1166 | 846.6688 | 932.0845 | 984.5244 | 968.2568 | 927.0267 | 883.0564 | 824.5714 | 731.1362
2020-10-10 | 667.2442 | 621.2998 | 587.1033 | 571.3762 | 567.5374 | 594.6047 | 636.301 | 656.3345 | 634.4825 | 610.6434 | 583.24 | 569.7017 | 573.6293 | 573.9843 | 608.958 | 691.6103 | 806.9623 | 898.0937 | 958.0194 | 937.151 | 908.5344 | 865.6392 | 818.0473 | 734.1332
2020-10-11 | 672.1582 | 625.9592 | 593.5889 | 573.9969 | 567.6196 | 583.52 | 609.3126 | 626.5284 | 624.9602 | 588.632 | 572.3134 | 543.2789 | 550.1307 | 573.3279 | 612.4825 | 721.631 | 835.1535 | 924.9202 | 1004.9279 | 983.2877 | 957.552 | 901.7385 | 822.4533 | 719.7278
2020-10-12 | 654.9601 | 607.5674 | 577.6603 | 572.5184 | 593.7082 | 692.8654 | 791.1522 | 794.7755 | 741.601 | 695.8005 | 666.4261 | 672.848 | 710.5462 | 751.4726 | 767.75 | 820.1158 | 908.4573 | 971.3932 | 1046.8609 | 1034.1417 | 981.4847 | 917.5926 | 832.7426 | 723.3373
2020-10-13 | 648.9565 | 607.1722 | 578.0985 | 569.5437 | 591.053 | 685.5385 | 781.2282 | 788.8148 | 752.7004 | 710.2458 | 676.9264 | 674.6346 | 700.1708 | 702.4566 | 715.8341 | 771.8741 | 874.1034 | 950.3199 | 1018.8664 | 1017.9965 | 970.6258 | 900.6205 | 814.0967 | 713.1713
2020-10-14 | 645.5881 | 608.8063 | 577.092 | 569.1207 | 588.5068 | 682.4154 | 775.663 | 771.9206 | 712.1793 | 653.3846 | 648.1055 | 650.0792 | 652.9007 | 686.0422 | 738.5788 | 823.314 | 892.709 | 961.6358 | 1016.766 | 1001.198 | 954.2005 | 899.5861 | 823.8221 | 719.386
2020-10-15 | 648.9997 | 609.8495 | 581.447 | 573.9478 | 593.9192 | 688.6782 | 782.3086 | 805.4371 | 791.9174 | 744.5168 | 705.9757 | 672.9316 | 688.2365 | 704.4846 | 730.1666 | 809.4529 | 901.4268 | 958.9223 | 1016.4674 | 1012.4026 | 971.4296 | 912.2639 | 825.0934 | 726.8537
2020-10-16 | 650.8129 | 612.2046 | 578.7479 | 569.7545 | 588.6228 | 678.4606 | 769.5632 | 775.3274 | 734.4491 | 671.7457 | 631.2974 | 614.2239 | 632.5457 | 645.1207 | 695.6685 | 784.3986 | 870.787 | 941.0789 | 984.5923 | 968.9665 | 927.1223 | 883.3838 | 825.2799 | 730.927
2020-10-17 | 669.3559 | 623.4161 | 589.571 | 574.1478 | 571.199 | 599.67 | 642.4217 | 673.1786 | 662.9307 | 656.954 | 632.6712 | 581.334 | 583.3665 | 602.2959 | 634.2327 | 729.7184 | 824.8381 | 913.4083 | 963.7372 | 942.1796 | 913.0192 | 869.8837 | 822.1062 | 737.8144
2020-10-18 | 667.135 | 619.5819 | 586.7014 | 567.6338 | 561.1436 | 575.7646 | 601.3744 | 622.7724 | 625.0106 | 604.7068 | 602.1996 | 554.9438 | 547.2284 | 583.3997 | 605.1345 | 686.5594 | 815.9974 | 908.403 | 993.5627 | 974.6697 | 948.6395 | 893.0315 | 812.6349 | 710.0127
2020-10-19 | 638.6833 | 591.3772 | 560.0868 | 555.9073 | 576.0431 | 670.6469 | 767.4774 | 765.8257 | 705.0344 | 649.321 | 638.6847 | 635.5203 | 637.2698 | 660.0269 | 697.481 | 783.1218 | 863.3682 | 943.2847 | 1017.8395 | 1011.4986 | 957.2167 | 893.0372 | 806.5232 | 699.6178
2020-10-20 | 652.5363 | 610.9578 | 582.6485 | 573.7329 | 595.334 | 691.015 | 787.5118 | 808.8204 | 759.1579 | 697.4143 | 662.2585 | 627.0497 | 617.5925 | 653.7883 | 695.8365 | 772.7726 | 881.3365 | 962.7096 | 1024.7701 | 1021.9438 | 976.3331 | 907.3404 | 819.7118 | 716.5787
2020-10-21 | 642.8341 | 606.9646 | 575.1416 | 567.3517 | 586.7984 | 680.1269 | 773.2886 | 776.5417 | 713.2411 | 650.0651 | 616.0476 | 598.4798 | 616.2776 | 631.0582 | 679.6861 | 781.8969 | 873.7046 | 959.8814 | 1012.6453 | 998.0755 | 951.0932 | 896.7425 | 820.336 | 714.9287
2020-10-22 | 635.9833 | 597.1581 | 568.1733 | 561.81 | 581.6006 | 673.5673 | 766.7497 | 764.3219 | 704.6535 | 643.6011 | 616.5324 | 593.9741 | 612.6436 | 639.7592 | 668.513 | 764.8652 | 857.4844 | 942.9887 | 994.8566 | 997.1421 | 955.6387 | 894.7397 | 806.3779 | 704.935
2020-10-23 | 644.8883 | 607.2686 | 573.5753 | 564.8218 | 583.9981 | 672.5985 | 763.5514 | 772.307 | 737.7741 | 705.0751 | 698.3971 | 687.0788 | 693.7101 | 699.6322 | 739.0604 | 810.3826 | 873.6921 | 941.8836 | 977.3411 | 962.4409 | 920.7504 | 876.1564 | 818.5242 | 727.942
2020-10-24 | 661.8658 | 616.0817 | 581.6667 | 566.8702 | 563.8273 | 591.0217 | 633.1307 | 665.7699 | 655.1398 | 620.8804 | 583.6836 | 572.5149 | 571.1856 | 588.2673 | 657.5242 | 746.6153 | 825.8287 | 904.3715 | 951.0579 | 932.2625 | 903.6593 | 859.3827 | 811.0227 | 727.4683
2020-10-25 | 661.2048 | 613.3824 | 580.074 | 561.5223 | 554.9506 | 568.291 | 594.1156 | 615.755 | 609.7538 | 569.0868 | 527.1525 | 532.752 | 551.1674 | 596.1872 | 629.5291 | 729.5945 | 819.4996 | 906.0309 | 983.0933 | 966.0425 | 940.0043 | 883.1167 | 802.3859 | 704.1526
2020-10-26 | 643.5634 | 595.4236 | 564.5165 | 559.9797 | 580.1584 | 675.2345 | 772.2859 | 778.388 | 719.0408 | 650.4492 | 626.1 | 610.4959 | 633.299 | 668.3006 | 690.2243 | 785.1266 | 882.0573 | 954.2252 | 1024.238 | 1016.1697 | 963.1665 | 898.1446 | 812.3405 | 705.2003
2020-10-27 | 632.9671 | 590.9445 | 561.2416 | 553.9633 | 575.314 | 667.3816 | 764.0401 | 766.4713 | 711.2897 | 649.3651 | 619.3716 | 605.8818 | 612.3804 | 648.306 | 690.8069 | 779.2577 | 872.4657 | 936.9843 | 994.4197 | 998.0933 | 947.3886 | 875.7891 | 787.9544 | 686.9717
2020-10-28 | 634.6419 | 598.4919 | 566.463 | 559.331 | 578.688 | 670.734 | 764.4626 | 776.8897 | 720.7707 | 676.5444 | 630.4388 | 597.8041 | 635.4304 | 688.6057 | 755.6032 | 835.3102 | 903.2857 | 957.7751 | 1002.773 | 987.3374 | 938.5404 | 885.356 | 811.9303 | 705.1835
2020-10-29 | 640.3542 | 601.7864 | 573.2466 | 566.268 | 586.2013 | 679.8783 | 774.3381 | 786.642 | 758.4763 | 726.5983 | 719.5378 | 703.778 | 704.4939 | 699.8044 | 731.4436 | 810.0522 | 895.2193 | 957.9459 | 1003.1159 | 1003.1364 | 961.1168 | 899.8379 | 812.2298 | 711.9902
2020-10-30 | 637.9935 | 600.2974 | 566.5101 | 558.479 | 577.2868 | 665.1716 | 757.7212 | 774.5987 | 735.9461 | 696.1147 | 677.7821 | 639.8311 | 652.541 | 668.361 | 716.8038 | 806.3406 | 879.7659 | 930.5788 | 964.4569 | 953.8745 | 910.0697 | 865.6781 | 806.1023 | 712.4832
2020-10-31 | 656.3351 | 612.6877 | 578.5055 | 563.9101 | 560.9076 | 588.0063 | 631.0506 | 673.6866 | 682.0561 | 660.8015 | 627.837 | 567.5438 | 575.2502 | 584.2448 | 629.3391 | 708.7588 | 810.8069 | 906.0614 | 950.0563 | 930.9012 | 898.4769 | 853.7403 | 804.6097 | 721.2589
2020-11-01 | 666.184 | 615.9074 | 584.3823 | 562.9922 | 563.0869 | 588.6848 | 618.6817 | 635.2512 | 623.6475 | 595.6302 | 577.5011 | 549.9102 | 556.407 | 557.009 | 610.1308 | 736.9477 | 839.1786 | 929.8484 | 1012.0739 | 973.6426 | 942.2166 | 886.0282 | 809.1612 | 711.2855
2020-11-02 | 650.2135 | 598.3993 | 569.6507 | 562.202 | 590.024 | 698.6737 | 802.3863 | 830.4858 | 759.2218 | 684.3016 | 654.6818 | 629.3433 | 641.6166 | 639.7493 | 679.8064 | 779.0695 | 902.8399 | 987.4739 | 1058.0573 | 1027.8669 | 967.7177 | 904.106 | 820.7603 | 716.5413
2020-11-03 | 673.8793 | 628.1436 | 598.4506 | 574.231 | 588.679 | 639.3155 | 684.2008 | 684.231 | 686.5331 | 644.7859 | 625.1636 | 599.777 | 573.6656 | 587.6638 | 633.4429 | 757.3482 | 864.7029 | 956.9981 | 1005.365 | 974.4599 | 928.9754 | 880.2104 | 797.4791 | 708.9079
2020-11-04 | 641.5503 | 600.8667 | 570.763 | 561.0413 | 588.3735 | 694.79 | 792.9048 | 810.4457 | 746.9619 | 703.2995 | 671.4464 | 645.6863 | 645.9022 | 653.5421 | 709.489 | 800.5105 | 895.5234 | 974.9339 | 1029.6507 | 996.7101 | 941.2278 | 887.2823 | 813.7806 | 715.0677
2020-11-05 | 638.1904 | 594.0784 | 566.6778 | 558.1465 | 586.0739 | 691.6374 | 789.4961 | 809.8526 | 780.608 | 750.1195 | 715.0917 | 678.3289 | 658.7746 | 647.8241 | 688.0149 | 771.1034 | 876.1779 | 964.2856 | 1016.9569 | 998.4853 | 948.703 | 887.9968 | 803.1066 | 706.3901
2020-11-06 | 641.4432 | 598.0284 | 565.8769 | 555.8701 | 582.9136 | 684.0447 | 780.4595 | 796.3432 | 745.2427 | 680.4841 | 637.5341 | 598.1035 | 605.7933 | 615.0847 | 668.9557 | 763.8702 | 857.7992 | 944.0083 | 987.8699 | 956.489 | 906.2936 | 862.1961 | 806.4245 | 718.426
2020-11-07 | 656.2731 | 606.1859 | 572.9044 | 556.1554 | 559.9347 | 597.3162 | 643.4071 | 676.8433 | 664.7477 | 656.5175 | 666.9855 | 640.3004 | 630.5444 | 641.1684 | 681.0174 | 736.7076 | 823.0281 | 908.0726 | 957.857 | 923.379 | 885.0625 | 843.4586 | 801.5724 | 722.4612
2020-11-08 | 652.7694 | 599.6898 | 567.0633 | 547.3435 | 547.6751 | 570.1773 | 598.8963 | 623.894 | 613.9016 | 549.376 | 526.9864 | 509.2485 | 515.3893 | 504.0704 | 577.1243 | 690.8361 | 809.7016 | 901.0614 | 980.7083 | 951.4615 | 917.5576 | 860.6796 | 783.0912 | 688.089
2020-11-09 | 623.8379 | 571.507 | 540.963 | 536.1948 | 564.4535 | 669.6135 | 770.6751 | 785.5811 | 705.9832 | 632.6975 | 603.8222 | 579.8682 | 596.0394 | 598.7781 | 664.5872 | 768.3679 | 867.7155 | 935.9901 | 1010.3789 | 990.5928 | 927.7084 | 862.2541 | 777.5829 | 676.897
2020-11-10 | 627.4964 | 578.9466 | 549.8825 | 541.465 | 570.7766 | 674.2682 | 773.6793 | 788.2431 | 751.1056 | 693.4732 | 658.8608 | 623.3247 | 629.697 | 643.0376 | 678.388 | 753.6512 | 855.831 | 937.0117 | 995.3633 | 985.0955 | 928.6406 | 857.3811 | 771.5188 | 679.3676
2020-11-11 | 639.34 | 599.2741 | 563.5288 | 542.3992 | 554.1245 | 597.2652 | 638.3039 | 654.4347 | 647.8936 | 622.2145 | 606.4579 | 574.0868 | 585.7121 | 601.0866 | 656.8546 | 741.4419 | 821.3673 | 902.8658 | 949.7661 | 916.1822 | 869.333 | 835.3091 | 764.9285 | 675.1682
2020-11-12 | 627.1073 | 583.1152 | 555.0484 | 547.4133 | 575.1192 | 678.3894 | 773.2766 | 788.1834 | 734.4445 | 678.0012 | 650.3749 | 612.7914 | 618.8697 | 638.6956 | 671.4957 | 754.0063 | 861.1118 | 943.4969 | 996.8416 | 982.9861 | 932.1787 | 871.0181 | 786.0097 | 693.9333
2020-11-13 | 633.275 | 590.0051 | 557.0696 | 547.8156 | 574.7737 | 674.2712 | 769.8557 | 786.1652 | 738.1768 | 680.3469 | 625.1032 | 586.7875 | 616.1631 | 612.4072 | 664.1998 | 762.0621 | 842.3727 | 930.9383 | 973.9136 | 945.9772 | 895.6095 | 850.8152 | 793.7525 | 705.3886
2020-11-14 | 656.6098 | 605.8833 | 572.505 | 555.8932 | 559.8475 | 597.2408 | 643.6983 | 682.9757 | 664.2318 | 610.6749 | 570.1218 | 526.3532 | 541.635 | 507.9218 | 568.7389 | 700.0244 | 828.1639 | 904.4502 | 956.0598 | 922.952 | 885.2604 | 842.6096 | 795.9201 | 718.3744
2020-11-15 | 663.8394 | 610.4565 | 578.589 | 557.9694 | 558.4578 | 583.1328 | 611.6278 | 646.7629 | 651.8647 | 606.5843 | 585.9655 | 562.7791 | 562.9229 | 560.5773 | 653.3009 | 741.3867 | 844.4069 | 926.3588 | 1000.3367 | 966.5186 | 933.6887 | 877.3612 | 799.9587 | 703.085
2020-11-16 | 634.1854 | 582.4853 | 552.7565 | 547.0185 | 575.368 | 682.6591 | 784.0307 | 810.0198 | 744.2671 | 686.5017 | 672.8408 | 678.2029 | 692.7938 | 694.2837 | 733.0887 | 815 | 900.3933 | 958.7922 | 1028.7193 | 1004.6526 | 942.3199 | 878.9803 | 795.678 | 692.7731
2020-11-17 | 633.4073 | 588.0852 | 559.5178 | 550.3709 | 579.8197 | 685.1128 | 785.523 | 812.2543 | 760.5457 | 701.7586 | 698.2269 | 671.3513 | 693.5187 | 706.032 | 744.2977 | 803.4995 | 894.0333 | 956.2519 | 1011.9992 | 997.1377 | 940.7557 | 871.1692 | 790.3684 | 693.0869
2020-11-18 | 631.5436 | 589.9797 | 558.8769 | 550.0254 | 577.1854 | 681.3983 | 779.2639 | 808.899 | 764.3466 | 689.1812 | 642.5494 | 610.9401 | 628.2793 | 632.6956 | 710.8243 | 813.0823 | 887.233 | 960.3934 | 1009.9144 | 980.5451 | 924.985 | 871.1672 | 797.117 | 698.0451
2020-11-19 | 633.7896 | 589.5037 | 562.0868 | 554.2116 | 582.1071 | 686.7512 | 785.1512 | 811.3134 | 777.6546 | 741.5852 | 707.1082 | 684.7473 | 698.3751 | 711.4577 | 763.7 | 825.4742 | 901.356 | 960.642 | 1009.4169 | 993.8626 | 943.7218 | 881.5474 | 802.1776 | 704.3743
2020-11-20 | 642.0213 | 598.8988 | 566.314 | 556.139 | 583.0258 | 684.0189 | 780.2175 | 820.9272 | 796.3549 | 723.1704 | 725.4584 | 709.5786 | 720.8296 | 715.5302 | 785.8365 | 851.7497 | 905.0813 | 956.7606 | 988.1869 | 957.1384 | 906.3909 | 866.5678 | 811.3999 | 721.3452
2020-11-21 | 656.5606 | 605.7395 | 572.2651 | 555.5831 | 559.2979 | 595.9786 | 641.3728 | 697.932 | 708.0386 | 694.8559 | 690.7891 | 672.4566 | 671.664 | 623.1115 | 663.7579 | 750.6667 | 839.4485 | 909.5246 | 958.4388 | 923.0757 | 886.1879 | 848.0031 | 801.0042 | 721.2236
2020-11-22 | 659.3563 | 606.1202 | 573.9543 | 553.7091 | 554.1557 | 577.948 | 606.0911 | 656.29 | 686.8223 | 665.2177 | 635.5987 | 624.3727 | 601.6513 | 589.5136 | 635.9894 | 730.0136 | 845.372 | 919.0322 | 995.1401 | 968.3144 | 934.5492 | 877.459 | 798.8731 | 700.9945
2020-11-23 | 626.5539 | 573.8128 | 543.8059 | 538.7465 | 567.0137 | 672.2537 | 773.834 | 812.3049 | 790.0501 | 742.9547 | 691.0601 | 668.0539 | 666.3516 | 691.3975 | 725.5494 | 798.3577 | 881.3794 | 945.7465 | 1013.8827 | 993.9022 | 931.7735 | 866.0314 | 786.7844 | 684.9908
2020-11-24 | 618.7916 | 570.6578 | 540.8458 | 533.0897 | 562.184 | 663.5632 | 762.8899 | 793.4842 | 749.078 | 687.7 | 656.4498 | 652.9377 | 684.9765 | 697.2987 | 703.3733 | 783.5802 | 863.8028 | 921.4079 | 980.5715 | 973.0664 | 917.0245 | 850.6289 | 764.19 | 667.7812
2020-11-25 | 613.0695 | 572.1789 | 539.7188 | 532.3587 | 559.2404 | 659.7557 | 756.4783 | 786.2663 | 746.2789 | 678.4556 | 642.8127 | 628.628 | 651.1592 | 649.7214 | 693.6019 | 773.9312 | 859.9793 | 926.1911 | 978.3963 | 956.2566 | 899.5246 | 848.1187 | 773.969 | 673.7121
2020-11-26 | 642.1003 | 599.3939 | 566.8052 | 546.3555 | 559.1215 | 603.8634 | 646.8487 | 672.7763 | 698.0585 | 683.216 | 651.7331 | 627.6033 | 617.7043 | 614.1788 | 651.3327 | 744.7753 | 829.0572 | 908.9495 | 952.7872 | 930.6013 | 888.1697 | 846.3114 | 759.8044 | 676.6822
2020-11-27 | 625.8037 | 582.7073 | 549.4504 | 540.5757 | 567.349 | 665.1368 | 760.177 | 798.4567 | 778.196 | 735.7461 | 710.0219 | 672.0625 | 676.9964 | 679.4579 | 736.8832 | 801.374 | 864.7435 | 925.2713 | 961.3236 | 936.0759 | 884.5441 | 840.0115 | 785.7395 | 698.5639
2020-11-28 | 647.0453 | 596.4446 | 562.2617 | 546.4512 | 550.1839 | 585.67 | 631.6326 | 685.777 | 681.7114 | 667.4978 | 655.8107 | 622.6417 | 591.5803 | 568.4924 | 632.0742 | 714.6744 | 812.7541 | 891.8794 | 941.8928 | 910.9695 | 872.5174 | 829.2181 | 782.4915 | 705.8122
2020-11-29 | 648.7065 | 595.8105 | 563.0377 | 543.6438 | 543.9351 | 565.1468 | 592.4502 | 641.1256 | 640.7214 | 604.8021 | 581.4817 | 551.9023 | 551.6762 | 569.1813 | 634.1727 | 727.8572 | 825.1434 | 897.3468 | 975.0144 | 945.9215 | 912.5622 | 855.6987 | 777.4945 | 682.7519
2020-11-30 | 625.5478 | 573.0982 | 542.7233 | 537.7517 | 566.0193 | 671.5377 | 771.2494 | 817.6144 | 793.2662 | 749.9635 | 724.2448 | 705.3287 | 723.8287 | 735.035 | 741.4414 | 778.9799 | 873.3494 | 943.0724 | 1012.0857 | 991.8932 | 929.4954 | 868.0574 | 786.3405 | 683.7662
2020-12-01 | 628.847 | 581.1486 | 550.1115 | 539.2415 | 566.2629 | 652.7038 | 741.4989 | 770.093 | 729.673 | 692.1783 | 663.8393 | 635.0348 | 621.7547 | 640.9529 | 646.3633 | 726.6042 | 816.8929 | 897.031 | 961.7441 | 962.9421 | 923.4901 | 859.7854 | 784.3038 | 691.8667
2020-12-02 | 617.65 | 576.2363 | 542.6372 | 532.4103 | 557.4711 | 641.6736 | 727.5063 | 766.9555 | 737.9944 | 710.1845 | 685.5373 | 646.479 | 662.8193 | 658.8668 | 684.9109 | 734.523 | 810.0141 | 889.1701 | 950.4499 | 945.0552 | 908.9333 | 857.1192 | 785.2961 | 690.2778
2020-12-03 | 623.1178 | 579.5998 | 548.9808 | 539.0404 | 564.3647 | 649.7877 | 735.3636 | 760.4291 | 725.4816 | 669.6339 | 602.7506 | 569.6094 | 584.9988 | 607.9801 | 652.188 | 741.8176 | 808.3567 | 896.6035 | 955.4094 | 953.9745 | 920.1585 | 863.5518 | 783.9402 | 698.0762
2020-12-04 | 627.9964 | 584.8249 | 549.9556 | 538.4346 | 563.2779 | 644.6497 | 729.9472 | 769.0477 | 738.5951 | 692.3912 | 660.454 | 629.5479 | 620.8725 | 644.401 | 684.4182 | 751.6949 | 815.4795 | 884.1868 | 932.5621 | 919.8685 | 885.9681 | 848.5328 | 796.0044 | 711.0497
2020-12-05 | 652.7955 | 602.9535 | 567.6463 | 549.2305 | 552.5232 | 577.1532 | 615.0763 | 667.8922 | 655.108 | 611.443 | 575.0453 | 537.6447 | 524.7636 | 524.3363 | 571.4094 | 649.8483 | 765.3136 | 862.8014 | 920.5238 | 902.8822 | 882.1719 | 842.7801 | 798.4755 | 726.5241
2020-12-06 | 645.2371 | 593.156 | 558.2465 | 537.6559 | 537.4738 | 547.4003 | 567.3832 | 612.0786 | 604.4686 | 563.1535 | 499.5407 | 471.8041 | 469.5234 | 485.0239 | 543.1116 | 639.1631 | 752.6131 | 846.1934 | 932.311 | 918.3873 | 901.7302 | 850.1315 | 777.6043 | 691.2524
2020-12-07 | 624.5144 | 573.4071 | 541.0402 | 533.2923 | 559.4788 | 647.153 | 736.5427 | 780.9605 | 736.7688 | 677.5019 | 620.433 | 607.872 | 628.5364 | 641.0684 | 670.1401 | 731.784 | 821.6761 | 898.0795 | 970.9751 | 964.4334 | 919.9501 | 861.5199 | 788.0691 | 692.8511
2020-12-08 | 629.4155 | 581.7517 | 550.8346 | 539.9394 | 566.9963 | 653.422 | 742.4362 | 781.7787 | 762.7605 | 729.7762 | 698.0399 | 699.1246 | 685.5798 | 706.4108 | 711.5164 | 758.8245 | 833.184 | 900.4661 | 962.2502 | 969.2458 | 930.0832 | 865.9554 | 785.5804 | 692.9516
2020-12-09 | 629.9427 | 588.3906 | 555.4285 | 544.3063 | 569.5865 | 656.1465 | 743.7035 | 783.2944 | 744.5772 | 701.8231 | 656.795 | 624.5059 | 644.7411 | 657.224 | 706.9972 | 771.3845 | 849.9302 | 914.7122 | 970.1987 | 955.544 | 924.4428 | 874.1706 | 802.9533 | 706.9845
2020-12-10 | 634.2717 | 590.4093 | 560.5347 | 549.844 | 575.3901 | 662.8617 | 749.1755 | 788.1952 | 756.2669 | 714.6569 | 667.7092 | 653.2484 | 660.2709 | 676.034 | 707.3411 | 763.7762 | 839.1008 | 918.7157 | 973.7683 | 968.4641 | 934.6579 | 878.7068 | 803.8166 | 712.9284
2020-12-11 | 641.644 | 598.3115 | 564.4725 | 551.9975 | 577.0935 | 660.837 | 746.4022 | 788.3325 | 759.5201 | 724.4286 | 677.0557 | 638.6484 | 628.5475 | 626.8945 | 676.8878 | 767.3885 | 847.7274 | 911.9558 | 957.1523 | 939.027 | 904.647 | 863.8892 | 811.2068 | 729.7295
2020-12-12 | 653.6304 | 603.766 | 568.5141 | 550.1382 | 553.4599 | 578.2361 | 616.6507 | 671.9683 | 661.2908 | 637.0147 | 601.3119 | 583.7411 | 587.6319 | 584.4487 | 611.3857 | 682.7236 | 775.0847 | 860.7218 | 920.5087 | 902.627 | 882.8155 | 842.9561 | 803.0391 | 726.5884
2020-12-13 | 649.6715 | 597.4958 | 562.9304 | 542.0274 | 541.8991 | 552.8576 | 573.1138 | 617.9812 | 620.144 | 572.9239 | 523.851 | 496.9757 | 493.9864 | 493.1234 | 538.8272 | 624.4582 | 744.8905 | 850.2038 | 940.982 | 924.3391 | 908.099 | 856.1892 | 783.8794 | 698.6273
2020-12-14 | 622.6895 | 571.8754 | 539.448 | 531.7922 | 557.966 | 645.3105 | 733.7188 | 776.0394 | 730.0653 | 680.1944 | 629.0144 | 599.0967 | 590.3306 | 612.8385 | 635.7308 | 713.5684 | 800.0385 | 891.0294 | 969.484 | 961.2845 | 917.6229 | 858.6967 | 780.0892 | 687.6228
2020-12-15 | 631.9551 | 584.3602 | 553.5502 | 542.4162 | 569.4996 | 656.415 | 745.6014 | 786.1226 | 753.6803 | 689.0483 | 639.5735 | 609.3038 | 596.8658 | 602.8051 | 621.3163 | 704.2683 | 803.2868 | 901.1685 | 967.3957 | 965.7681 | 927.4245 | 862.7922 | 789.052 | 696.7648
2020-12-16 | 631.903 | 590.197 | 557.5691 | 546.3783 | 571.7493 | 658.695 | 746.5163 | 789.8581 | 737.9168 | 672.5953 | 617.7448 | 593.6654 | 597.7861 | 611.4316 | 640.9564 | 738.3386 | 830.9138 | 915.9067 | 977.0326 | 960.8478 | 922.6152 | 871.4386 | 803.188 | 710.0827
2020-12-17 | 629.6353 | 585.8392 | 555.5479 | 545.1972 | 570.6097 | 657.1719 | 743.8292 | 788.9849 | 747.9555 | 691.465 | 645.7103 | 620.8537 | 631.2116 | 629.4726 | 660.07 | 725.2128 | 820.4154 | 906.5418 | 967.5915 | 964.257 | 930.3657 | 873.5853 | 797.3279 | 707.1976
2020-12-18 | 642.2936 | 598.613 | 564.6598 | 552.1905 | 577.3398 | 661.2104 | 747.8493 | 795.5688 | 774.8558 | 731.5154 | 698.1077 | 670.1924 | 662.6444 | 670.4384 | 704.9176 | 782.7733 | 847.4182 | 914.4232 | 958.3659 | 939.4907 | 905.6997 | 868.6725 | 816.0045 | 730.0819
2020-12-19 | 659.7243 | 609.6803 | 574.816 | 555.9928 | 559.3991 | 585.2321 | 624.2318 | 688.1205 | 701.7787 | 691.364 | 627.8177 | 590.9171 | 610.8842 | 641.3258 | 632.6679 | 693.3929 | 788.8943 | 867.9562 | 932.86 | 912.3437 | 891.7842 | 858.1582 | 812.3704 | 735.3616
2020-12-20 | 652.4465 | 600.0648 | 565.6275 | 544.5747 | 544.5518 | 555.9379 | 576.8214 | 631.7497 | 651.2034 | 639.4168 | 616.1392 | 551.3105 | 526.3738 | 545.2228 | 602.7242 | 668.6224 | 767.0304 | 856.2093 | 944.4319 | 928.9513 | 913.1775 | 866.9563 | 793.7138 | 702.1592
2020-12-21 | 633.0758 | 581.8108 | 549.8201 | 541.5042 | 567.8565 | 657.2157 | 747.5739 | 794.8312 | 748.2536 | 686.0547 | 629.1285 | 607.0472 | 620.8701 | 634.1484 | 642.7004 | 715.0629 | 811.7728 | 906.8576 | 987.1549 | 975.4001 | 932.7987 | 872.3424 | 794.7605 | 699.8842
2020-12-22 | 624.4126 | 576.8492 | 545.4988 | 534.9244 | 561.9519 | 647.7648 | 737.0555 | 781.0756 | 743.2032 | 685.6816 | 646.0786 | 623.9392 | 613.2136 | 619.923 | 621.1996 | 688.8807 | 791.5001 | 888.2922 | 956.516 | 957.4635 | 916.879 | 852.1785 | 778.615 | 686.2566
2020-12-23 | 616.8139 | 575.7622 | 541.7864 | 531.7522 | 556.7801 | 641.3216 | 728.442 | 770.9337 | 724.1609 | 675.0666 | 616.532 | 576.719 | 572.21 | 574.3784 | 616.5374 | 696.1687 | 791.0322 | 886.0809 | 951.7393 | 939.882 | 900.75 | 848.3172 | 783.5895 | 689.1244
2020-12-24 | 621.7581 | 578.2229 | 547.4524 | 537.6064 | 563.1501 | 648.2595 | 733.9719 | 775.972 | 739.0636 | 696.423 | 646.0219 | 615.0369 | 631.0628 | 625.2306 | 640.6368 | 710.2465 | 799.2691 | 884.3073 | 953.7174 | 953.4465 | 919.3235 | 864.9576 | 787.6408 | 696.2583
2020-12-25 | 646.7762 | 604.3106 | 565.9507 | 542.4582 | 553.3857 | 582.4972 | 617.4378 | 658.3562 | 669.8494 | 628.5279 | 592.8342 | 564.6205 | 557.6363 | 578.8549 | 592.3846 | 676.2048 | 759.1747 | 853.1116 | 899.4217 | 876.8369 | 856.5951 | 834.2477 | 779.3045 | 703.9009
2020-12-26 | 633.509 | 583.9575 | 547.6923 | 530.3769 | 533.6262 | 554.4188 | 590.834 | 648.9068 | 658.9068 | 668.9769 | 634.036 | 594.7913 | 585.515 | 586.3318 | 614.0217 | 669.924 | 755.3363 | 826.2004 | 891.6539 | 886.117 | 863.8502 | 821.9512 | 775.0362 | 700.1767
2020-12-27 | 629.8454 | 578.2193 | 542.3031 | 522.8747 | 522.4815 | 529.5976 | 548.3896 | 598.7987 | 589.1199 | 545.0124 | 498.9992 | 483.2396 | 480.4779 | 486.259 | 518.4974 | 585.7837 | 704.0058 | 811.0158 | 906.4198 | 897.7158 | 880.4571 | 828.4347 | 759.4923 | 671.2307
2020-12-28 | 609.0695 | 558.4425 | 525.2012 | 518.6105 | 544.5922 | 629.4085 | 717.4562 | 764.4114 | 725.5992 | 673.5429 | 649.6238 | 640.3631 | 643.7106 | 652.4139 | 651.8912 | 700.4179 | 780.2032 | 866.0322 | 945.9303 | 942.8525 | 901.6657 | 846.4456 | 766.6884 | 671.8577
2020-12-29 | 612.7407 | 565.6257 | 533.7655 | 524.1772 | 551.0032 | 634.3673 | 722.2716 | 765.2832 | 727.0127 | 686.4151 | 607.8131 | 567.5066 | 566.3568 | 568.0687 | 586.4204 | 662.6821 | 763.3896 | 857.4595 | 934.8646 | 939.7437 | 900.4982 | 833.4006 | 760.3895 | 670.2169
2020-12-30 | 612.4651 | 571.6073 | 537.6123 | 527.7337 | 552.6517 | 636.1147 | 722.5505 | 774.4044 | 738.4322 | 698.2436 | 665.7343 | 636.0485 | 623.8724 | 630.2874 | 659.6904 | 718.257 | 784.0186 | 874.798 | 941.5474 | 936.6417 | 901.6374 | 848.6032 | 777.4091 | 683.0206
2020-12-31 | 606.1684 | 563.2522 | 531.5468 | 523.0211 | 548.0949 | 630.3638 | 714.981 | 756.4925 | 714.1296 | 668.3215 | 601.4916 | 561.243 | 563.8779 | 561.2475 | 584.8575 | 665.4238 | 756.9985 | 846.3832 | 925.9892 | 930.9464 | 897.526 | 842.855 | 764.3365 | 674.4715
2021-01-01 | 668.0406 | 636.8145 | 603.6048 | 580.8519 | 598.256 | 640.4954 | 707.2257 | 732.5873 | 741.3407 | 690.4344 | 632.668 | 589.0138 | 576.5503 | 611.0001 | 669.5846 | 739.0373 | 841.0759 | 926.6821 | 972.3221 | 950.9825 | 912.3074 | 873.4436 | 809.2316 | 723.1026
2021-01-02 | 675.1978 | 633.7634 | 603.574 | 587.0842 | 595.8658 | 634.6399 | 707.6078 | 756.2658 | 756.7715 | 712.3936 | 671.5399 | 644.482 | 606.3813 | 595.661 | 639.9247 | 742.384 | 848.7455 | 933.9163 | 997.2594 | 977.0976 | 947.4041 | 887.7737 | 832.0805 | 746.8855
2021-01-03 | 651.2855 | 611.5695 | 581.2678 | 562.9268 | 567.7732 | 587.4915 | 640.6872 | 675.335 | 680.1629 | 625.7618 | 570.4651 | 535.8942 | 543.7487 | 537.5676 | 567.7814 | 646.4837 | 785.7713 | 892.6103 | 991.6267 | 980.8596 | 952.5914 | 882.9152 | 791.0965 | 687.1492
2021-01-04 | 610.5508 | 573.754 | 547.2104 | 544.2701 | 578.6139 | 680.6631 | 810.6735 | 833.929 | 772.8129 | 694.2583 | 642.1924 | 606.6023 | 594.0371 | 620.6366 | 648.0549 | 715.9532 | 826.8878 | 918.9345 | 1013.4404 | 1018.056 | 962.1796 | 874.9522 | 777.6293 | 670.2077
2021-01-05 | 613.91 | 575.9353 | 549.2876 | 543.0118 | 578.5757 | 677.4639 | 806.401 | 820.5921 | 761.078 | 686.2819 | 628.1068 | 585.9641 | 599.121 | 616.9994 | 612.3964 | 703.5815 | 812.1861 | 902.5246 | 991.7167 | 1006.9105 | 956.8281 | 862.3479 | 763.1048 | 663.4844
2021-01-06 | 617.6242 | 586.6994 | 554.1158 | 547.6062 | 580.8145 | 681.0749 | 809.2437 | 830.979 | 771.3577 | 697.1258 | 634.7756 | 593.1021 | 594.6805 | 610.9324 | 639.2841 | 719.6 | 826.5607 | 917.9465 | 998.0131 | 998.204 | 944.2059 | 868.7581 | 782.5931 | 678.0971
2021-01-07 | 610.5596 | 577.9323 | 550.5921 | 545.6879 | 579.1964 | 678.9732 | 805.9187 | 822.4053 | 774.2662 | 701.3164 | 646.4887 | 604.4557 | 606.1677 | 618.1996 | 624.7414 | 697.154 | 807.5051 | 902.3771 | 986.1972 | 999.746 | 949.9873 | 870.6451 | 771.9207 | 668.4273
2021-01-08 | 639.6089 | 609.8157 | 578.843 | 570.2092 | 603.451 | 705.1537 | 832.251 | 860.6622 | 816.9205 | 749.5149 | 685.8915 | 646.331 | 632.1125 | 633.8159 | 665.4701 | 753.088 | 858.9574 | 937.6866 | 1005.2405 | 995.9409 | 948.1331 | 884.4877 | 816.5273 | 717.9463
2021-01-09 | 640.9413 | 601.9308 | 568.4884 | 554.4226 | 562.7393 | 594.5467 | 664.8691 | 706.1449 | 692.747 | 650.3449 | 612.9375 | 572.0474 | 528.3039 | 514.7066 | 541.2331 | 630.2098 | 762.5057 | 863.5393 | 942.4006 | 933.1988 | 900.9911 | 841.2067 | 781.5614 | 696.8883
2021-01-10 | 662.0082 | 624.3448 | 594.634 | 575.2394 | 580.378 | 602.4969 | 657.0533 | 695.5143 | 696.8168 | 645.5865 | 590.3445 | 536.5636 | 543.2854 | 534.3935 | 569.0386 | 675.6858 | 805.2868 | 909.7697 | 1013.8443 | 997.9442 | 970.9189 | 900.936 | 810.2621 | 704.6901
2021-01-11 | 631.3578 | 593.4454 | 568.3168 | 563.9475 | 598.6128 | 704.4334 | 836.0818 | 864.4019 | 816.5235 | 742.9509 | 716.1936 | 695.3091 | 674.5372 | 668.1506 | 678.4785 | 732.9602 | 854.199 | 947.0372 | 1049.5081 | 1045.9338 | 991.425 | 905.2483 | 808.522 | 698.8411
2021-01-12 | 644.4833 | 606.8705 | 580.6086 | 572.1942 | 608.0253 | 712.4967 | 843.6021 | 866.1187 | 813.1772 | 726.7513 | 664.0952 | 623.8459 | 619.6021 | 618.1683 | 649.5623 | 730.734 | 842.4251 | 948.4083 | 1040.8768 | 1045.6194 | 996.9846 | 904.982 | 807.6966 | 702.8612
2021-01-13 | 637.0452 | 606.6928 | 575.5515 | 567.5703 | 601.0741 | 705.0526 | 834.7099 | 861.0175 | 794.373 | 710.1487 | 655.8349 | 604.1945 | 590.4817 | 610.4702 | 637.9473 | 733.7926 | 850.6983 | 945.5477 | 1031.8841 | 1023.8613 | 972.8636 | 898.6567 | 811.7002 | 702.988
2021-01-14 | 640.7984 | 608.7597 | 583.1554 | 575.9914 | 609.9677 | 715.6629 | 845.1289 | 873.2015 | 834.7194 | 767.6506 | 707.2697 | 677.2223 | 662.0276 | 668.9632 | 702.1698 | 780.6613 | 885.7162 | 959.4085 | 1038.4066 | 1041.014 | 992.5019 | 915.0095 | 816.8437 | 711.3971
2021-01-15 | 628.0764 | 596.3752 | 564.4434 | 556.8462 | 589.8766 | 688.5702 | 814.2591 | 840.2862 | 809.6188 | 747.3558 | 682.3308 | 640.7789 | 636.4954 | 649.2647 | 681.4225 | 765.6913 | 846.7089 | 915.8365 | 981.9091 | 976.15 | 928.3842 | 863.6965 | 795.8974 | 699.3481
2021-01-16 | 661.2787 | 622.7331 | 590.6475 | 575.062 | 583.6621 | 619.8484 | 691.5173 | 738.058 | 745.3869 | 705.843 | 660.2725 | 608.8241 | 586.8529 | 566.6232 | 587.6567 | 678.3549 | 807.5366 | 897.3926 | 977.912 | 961.2536 | 930.5091 | 870.9905 | 812.5447 | 725.6428
2021-01-17 | 656.635 | 619.4456 | 590.0394 | 570.9846 | 575.9463 | 597.1606 | 650.7821 | 689.3115 | 702.0897 | 653.2751 | 608.6798 | 560.2374 | 528.9973 | 537.1987 | 572.2069 | 648.128 | 777.6321 | 897.2513 | 1006.0913 | 990.0209 | 963.8029 | 894.9561 | 803.4403 | 699.0336
2021-01-18 | 653.1647 | 616.1558 | 587.5602 | 569.6774 | 588.5193 | 634.5579 | 706.3802 | 727.7498 | 722.1755 | 658.3904 | 613.589 | 562.9638 | 532.9687 | 553.4865 | 556.8865 | 652.8959 | 788.302 | 904.8667 | 1007.5364 | 994.9484 | 950.059 | 888.0269 | 792.0086 | 693.07
2021-01-19 | 633.851 | 592.7209 | 569.6369 | 562.4675 | 598.2436 | 700.8212 | 831.0857 | 853.8786 | 801.6478 | 715.8242 | 657.7433 | 604.9104 | 593.7497 | 609.0469 | 629.0783 | 705.5991 | 825.1502 | 925.3472 | 1023.5028 | 1030.9699 | 984.0064 | 891.5359 | 793.6881 | 690.7081
2021-01-20 | 615.8335 | 585.3994 | 554.5388 | 549.3624 | 582.6014 | 683.0619 | 808.9189 | 829.6546 | 793.4125 | 732.3356 | 665.6542 | 653.2456 | 670.3572 | 674.1402 | 713.3039 | 784.5138 | 860.0951 | 919.5066 | 1002.2838 | 1001.1753 | 948.0797 | 875.4023 | 789.7603 | 680.8588
2021-01-21 | 637.4811 | 604.1353 | 578.2086 | 571.3715 | 605.1875 | 709.9615 | 839.0556 | 863.0556 | 823.7307 | 769.3742 | 718.1203 | 682.3193 | 661.594 | 663.8801 | 681.2644 | 761.0565 | 854.7036 | 944.3138 | 1029.5964 | 1035.2289 | 986.7167 | 907.1592 | 810.7851 | 705.1849
2021-01-22 | 632.7504 | 602.4113 | 570.6218 | 562.4374 | 595.5737 | 695.4368 | 821.6091 | 847.3767 | 819.652 | 763.214 | 709.5213 | 646.767 | 629.0901 | 647.1696 | 667.2608 | 742.9725 | 822.601 | 910.512 | 991.3603 | 983.9809 | 936.3007 | 872.2718 | 805.3195 | 707.5859
2021-01-23 | 618.9393 | 581.4857 | 546.6624 | 534.1328 | 542.3498 | 570.6009 | 638.5994 | 672.146 | 661.1349 | 615.9256 | 546.7734 | 512.8862 | 507.9722 | 524.2284 | 540.2659 | 619.8565 | 730.8947 | 812.3941 | 906.6857 | 905.773 | 872.8139 | 811.9169 | 750.9923 | 668.5658
2021-01-24 | 625.8071 | 587.341 | 558.0357 | 541.2644 | 545.8628 | 561.3169 | 612.8455 | 647.4276 | 650.4309 | 604.021 | 557.5742 | 511.4215 | 494.9037 | 494.236 | 519.5549 | 597.1735 | 718.2125 | 830.734 | 951.783 | 949.0975 | 920.2275 | 851.3601 | 758.7023 | 656.3694
2021-01-25 | 610.4645 | 573.4595 | 546.9202 | 544.0859 | 578.4314 | 680.3692 | 809.8082 | 833.0726 | 784.3315 | 717.5394 | 658.7655 | 636.4426 | 645.9432 | 657.7448 | 663.5727 | 712.035 | 803.4775 | 891.9482 | 1012.11 | 1016.1214 | 961.1842 | 874.3995 | 777.2627 | 669.7115
2021-01-26 | 648.8889 | 610.0687 | 585.1313 | 576.3291 | 612.2117 | 717.5692 | 848.976 | 875.9251 | 825.7156 | 737.5932 | 667.4734 | 615.3223 | 599.4301 | 619.0028 | 631.9098 | 722.3959 | 828.1649 | 936.9262 | 1048.794 | 1052.0183 | 1002.9315 | 911.8597 | 814.9901 | 709.7236
2021-01-27 | 622.834 | 593.3948 | 563.3879 | 556.2773 | 589.5969 | 691.3217 | 820.3642 | 844.0122 | 790.3683 | 713.3065 | 662.7137 | 640.6724 | 641.3567 | 649.2981 | 693.7552 | 780.9814 | 853.3505 | 922.9912 | 1011.1685 | 1006.8597 | 954.7706 | 885.8705 | 799.5555 | 690.0575
2021-01-28 | 618.9387 | 586.1385 | 558.9947 | 553.4727 | 587.175 | 689.164 | 817.2448 | 836.8559 | 780.6189 | 707.1004 | 661.8019 | 650.4733 | 658.8441 | 643.4511 | 626.347 | 701.1136 | 804.401 | 895.0959 | 1001.6086 | 1009.9591 | 959.5787 | 880.8942 | 782.9127 | 679.5428
2021-01-29 | 626.369 | 597.6498 | 566.612 | 558.8695 | 591.8179 | 691.3928 | 817.9396 | 847.9833 | 816.7508 | 745.7545 | 688.0122 | 624.048 | 620.6901 | 631.8748 | 647.6938 | 724.1534 | 826.2336 | 907.5811 | 988.2922 | 979.2101 | 931.0191 | 866.4178 | 799.0084 | 702.1828
2021-01-30 | 650.2533 | 612.635 | 580.6644 | 565.8554 | 574.5533 | 609.4778 | 680.8861 | 721.5047 | 703.0794 | 656.7101 | 594.7675 | 552.8134 | 528.244 | 521.9273 | 527.4815 | 629.7924 | 748.8158 | 858.9783 | 964.7876 | 949.3287 | 917.4892 | 857.2796 | 798.2951 | 712.7838
2021-01-31 | 656.6558 | 619.0848 | 590.19 | 571.1954 | 576.1141 | 597.8762 | 652.2741 | 690.1886 | 700.1686 | 645.8611 | 593.9685 | 539.7744 | 515.3245 | 513.184 | 559.9818 | 645.8904 | 765.4973 | 884.2019 | 1009.6048 | 991.6493 | 964.1765 | 894.7022 | 803.1633 | 698.8261
2021-02-01 | 658.9943 | 632.0348 | 605.3106 | 595.812 | 633.0989 | 744.9701 | 865.4962 | 892.4972 | 815.1495 | 708.3632 | 666.7874 | 659.5813 | 635.058 | 651.9445 | 646.8584 | 700.5823 | 816.8735 | 930.2872 | 1039.9031 | 1062.4904 | 1017.47 | 930.1623 | 829.8194 | 728.4678
2021-02-02 | 656.7829 | 627.4909 | 598.4916 | 588.7186 | 627.1682 | 735.0827 | 853.852 | 875.004 | 815.323 | 739.7475 | 695.0336 | 621.7397 | 555.1498 | 591.4931 | 652.9656 | 699.3289 | 817.3123 | 904.63 | 1006.1343 | 1041.1066 | 1002.8665 | 910.1827 | 806.7488 | 712.1337
2021-02-03 | 645.4395 | 628.4317 | 593.8155 | 582.394 | 618.6546 | 725.8078 | 843.2711 | 872.34 | 821.2616 | 748.949 | 693.0044 | 658.395 | 615.3325 | 613.3232 | 639.8363 | 699.8855 | 812.903 | 906.9922 | 992.0983 | 1017.1589 | 974.6549 | 899.4497 | 807.9723 | 710.5492
2021-02-04 | 641.5773 | 619.6089 | 589.4371 | 579.5731 | 616.3128 | 723.0657 | 839.6174 | 857.9853 | 799.3446 | 736.4308 | 677.0668 | 642.4425 | 636.6616 | 642.2497 | 629.8452 | 681.1458 | 791.686 | 889.2257 | 978.5593 | 1018.8739 | 978.8651 | 898.412 | 794.905 | 699.5633
2021-02-05 | 657.991 | 636.9807 | 603.4555 | 591.1745 | 627.2919 | 733.7631 | 848.8514 | 873.7925 | 819.5847 | 722.6737 | 666.3549 | 612.9941 | 645.1766 | 641.1576 | 646.3588 | 697.9512 | 785.4798 | 892.9388 | 980.2253 | 1000.7132 | 963.0443 | 896.7717 | 821.083 | 730.8731
2021-02-06 | 672.2068 | 645.2322 | 611.5934 | 593.0206 | 607.4708 | 655.1999 | 721.9224 | 763.9029 | 749.6527 | 701.0967 | 653.6628 | 631.7426 | 579.3558 | 566.1706 | 560.8936 | 635.1537 | 759.5198 | 870.6856 | 954.69 | 969.07 | 945.4086 | 881.9073 | 813.2818 | 734.9728
2021-02-07 | 679.4891 | 651.8889 | 621.5529 | 599.0231 | 610.1141 | 645.8002 | 697.1981 | 736.38 | 691.5946 | 601.7044 | 541.3542 | 497.4419 | 473.8281 | 485.8847 | 507.6826 | 601.7666 | 742.696 | 869.3976 | 994.2142 | 1007.5266 | 988.4974 | 917.2623 | 818.8541 | 722.3611
2021-02-08 | 654.2928 | 627.7429 | 600.2371 | 591.1483 | 628.3879 | 739.3359 | 860.0338 | 881.6546 | 794.1326 | 674.4134 | 602.614 | 584.2747 | 569.2129 | 574.4226 | 601.4867 | 668.8503 | 793.0871 | 910.7243 | 1029.3492 | 1055.1431 | 1010.0946 | 922.7181 | 820.4077 | 720.7424
2021-02-09 | 676.2612 | 646.5879 | 621.1533 | 607.4989 | 646.2326 | 757.9599 | 878.0695 | 896.4035 | 810.0668 | 704.2746 | 633.8799 | 593.5657 | 574.8794 | 589.2228 | 592.883 | 669.1113 | 804.6455 | 925.851 | 1038.2156 | 1068.0739 | 1029.0564 | 937.4109 | 835.179 | 738.8052
2021-02-10 | 670.3438 | 649.056 | 618.1397 | 606.2288 | 642.9177 | 754.9265 | 873.8035 | 898.8461 | 838.0958 | 731.7135 | 675.5126 | 619.235 | 626.2159 | 636.4104 | 658.0521 | 736.3144 | 837.7274 | 937.0495 | 1031.8971 | 1047.951 | 1008.366 | 934.0796 | 841.7976 | 740.2899
2021-02-11 | 649.7901 | 630.2754 | 600.9992 | 590.2567 | 627.1781 | 736.1876 | 852.8002 | 867.6846 | 806.8291 | 722.3475 | 667.8902 | 631.5671 | 617.2891 | 628.3386 | 617.6927 | 662.411 | 781.2396 | 896.9229 | 997.0517 | 1032.3165 | 994.2762 | 914.8972 | 811.3275 | 715.6177
2021-02-12 | 658.2783 | 638.8455 | 606.5524 | 593.8195 | 629.8165 | 736.897 | 851.1315 | 873.9469 | 808.6072 | 714.4683 | 632.8593 | 580.9316 | 557.4309 | 558.0424 | 572.2125 | 668.4172 | 790.2021 | 886.6494 | 983.3199 | 1002.8173 | 965.3195 | 898.4783 | 824.1001 | 734.515
2021-02-13 | 682.6341 | 653.5325 | 622.584 | 603.1334 | 617.6152 | 667.0429 | 734.9399 | 778.7777 | 784.8694 | 755.9578 | 728.3436 | 591.5797 | 569.0304 | 579.8623 | 592.4994 | 663.8594 | 779.0121 | 882.6203 | 969.6409 | 981.7993 | 958.7864 | 895.8672 | 829.6953 | 749.5603
2021-02-14 | 682.988 | 655.9808 | 625.5172 | 602.6873 | 614.0159 | 650.5163 | 702.8851 | 741.9793 | 740.9766 | 691.3435 | 644.768 | 629.2295 | 601.6719 | 597.7233 | 586.4675 | 649.4953 | 770.3586 | 881.5706 | 1001.7956 | 1015.4595 | 996.1867 | 922.906 | 825.8917 | 728.5499
2021-02-15 | 696.2295 | 668.7253 | 640.3883 | 616.7635 | 640.2854 | 701.0547 | 769.6126 | 794.5472 | 787.7023 | 715.2159 | 643.0476 | 607.021 | 561.5833 | 594.1743 | 577.5453 | 648.4312 | 772.77 | 907.2562 | 1026.0309 | 1034.8692 | 999.7389 | 936.8484 | 836.6968 | 744.6844
2021-02-16 | 664.9557 | 634.2523 | 608.4117 | 596.9857 | 635.5477 | 745.2255 | 864.5723 | 872.6864 | 802.6264 | 699.673 | 613.8344 | 576.1489 | 561.7451 | 590.3487 | 596.3079 | 650.989 | 778.9285 | 896.5218 | 1018.046 | 1051.9346 | 1012.9236 | 921.7557 | 819.3667 | 723.3778
2021-02-17 | 655.3495 | 636.9144 | 604.4252 | 592.2793 | 628.7361 | 737.9423 | 855.8176 | 873.2418 | 781.4036 | 698.5916 | 663.2747 | 614.4997 | 579.4473 | 595.3039 | 602.5847 | 677.3085 | 790.4155 | 900.3006 | 1007.0235 | 1029.692 | 988.7345 | 914.3929 | 820.5287 | 720.7007
2021-02-18 | 666.3899 | 644.0486 | 618.6786 | 606.9777 | 644.1271 | 756.5693 | 875.1041 | 888.5818 | 826.9232 | 732.0749 | 721.2018 | 712.6411 | 694.5231 | 724.6596 | 709.8755 | 748.7924 | 847.058 | 935.731 | 1024.5115 | 1056.2897 | 1019.0133 | 939.8869 | 839.6238 | 743.7122
2021-02-19 | 670.3543 | 648.6987 | 615.8491 | 602.4714 | 638.7437 | 747.737 | 863.7063 | 879.6698 | 832.5448 | 752.2537 | 678.9204 | 615.1486 | 586.6347 | 586.4828 | 626.763 | 704.3622 | 794.2632 | 902.375 | 995.336 | 1015.4767 | 977.575 | 911.5521 | 837.5279 | 746.4133
2021-02-20 | 682.5226 | 656.1583 | 622.4126 | 603.0932 | 617.5959 | 667.391 | 735.2263 | 772.9435 | 739.539 | 674.6589 | 622.4556 | 580.8682 | 552.0451 | 568.3933 | 577.261 | 657.4656 | 756.4048 | 865.5994 | 968.6451 | 981.3464 | 957.5682 | 895.4794 | 828.8198 | 748.5954
2021-02-21 | 676.3348 | 647.3357 | 618.1812 | 596.1263 | 607.4573 | 642.7114 | 694.1565 | 720.0397 | 704.809 | 632.7621 | 563.0958 | 526.4248 | 502.2183 | 529.5424 | 536.0448 | 606.2095 | 744.3857 | 864.6666 | 988.078 | 1004.3001 | 984.8182 | 913.7318 | 815.4641 | 719.8234
2021-02-22 | 668.0973 | 641.2608 | 614.4523 | 604.4194 | 641.8491 | 755.4624 | 876.4732 | 896.0928 | 812.5207 | 728.7841 | 699.5661 | 668.7054 | 650.9424 | 660.872 | 678.9588 | 737.5404 | 841.7069 | 927.35 | 1047.6172 | 1071.9027 | 1027.9457 | 941.9636 | 841.7559 | 739.255
2021-02-23 | 668.5392 | 638.4686 | 612.5628 | 599.6369 | 638.2768 | 748.4876 | 867.9276 | 879.8585 | 813.2147 | 695.6772 | 633.2748 | 588.5573 | 585.5601 | 602.4848 | 629.889 | 673.8643 | 789.1349 | 903.067 | 1022.5652 | 1055.9023 | 1018.4104 | 927.0264 | 824.0543 | 727.6158
2021-02-24 | 655.4436 | 634.8792 | 602.1217 | 592.014 | 628.4716 | 737.6412 | 855.4288 | 869.6888 | 808.228 | 716.4219 | 649.4696 | 609.3108 | 610.6548 | 640.2125 | 644.2301 | 715.3601 | 798.7946 | 900.9552 | 1003.5066 | 1029.5872 | 987.3952 | 913.1518 | 820.8398 | 720.8671
2021-02-25 | 637.0848 | 617.2642 | 587.1171 | 577.4261 | 613.9807 | 720.3884 | 836.6729 | 839.4988 | 769.9523 | 687.8574 | 641.8819 | 609.3453 | 594.3183 | 622.1991 | 671.7562 | 713.2254 | 777.3426 | 869.068 | 973.7198 | 1015.5078 | 975.499 | 895.165 | 791.1276 | 696.7958
2021-02-26 | 643.4541 | 625.3762 | 591.2886 | 579.8062 | 615.7294 | 719.6704 | 834.224 | 846.3037 | 789.0963 | 681.8549 | 615.6507 | 565.9156 | 550.2437 | 566.43 | 569.9497 | 638.2573 | 751.5662 | 863.0719 | 958.0874 | 986.1472 | 945.7559 | 879.4471 | 802.3567 | 713.7586
2021-02-27 | 649.3536 | 622.0629 | 588.6309 | 571.9048 | 585.9678 | 629.4736 | 695.2153 | 720.2066 | 664.5178 | 569.7911 | 523.0851 | 492.7628 | 479.1951 | 509.4652 | 532.1072 | 589.5023 | 718.3604 | 813.9084 | 911.6166 | 937.2328 | 912.7706 | 849.7219 | 780.1219 | 703.4322
2021-02-28 | 675.7836 | 650.7599 | 618.8136 | 596.4715 | 607.5548 | 642.8629 | 694.6463 | 725.7162 | 726.6755 | 662.8867 | 616.6771 | 598.9092 | 584.104 | 592.9006 | 644.6124 | 697.6743 | 794.5831 | 880.2539 | 992.701 | 1008.7218 | 987.1844 | 914.2021 | 815.9894 | 721.3471
2021-03-01 | 631.1965 | 591.583 | 565.7623 | 549.0304 | 580.6495 | 682.2777 | 794.0523 | 834.2873 | 772.9099 | 690.6655 | 636.9941 | 595.3089 | 605.1312 | 592.0455 | 605.7905 | 658.9519 | 758.3336 | 868.373 | 985.6626 | 1006.7803 | 953.4874 | 897.3996 | 804.8305 | 700.646
2021-03-02 | 612.6528 | 579.3517 | 552.5933 | 534.0275 | 566.7291 | 664.7485 | 775.1706 | 800.5893 | 721.2186 | 642.0265 | 598.8182 | 558.7136 | 546.8205 | 559.3297 | 531.6773 | 586.9969 | 709.395 | 825.9298 | 935.9289 | 976.0825 | 923.4951 | 862.4952 | 767.771 | 667.6742
2021-03-03 | 594.8594 | 569.8266 | 539.3873 | 524.4097 | 554.8602 | 649.4559 | 757.4688 | 776.8601 | 697.619 | 648.3305 | 590.205 | 507.9994 | 494.7855 | 522.8307 | 577.1703 | 639.2038 | 720.9794 | 816.979 | 918.3447 | 943.9663 | 890.708 | 847.4684 | 762.6963 | 659.4976
2021-03-04 | 603.7831 | 579.894 | 552.7326 | 535.4726 | 566.7435 | 664.3406 | 772.2362 | 803.5766 | 733.5693 | 678.8764 | 625.557 | 587.6658 | 584.3869 | 572.4332 | 606.9902 | 672.0291 | 756.3083 | 836.2526 | 931.7011 | 966.0087 | 918.2655 | 869.0757 | 774.5737 | 674.121
2021-03-05 | 604.8899 | 580.3425 | 549.3876 | 530.8525 | 560.9266 | 653.6831 | 759.081 | 776.8384 | 696.885 | 597.3217 | 536.9804 | 466.2741 | 457.9368 | 445.6872 | 481.8701 | 555.7825 | 658.2409 | 790.0566 | 896.3917 | 922.4545 | 875.6408 | 837.1055 | 772.0554 | 680.3532
2021-03-06 | 630.7786 | 596.248 | 565.9382 | 541.1468 | 549.6308 | 584.4237 | 642.6222 | 683.1439 | 629.3493 | 572.3423 | 506.6081 | 439.3268 | 425.0002 | 403.4353 | 420.9109 | 516.8137 | 629.637 | 772.0459 | 887.1739 | 900.5926 | 869.0252 | 837.8532 | 779.8975 | 698.5442
2021-03-07 | 637.7625 | 603.7594 | 574.9565 | 546.0139 | 551.1354 | 572.3518 | 613.9006 | 650.7075 | 609.0487 | 534.5129 | 468.7888 | 438.1269 | 426.8472 | 436.5116 | 496.9136 | 573.0812 | 698.8327 | 816.3185 | 935.6507 | 948.2828 | 921.0888 | 876.8855 | 788.887 | 686.9772
2021-03-08 | 615.773 | 576.3387 | 551.1979 | 535.6243 | 566.2138 | 663.8128 | 776.9917 | 802.7149 | 720.0096 | 636.7503 | 582.4312 | 552.6536 | 554.087 | 591.0897 | 609.3783 | 639.5733 | 729.8951 | 823.4039 | 962.9463 | 990.0452 | 939.2909 | 881.3094 | 788.808 | 684.4199
2021-03-09 | 634.3432 | 600.4258 | 575.0456 | 553.5548 | 585.4525 | 686.2975 | 800.0823 | 827.5639 | 752.8005 | 673.7406 | 605.9331 | 556.9152 | 547.1773 | 552.2692 | 577.178 | 631.9557 | 730.5197 | 851.6355 | 973.2823 | 1003.3777 | 955.161 | 896.6637 | 801.8819 | 699.1776
2021-03-10 | 618.0798 | 591.5563 | 563.3831 | 544.911 | 574.4425 | 672.6106 | 783.9354 | 798.7549 | 703.5833 | 605.9506 | 576.9442 | 516.5156 | 511.829 | 510.7513 | 546.522 | 635.1264 | 725.142 | 842.6813 | 952.6228 | 974.2598 | 926.5561 | 884.1262 | 799.4013 | 693.379
2021-03-11 | 614.5089 | 588.7705 | 561.559 | 542.8067 | 572.8412 | 670.7864 | 781.2899 | 808.3354 | 750.1059 | 701.1053 | 653.1863 | 610.4956 | 612.8068 | 591.3283 | 613.15 | 656.0399 | 744.6957 | 847.5475 | 950.1185 | 980.1856 | 934.7151 | 884.4431 | 789.8349 | 688.5081
2021-03-12 | 629.424 | 601.7358 | 573.5638 | 552.2776 | 581.5161 | 677.7214 | 786.1987 | 816.3916 | 769.6852 | 685.3686 | 629.3926 | 586.4635 | 588.3225 | 564.4388 | 574.5331 | 622.7772 | 709.5985 | 830.8501 | 936.7061 | 955.4217 | 910.1376 | 876.377 | 810.2344 | 715.4893
2021-03-13 | 648.0531 | 612.6074 | 581.5382 | 556.4138 | 564.5797 | 602.1146 | 661.2679 | 696.8181 | 655.7001 | 602.9129 | 541.7869 | 518.556 | 494.0089 | 489.3598 | 510.2301 | 589.1579 | 695.7283 | 815.9888 | 918.9552 | 923.8886 | 893.4288 | 863.2895 | 806.0234 | 723.0274
2021-03-14 | 647.1558 | 612.886 | 586.5403 | 555.4797 | 560.5168 | 584.1426 | 626.1531 | 660.0489 | 635.6821 | 583.007 | 544.0426 | 501.0165 | 491.4289 | 504.6544 | 526.1171 | 605.0801 | 719.4115 | 828.0362 | 950.6201 | 962.398 | 935.0395 | 892.2666 | 804.2986 | 701.0478
2021-03-15 | 618.7806 | 579.1551 | 552.6328 | 538.0986 | 569.0024 | 667.8164 | 780.9929 | 796.3666 | 726.7756 | 618.2905 | 559.9769 | 525.0965 | 511.2548 | 517.381 | 546.6892 | 618.6556 | 706.2298 | 828.36 | 969.5536 | 995.4568 | 942.2911 | 885.2846 | 792.9323 | 688.7294
2021-03-16 | 604.2427 | 570.6007 | 540.1887 | 523.3437 | 555.3796 | 650.8455 | 762.8316 | 759.3601 | 662.576 | 572.3525 | 499.4862 | 466.6054 | 468.4876 | 492.6186 | 486.6721 | 542.9478 | 659.5597 | 792.0311 | 921.6557 | 964.666 | 913.335 | 852.6802 | 756.2897 | 655.745
2021-03-17 | 601.7808 | 576.458 | 545.9931 | 529.5814 | 558.9046 | 654.1977 | 764.7556 | 765.7264 | 662.8262 | 566.7153 | 512.8928 | 462.7923 | 465.0225 | 449.0097 | 484.5702 | 570.1675 | 674.5926 | 801.6387 | 927.7657 | 955.3378 | 904.6609 | 859.4967 | 774.9393 | 671.1789
2021-03-18 | 591.7709 | 565.9307 | 538.8112 | 521.6438 | 551.3319 | 645.735 | 754.8167 | 755.4073 | 675.6089 | 600.6055 | 539.5053 | 490.1248 | 499.1981 | 495.9219 | 521.9845 | 570.0484 | 674.974 | 794.3073 | 911.9693 | 951.7646 | 905.2742 | 853.7272 | 757.6133 | 658.56
2021-03-19 | 607.6052 | 580.8601 | 549.9085 | 531.1559 | 560.222 | 652.6491 | 759.867 | 765.2779 | 697.3245 | 633.254 | 585.8643 | 549.769 | 550.463 | 538.2452 | 569.7 | 599.8396 | 679.566 | 790.3885 | 902.8882 | 928.6609 | 882.1595 | 845.8003 | 778.0922 | 685.0506
2021-03-20 | 632.928 | 598.0056 | 565.4423 | 541.9504 | 549.8264 | 584.3799 | 642.7193 | 664.6091 | 632.4204 | 569.2418 | 539.4747 | 486.4105 | 470.4188 | 473.4004 | 508.3367 | 578.757 | 674.2674 | 784.9286 | 891.4204 | 906.6182 | 872.908 | 841.4887 | 783.0222 | 701.1964
2021-03-21 | 639.2903 | 605.9644 | 579.0564 | 548.5028 | 553.461 | 575.7034 | 617.5972 | 641.8036 | 619.5491 | 568.8784 | 545.068 | 488.7023 | 455.8146 | 456.197 | 489.1715 | 574.0327 | 694.8762 | 802.2516 | 936.1657 | 952.3744 | 924.3844 | 880.098 | 791.9797 | 689.8447
2021-03-22 | 628.6308 | 590.3008 | 566.1559 | 548.6069 | 579.4015 | 680.4849 | 794.2394 | 805.0082 | 738.0375 | 659.4523 | 630.084 | 613.7718 | 602.1885 | 602.6249 | 623.7486 | 650.0655 | 771.7085 | 859.0851 | 985.4138 | 1008.3229 | 957.5589 | 901.0471 | 808.4302 | 703.5856
2021-03-23 | 625.5465 | 592.1288 | 562.9602 | 544.4577 | 576.8974 | 676.7048 | 790.1312 | 786.9484 | 706.6656 | 621.6783 | 577.5979 | 536.3317 | 529.528 | 533.5567 | 549.5073 | 629.3374 | 732.1759 | 838.4507 | 958.246 | 992.2317 | 941.752 | 882.7168 | 788.0382 | 685.772
2021-03-24 | 613.9597 | 587.9776 | 559.2698 | 540.8093 | 570.3431 | 667.3577 | 778.8402 | 776.7934 | 697.8823 | 655.4535 | 608.512 | 588.0434 | 584.1569 | 581.4402 | 608.7933 | 647.8535 | 727.0159 | 836.3397 | 947.815 | 969.9341 | 921.0137 | 874.7404 | 792.3724 | 687.6664
2021-03-25 | 620.6176 | 593.3934 | 569.2483 | 549.8649 | 579.9972 | 679.2055 | 789.8072 | 780.1784 | 705.7768 | 659.9263 | 640.88 | 606.2535 | 591.8762 | 583.4411 | 594.3629 | 647.2818 | 744.1689 | 851.1045 | 954.5104 | 989.18 | 944.0717 | 894.0645 | 799.6136 | 698.3766
2021-03-26 | 654.3389 | 631.0036 | 596.9992 | 561.7289 | 576.6497 | 617.6401 | 671.0792 | 667.3369 | 645.9474 | 583.352 | 545.2225 | 493.5414 | 467.1329 | 455.5931 | 480.2028 | 564.0577 | 669.8258 | 812.7471 | 910.512 | 913.4554 | 877.8708 | 865.8431 | 800.2249 | 715.5164
2021-03-27 | 646.5513 | 609.9052 | 581.6233 | 554.7004 | 562.8296 | 600.088 | 658.4118 | 665.9898 | 605.338 | 530.9956 | 479.4604 | 430.3467 | 410.926 | 392.0557 | 415.5258 | 498.1898 | 638.3423 | 789.3195 | 916.9036 | 928.8738 | 892.7883 | 860.4995 | 803.7504 | 720.1592
2021-03-28 | 642.8949 | 608.2529 | 578.6222 | 550.5245 | 556.611 | 579.1444 | 619.3183 | 617.3093 | 602.9286 | 558.3875 | 533.1423 | 485.5654 | 462.0212 | 453.7877 | 470.4975 | 538.0151 | 660.6993 | 803.7517 | 946.109 | 959.1654 | 930.4981 | 885.8571 | 797.76 | 695.7138
2021-03-29 | 625.7563 | 584.7591 | 559.5026 | 544.1743 | 576.1649 | 675.9482 | 785.9979 | 786.652 | 708.2838 | 623.239 | 547.5943 | 506.2462 | 499.0043 | 490.7184 | 523.2565 | 595.4341 | 708.1831 | 831.0223 | 979.4598 | 1004.5809 | 952.2506 | 896.2831 | 804.9854 | 699.1372
2021-03-30 | 627.3525 | 592.989 | 564.6076 | 545.9242 | 579.1474 | 678.6949 | 789.2215 | 768.6074 | 693.2455 | 595.7993 | 532.2443 | 489.2139 | 487.646 | 483.1435 | 499.6053 | 557.883 | 677.7983 | 827.2708 | 959.0626 | 997.2968 | 947.2811 | 886.9179 | 791.0912 | 688.7358
2021-03-31 | 628.537 | 601.7858 | 573.0999 | 554.8897 | 586.1918 | 685.9301 | 796.1567 | 785.5205 | 693.807 | 631.6284 | 615.6544 | 603.687 | 609.6428 | 588.7175 | 605.9226 | 661.6492 | 764.9659 | 877.3006 | 979.2606 | 993.3112 | 944.263 | 901.1799 | 817.2309 | 709.9942
2021-04-01 | 667.7292 | 640.3269 | 604.5527 | 590.0565 | 623.5177 | 722.8378 | 827.1003 | 829.8324 | 773.1684 | 705.059 | 668.8235 | 631.5123 | 620.3881 | 605.6495 | 639.8887 | 713.8964 | 844.4298 | 928.2246 | 1015.5993 | 1048.3887 | 1025.8873 | 961.3728 | 851.835 | 760.9306
2021-04-02 | 696.3645 | 670.3391 | 625.2052 | 593.546 | 612.25 | 648.1179 | 693.1106 | 701.1677 | 719.3296 | 669.419 | 633.295 | 577.3089 | 557.2996 | 559.549 | 611.8665 | 697.8181 | 799.1826 | 893.9244 | 957.8106 | 958.2877 | 943.0888 | 920.0644 | 840.6055 | 767.8008
2021-04-03 | 682.8085 | 647.1726 | 605.5658 | 583.7159 | 594.1056 | 626.0693 | 678.7386 | 703.47 | 667.0856 | 606.0934 | 561.7097 | 502.6059 | 494.6372 | 512.7348 | 563.667 | 667.6918 | 762.4728 | 861.0985 | 953.5507 | 962.4491 | 952.6594 | 909.5559 | 839.1893 | 768.1614
2021-04-04 | 681.8759 | 647.8912 | 607.9248 | 581.6121 | 588.724 | 605.5724 | 641.2608 | 658.101 | 662.7311 | 613.2485 | 546.3411 | 506.5399 | 491.9868 | 466.2929 | 512.967 | 621.2295 | 749.5271 | 867.987 | 982.4897 | 1000.8521 | 995.5621 | 936.8997 | 835.04 | 743.6329
2021-04-05 | 655.0389 | 615.7276 | 577.7183 | 567.3015 | 601.8945 | 699.2136 | 808.945 | 811.0942 | 722.4873 | 652.5596 | 595.257 | 594.5374 | 592.5388 | 550.2438 | 584.0618 | 644.5557 | 780.1465 | 880.8342 | 1011.4176 | 1039.8454 | 1007.9813 | 936.3457 | 828.978 | 735.31
2021-04-06 | 659.3392 | 625.8379 | 586.5521 | 572.4564 | 607.2716 | 704.3758 | 810.5617 | 800.8833 | 721.1024 | 648.1835 | 588.9362 | 542.9842 | 544.908 | 541.8037 | 561.9092 | 631.8347 | 764.2016 | 873.1472 | 993.3867 | 1035.5738 | 1006.8845 | 929.6493 | 819.4548 | 728.9543
2021-04-07 | 638.0755 | 613.4222 | 571.89 | 559.9881 | 592.9332 | 685.8848 | 792.4204 | 799.4786 | 740.8113 | 677.2284 | 617.7649 | 576.2825 | 604.3233 | 597.1697 | 678.4876 | 745.1931 | 821.5225 | 889.2384 | 971.2909 | 1000.6683 | 970.0052 | 910.5367 | 811.7763 | 717.9855
2021-04-08 | 627.9663 | 603.2262 | 565.6883 | 552.8221 | 585.6972 | 677.3328 | 778.5614 | 778.4082 | 735.5207 | 666.2667 | 605.4766 | 571.2934 | 581.5261 | 575.3087 | 584.0423 | 651.9661 | 765.6649 | 845.3414 | 951.2912 | 997.3571 | 971.3442 | 904.8175 | 792.4917 | 704.041
2021-04-09 | 640.8079 | 615.259 | 574.2244 | 558.6063 | 590.5543 | 680.0002 | 780.4126 | 769.0061 | 711.8531 | 624.0591 | 559.1077 | 518.8317 | 534.016 | 511.3808 | 562.2724 | 634.2262 | 739.456 | 841.9223 | 934.7404 | 966.9921 | 939.6723 | 890.6296 | 808.904 | 727.5901
2021-04-10 | 661.3217 | 627.0827 | 584.8417 | 563.5234 | 573.029 | 600.7878 | 649.8412 | 656.5018 | 607.9972 | 560.6069 | 518.4098 | 483.7029 | 468.5068 | 446.3438 | 494.7019 | 591.6126 | 713.1389 | 816.2297 | 915.6687 | 936.1603 | 923.6359 | 878.0516 | 806.5601 | 737.4572
2021-04-11 | 668.8258 | 635.1619 | 596.6424 | 570.0113 | 576.2597 | 590.5464 | 622.2983 | 643.9096 | 640.4789 | 571.7166 | 547.3311 | 505.3094 | 478.0596 | 437.7811 | 486.0101 | 587.4569 | 735.8009 | 838.0743 | 959.908 | 985.0547 | 976.8475 | 917.5082 | 814.3562 | 724.3299
2021-04-12 | 640.028 | 602.5411 | 566.695 | 554.8919 | 588.4925 | 682.4363 | 786.7608 | 775.7212 | 703.5712 | 623.093 | 557.7413 | 518.2242 | 524.3802 | 509.0413 | 536.7469 | 617.8359 | 732.4688 | 852.78 | 984.7859 | 1021.4242 | 987.7448 | 915.7705 | 806.7364 | 715.0659
2021-04-13 | 662.4106 | 629.9407 | 590.9339 | 576.0078 | 610.8656 | 708.7239 | 814.4004 | 807.7175 | 730.5181 | 648.3015 | 559.744 | 525.2975 | 536.505 | 531.9754 | 580.6627 | 678.7826 | 804.4332 | 888.6186 | 998.4918 | 1041.0927 | 1011.3389 | 934.8651 | 825.6847 | 734.6898
2021-04-14 | 647.2399 | 622.5626 | 581.0126 | 568.1948 | 601.2076 | 695.9527 | 798.9741 | 795.1746 | 746.4126 | 663.8281 | 614.3337 | 591.9139 | 604.6943 | 605.4943 | 632.6203 | 712.8521 | 811.5312 | 896.9673 | 982.557 | 1011.6629 | 982.331 | 922.4113 | 824.0955 | 730.4542
2021-04-15 | 647.7638 | 621.5603 | 586.3852 | 572.097 | 605.3147 | 700.9845 | 804.0042 | 793.5294 | 712.0839 | 656.6168 | 594.6436 | 556.4096 | 564.4902 | 555.4684 | 598.5354 | 656.7468 | 771.4896 | 873.2741 | 983.3089 | 1023.7986 | 999.7243 | 934.3676 | 823.6146 | 734.0551
2021-04-16 | 660.8966 | 634.1067 | 591.9171 | 577.239 | 609.6891 | 703.1694 | 799.9004 | 797.9334 | 744.3731 | 681.9483 | 631.9676 | 597.5699 | 610.5487 | 595.1204 | 615.1853 | 685.6833 | 781.3881 | 874.6949 | 953.2307 | 981.535 | 967.2713 | 919.0015 | 839.0764 | 756.2656
2021-04-17 | 685.086 | 649.6158 | 608.6268 | 586.4768 | 596.297 | 628.4355 | 664.7521 | 694.1807 | 694.7854 | 658.0695 | 619.8363 | 587.177 | 560.9666 | 546.6995 | 574.158 | 664.5262 | 781.4891 | 867.0718 | 954.6531 | 965.3555 | 955.7484 | 911.1842 | 841.3127 | 770.9123
2021-04-18 | 682.4243 | 648.4706 | 611.0524 | 583.2397 | 589.8928 | 607.1687 | 634.796 | 640.1445 | 616.6401 | 564.2091 | 508.0954 | 475.5472 | 452.0743 | 442.0755 | 502.1516 | 594.6806 | 739.2225 | 854.6314 | 983.1596 | 1002.1026 | 996.689 | 937.5708 | 835.0346 | 743.6046
2021-04-19 | 664.2731 | 624.7021 | 588.4134 | 577.6318 | 611.9646 | 710.1837 | 813.3661 | 823.1055 | 784.1534 | 722.5479 | 670.5197 | 621.6623 | 620.1461 | 607.4018 | 639.9105 | 706.2975 | 833.5664 | 910.5234 | 1019.9641 | 1050.4656 | 1021.2031 | 951.1656 | 843.7664 | 749.3
2021-04-20 | 668.6618 | 635.0322 | 596.0971 | 581.2465 | 616.5798 | 715.4078 | 814.8449 | 813.9283 | 748.6503 | 694.9675 | 676.4151 | 639.493 | 639.0043 | 623.8938 | 642.4237 | 711.5488 | 807.2984 | 903.2926 | 1006.4081 | 1047.2677 | 1019.9637 | 944.2936 | 834.0441 | 742.3941
2021-04-21 | 654.8263 | 629.2237 | 591.7714 | 576.1971 | 608.8966 | 705.3008 | 802.5861 | 804.3198 | 725.1965 | 668.105 | 628.1908 | 589.0751 | 598.7826 | 606.9428 | 661.7786 | 732.7457 | 829.0694 | 899.6187 | 996.8951 | 1022.3033 | 993.2821 | 933.9141 | 835.8125 | 741.9772
2021-04-22 | 657.6858 | 633.2735 | 595.6922 | 580.4618 | 613.7489 | 711.5492 | 810.4906 | 794.2954 | 743.7046 | 657.1213 | 600.5168 | 588.4965 | 618.9449 | 637.992 | 647.7262 | 700.0267 | 814.7906 | 896.1813 | 996.5329 | 1035.1872 | 1010.8593 | 945.2443 | 834.8941 | 745.0927
2021-04-23 | 665.6123 | 641.6825 | 599.4472 | 581.7897 | 614.058 | 708.5776 | 807.6617 | 801.1192 | 747.8658 | 680.0719 | 636.4492 | 598.438 | 629.5139 | 594.0001 | 623.3874 | 709.0482 | 814.2634 | 888.1249 | 974.5852 | 998.2424 | 972.7102 | 924.3417 | 845.0684 | 762.6684
2021-04-24 | 682.3876 | 650.503 | 607.1671 | 583.3089 | 593.0607 | 624.922 | 669.3588 | 669.4001 | 664.8827 | 620.5186 | 585.1049 | 555.3501 | 543.63 | 505.5971 | 548.6387 | 653.43 | 754.5882 | 853.3188 | 946.1084 | 963.2382 | 951.3366 | 907.6944 | 837.255 | 766.3472
2021-04-25 | 681.0155 | 646.5034 | 608.9923 | 581.5988 | 587.8621 | 604.8176 | 635.427 | 636.4561 | 608.7402 | 538.4168 | 491.9812 | 475.0433 | 482.5089 | 446.6176 | 511.1239 | 589.6099 | 731.7844 | 847.632 | 978.43 | 999.9997 | 993.2021 | 934.4396 | 831.822 | 740.8521
2021-04-26 | 663.7885 | 623.6521 | 589.7675 | 577.111 | 610.7568 | 710.104 | 811.4299 | 802.4749 | 733.2374 | 640.6897 | 592.464 | 579.7794 | 594.1016 | 586.5537 | 630.3264 | 694.8967 | 816.0053 | 898.9874 | 1021.8298 | 1053.6397 | 1021.4152 | 949.9225 | 842.927 | 748.2399
2021-04-27 | 665.0909 | 631.5207 | 594.3703 | 578.58 | 614.5449 | 712.7389 | 815.0933 | 796.9414 | 737.661 | 659.1048 | 602.3616 | 586.7646 | 614.5816 | 616.0931 | 650.5092 | 721.0027 | 826.4113 | 903.7809 | 1004.6408 | 1046.8955 | 1013.8075 | 936.3654 | 827.1495 | 735.638
2021-04-28 | 642.7773 | 621.4163 | 580.3728 | 565.6572 | 599.0389 | 692.9529 | 786.7031 | 776.1296 | 717.9902 | 643.2776 | 609.3221 | 582.8135 | 589.3044 | 589.559 | 629.14 | 691.1074 | 801.1808 | 885.712 | 975.4076 | 1009.6327 | 976.767 | 917.1915 | 816.9685 | 724.2453
2021-04-29 | 646.4262 | 620.688 | 582.0985 | 568.1248 | 602.2913 | 697.2394 | 791.3261 | 765.952 | 702.6627 | 631.1617 | 606.1504 | 563.612 | 602.8229 | 597.2077 | 635.9389 | 709.6357 | 808.3135 | 873.2083 | 970.7453 | 1021.0963 | 993.0699 | 926.2847 | 815.5772 | 726.2292
2021-04-30 | 652.2431 | 629.0759 | 585.6825 | 569.6368 | 602.7005 | 694.0678 | 789.0869 | 786.6864 | 745.1788 | 689.493 | 647.2122 | 590.8406 | 600.7343 | 592.4669 | 597.5435 | 681.8004 | 771.3778 | 845.6019 | 932.9248 | 965.978 | 954.4281 | 904.8838 | 824.6817 | 742.3133
2021-05-01 | 690.7183 | 642.8176 | 614.5992 | 598.8315 | 607.5222 | 631.1116 | 641.4285 | 628.8387 | 593.1259 | 529.3671 | 511.5399 | 482.5785 | 479.112 | 467.1131 | 527.851 | 604.055 | 730.8142 | 836.4753 | 902.3064 | 928.8569 | 913.0341 | 874.2979 | 826.6995 | 752.7383
2021-05-02 | 695.8873 | 649.9543 | 623.3476 | 603.4421 | 609.1155 | 620.8533 | 634.9445 | 616.3078 | 611.2949 | 559.9088 | 522.2974 | 491.507 | 499.9366 | 488.2759 | 540.0283 | 606.9734 | 711.6423 | 836.891 | 942.4661 | 971.9243 | 960.9833 | 908.7882 | 833.818 | 740.8476
2021-05-03 | 680.6747 | 627.9749 | 605.3579 | 599.4403 | 630.868 | 716.0208 | 798.8732 | 774.0752 | 718.6815 | 659.2093 | 621.0595 | 581.1932 | 598.9247 | 625.0837 | 654.9337 | 706.2114 | 795.7984 | 883.2541 | 982.3981 | 1017.8746 | 983.6356 | 921.2135 | 841.228 | 746.7111
2021-05-04 | 693.3882 | 648.5402 | 621.1755 | 610.2343 | 641.7681 | 729.0436 | 809.545 | 786.8406 | 767.0656 | 692.4797 | 637.4659 | 673.0759 | 685.5307 | 641.1 | 665.0478 | 733.616 | 828.3605 | 913.1774 | 979.523 | 1024.7981 | 992.9433 | 926.0144 | 844.1213 | 750.5865
2021-05-05 | 685.0897 | 646.3979 | 621.3193 | 610.9217 | 641.0098 | 727.2685 | 809.2632 | 794.9769 | 731.2165 | 664.5276 | 621.0123 | 579.8542 | 596.6316 | 590.4325 | 628.2562 | 700.2401 | 795.446 | 899.2575 | 982.2246 | 1011.2357 | 979.6462 | 927.8875 | 855.8565 | 757.9219
2021-05-06 | 680.7578 | 638.7691 | 615.1542 | 607.8594 | 638.4256 | 724.7643 | 803.37 | 778.9405 | 706.0338 | 636.4839 | 559.7832 | 539.0162 | 568.1536 | 572.8696 | 599.7657 | 674.0105 | 769.7311 | 884.0693 | 965.8448 | 1012.3503 | 984.4059 | 926.0253 | 844.8287 | 752.5482
2021-05-07 | 687.1693 | 647.3387 | 617.5936 | 606.6927 | 636.3458 | 718.934 | 795.3101 | 778.1973 | 727.7936 | 649.9671 | 618.655 | 589.7301 | 581.646 | 563.5102 | 607.914 | 681.8247 | 781.0631 | 878.8436 | 941.3227 | 976.354 | 947.3428 | 904.0499 | 849.8688 | 763.6557
2021-05-08 | 706.099 | 660.8712 | 631.136 | 614.1636 | 623.0909 | 650.0965 | 678.6691 | 676.3949 | 645.863 | 623.5109 | 592.487 | 584.0498 | 616.1522 | 617.0901 | 651.837 | 728.3206 | 789.0201 | 854.082 | 919.7917 | 940.2939 | 934.781 | 896.8727 | 850.1939 | 775.6215
2021-05-09 | 696.1515 | 648.9454 | 622.426 | 603.8625 | 609.6098 | 620.7084 | 626.3408 | 620.9791 | 605.2455 | 546.9294 | 509.6413 | 498.4789 | 485.2362 | 471.536 | 518.0695 | 606.7605 | 725.3051 | 846.729 | 940.0515 | 971.6392 | 960.5497 | 908.6104 | 832.4586 | 740.7711
2021-05-10 | 689.4172 | 638.3655 | 615.7036 | 608.1387 | 639.3186 | 726.461 | 812.9883 | 814.8205 | 747.4895 | 642.8589 | 597.6983 | 575.0223 | 584.2026 | 578.9226 | 612.5788 | 682.342 | 773.6615 | 877.6306 | 982.911 | 1022.1035 | 995.9616 | 933.2474 | 854.7582 | 759.144
2021-05-11 | 692.2681 | 644.2398 | 620.4497 | 609.6655 | 641.8802 | 728.434 | 791.3636 | 766.3515 | 705.2279 | 625.0316 | 578.9523 | 571.3122 | 587.2227 | 581.665 | 599.9788 | 670.1034 | 786.9934 | 884.8067 | 972.5607 | 1023.6618 | 991.8445 | 925.4645 | 843.303 | 750.028
2021-05-12 | 661.3239 | 622.369 | 594.7192 | 587.6324 | 617.7615 | 699.2985 | 773.852 | 734.2976 | 655.1812 | 595.8324 | 547.2091 | 502.1649 | 516.9029 | 512.1714 | 559.6035 | 642.7692 | 741.4019 | 851.9213 | 934.5178 | 979.4612 | 947.1861 | 893.6303 | 819.4857 | 724.6904
2021-05-13 | 663.2378 | 622.8744 | 599.0806 | 591.4699 | 622.0262 | 704.6293 | 777.9144 | 738.3142 | 650.9618 | 602.2126 | 547.4572 | 520.1682 | 550.4593 | 532.9872 | 561.8721 | 630.6237 | 738.6662 | 843.2613 | 934.8487 | 990.5905 | 960.8771 | 902.8504 | 820.2041 | 729.5292
2021-05-14 | 668.5303 | 630.3577 | 600.856 | 591.3291 | 620.7937 | 700.1019 | 773.3557 | 747.8701 | 697.052 | 630.4945 | 602.366 | 576.3791 | 589.0754 | 554.2354 | 595.0976 | 656.1583 | 738.7508 | 835.1903 | 911.314 | 954.6584 | 925.0289 | 881.1888 | 825.1258 | 741.4003
2021-05-15 | 699.0649 | 653.5136 | 622.6908 | 606.2517 | 615.1012 | 640.6291 | 668.0347 | 643.429 | 608.2301 | 562.8442 | 511.5926 | 495.761 | 486.5719 | 462.884 | 508.5755 | 582.8593 | 699.8261 | 831.6425 | 913.3447 | 937.6638 | 923.2617 | 883.3676 | 837.0825 | 763.1619
2021-05-16 | 708.7227 | 663.778 | 636.1473 | 615.2361 | 621.1515 | 634.904 | 642.2827 | 635.1686 | 627.405 | 562.0522 | 508.9555 | 477.288 | 498.9094 | 472.7268 | 520.9692 | 602.6695 | 722.7504 | 838.946 | 952.1116 | 986.5945 | 976.875 | 925.6563 | 850.7053 | 757.2906
2021-05-17 | 683.7296 | 631.3273 | 609.2141 | 602.0506 | 633.1186 | 719.6242 | 799.4198 | 788.5473 | 729.4806 | 663.8723 | 595.8438 | 570.5232 | 581.7143 | 577.6001 | 619.0897 | 692.4911 | 765.5118 | 871.4429 | 981.9937 | 1021.8424 | 988.3254 | 924.9837 | 845.3879 | 750.4647
2021-05-18 | 689.5935 | 644.8908 | 617.2596 | 606.6379 | 638.8354 | 725.6833 | 803.588 | 776.8282 | 710.3972 | 636.6617 | 569.112 | 546.6163 | 558.0721 | 544.9466 | 584.5258 | 666.0578 | 773.9386 | 875.4576 | 964.095 | 1018.6082 | 987.4396 | 920.1452 | 838.1401 | 745.1656
2021-05-19 | 676.6917 | 637.3086 | 612.114 | 602.4 | 632.5073 | 717.2765 | 789.3888 | 739.114 | 665.6836 | 594.9957 | 547.9416 | 539.1993 | 560.2935 | 533.9512 | 589.9832 | 664.6985 | 762.4733 | 866.5887 | 957.1132 | 998.3899 | 967.0891 | 915.0753 | 842.052 | 745.6895
2021-05-20 | 676.4717 | 635.6001 | 612.5559 | 603.4777 | 634.0051 | 719.407 | 792.4031 | 749.9537 | 672.3663 | 615.1974 | 573.9481 | 584.8786 | 612.8934 | 586.288 | 606.2994 | 664.9743 | 761.3222 | 870.684 | 957.809 | 1007.3241 | 979.0159 | 920.4258 | 838.5377 | 746.4745
2021-05-21 | 678.9826 | 641.473 | 611.2969 | 600.7449 | 630.6412 | 711.8368 | 778.7871 | 736.3272 | 672.5537 | 619.9736 | 569.3865 | 549.8973 | 569.1573 | 528.4464 | 591.0864 | 666.85 | 797.5911 | 860.9754 | 923.7534 | 967.507 | 938.1182 | 896.1908 | 839.5841 | 755.0174
2021-05-22 | 707.6625 | 660.3743 | 629.9867 | 613.1313 | 622.1281 | 649.0435 | 669.2762 | 649.4074 | 610.8845 | 567.4267 | 532.8994 | 531.4324 | 541.4345 | 548.047 | 598.9528 | 679.9113 | 745.8973 | 851.9166 | 919.6353 | 949.7102 | 933.548 | 894.399 | 848.1915 | 773.5725
2021-05-23 | 715.4772 | 669.1039 | 641.8648 | 620.6428 | 626.6603 | 642.3183 | 647.9941 | 629.6969 | 619.6189 | 569.837 | 516.5963 | 485.9965 | 497.6506 | 479.032 | 538.5933 | 607.3753 | 725.0799 | 855.7544 | 967.2915 | 996.1269 | 984.7799 | 933.2434 | 858.3598 | 764.7282
2021-05-24 | 677.7191 | 627.4737 | 603.9104 | 597.1957 | 628.1921 | 713.7933 | 787.7335 | 761.4079 | 728.4556 | 663.589 | 615.7482 | 584.3485 | 604.6778 | 584.5888 | 609.3945 | 668.8184 | 781.3349 | 866.6118 | 970.8997 | 1016.594 | 982.1343 | 918.1542 | 838.1086 | 743.3115
2021-05-25 | 675.0222 | 629.8469 | 602.7452 | 593.2488 | 625.2813 | 709.3642 | 781.8896 | 733.4648 | 659.0521 | 583.9067 | 535.9866 | 530.3295 | 588.8992 | 621.1629 | 634.7913 | 722.0983 | 791.9638 | 867.5887 | 944.105 | 1002.9022 | 969.2774 | 900.9179 | 818.1002 | 726.3237
2021-05-26 | 673.9751 | 635.5449 | 609.8799 | 600.5209 | 630.5562 | 714.7555 | 780.7448 | 746.0709 | 664.3404 | 606.2024 | 592.0881 | 618.6746 | 689.2407 | 698.1162 | 735.161 | 786.3127 | 843.0645 | 893.6631 | 956.8913 | 995.9876 | 963.9644 | 912.6165 | 838.4431 | 742.6914
2021-05-27 | 681.4322 | 642.6352 | 617.9905 | 608.5808 | 639.1714 | 725.3796 | 794.5917 | 753.4988 | 692.6255 | 630.5265 | 622.3864 | 648.4662 | 697.8891 | 705.9057 | 686.3474 | 748.5308 | 848.3868 | 915.7511 | 969.35 | 1015.7951 | 986.5199 | 928.0923 | 845.5787 | 752.7147
2021-05-28 | 685.825 | 647.8934 | 618.1798 | 607.8497 | 638.2102 | 721.8678 | 786.7852 | 754.0926 | 701.6258 | 656.6641 | 614.248 | 610.9201 | 642.169 | 648.8486 | 731.5413 | 785.9372 | 836.1705 | 890.7994 | 945.1424 | 980.5035 | 950.3551 | 905.0578 | 850.2877 | 764.4887
2021-05-29 | 704.7511 | 656.3377 | 625.7633 | 609.8413 | 619.0598 | 645.8799 | 665.6107 | 648.8388 | 616.0655 | 587.2718 | 561.1323 | 543.7269 | 578.1654 | 595.0886 | 658.3545 | 725.0973 | 788.6022 | 852.8649 | 915.2761 | 947.1567 | 930.1621 | 890.396 | 842.9584 | 767.688
2021-05-30 | 703.6394 | 659.3525 | 631.6795 | 611.4803 | 617.3889 | 630.2737 | 635.7093 | 616.2738 | 601.2887 | 562.8571 | 523.2275 | 534.3559 | 540.2724 | 539.8155 | 580.4287 | 645.8863 | 745.5631 | 848.6472 | 952.653 | 985.5717 | 973.9184 | 920.8585 | 845.6656 | 751.8477
2021-05-31 | 711.2119 | 659.9318 | 635.2683 | 615.6678 | 633.7935 | 670.8165 | 692.639 | 667.0683 | 675.4966 | 657.9926 | 633.811 | 608.9493 | 595.5924 | 571.0816 | 626.519 | 697.1281 | 789.6321 | 882.5358 | 969.2892 | 994.5557 | 965.8415 | 921.6913 | 842.6253 | 756.3495
2021-06-01 | 701.917 | 651.0596 | 616.2249 | 603.7207 | 637.0943 | 733.279 | 827.664 | 816.1083 | 787.5286 | 732.1499 | 701.4019 | 717.8916 | 732.0515 | 691.8345 | 724.9505 | 824.3587 | 912.3671 | 970.9822 | 1038.9902 | 1085.1922 | 1052.9759 | 977.7995 | 898.0292 | 788.7405
2021-06-02 | 684.1701 | 642.9508 | 605.23 | 594.1136 | 625.0065 | 718.0031 | 806.23 | 804.9785 | 757.9363 | 703.9899 | 650.3212 | 637.7775 | 641.7227 | 613.6113 | 655.6261 | 740.6641 | 836.0805 | 933.9255 | 1018.386 | 1053.6573 | 1022.4753 | 965.5901 | 896.2971 | 783.1514
2021-06-03 | 681.6082 | 634.8807 | 603.4164 | 594.6419 | 625.9523 | 719.7165 | 809.5438 | 794.0798 | 770.2236 | 735.4426 | 676.8415 | 663.7675 | 677.2747 | 683.8838 | 699.8636 | 778.5889 | 865.1599 | 947.2667 | 1015.4288 | 1062.887 | 1035.2851 | 972.3858 | 891.2254 | 782.3246
2021-06-04 | 692.3418 | 648.8427 | 610.5212 | 598.0844 | 628.7413 | 718.6819 | 805.7613 | 809.9169 | 805.7916 | 787.5936 | 758.2393 | 739.8247 | 732.8637 | 697.8371 | 753.2984 | 829.0829 | 877.4254 | 942.7495 | 997.8939 | 1023.7844 | 996.284 | 950.7741 | 902.1579 | 802.1254
2021-06-05 | 714.4624 | 659.3463 | 618.9633 | 599.5823 | 604.2799 | 625.6717 | 655.2785 | 676.9659 | 686.3871 | 662.4071 | 640.3249 | 602.7551 | 576.8595 | 532.4146 | 580.6409 | 684.7662 | 809.9684 | 895.3025 | 959.3888 | 983.7934 | 972.1064 | 930.6702 | 892.9167 | 805.1859
2021-06-06 | 703.5243 | 653.3882 | 615.2375 | 591.9463 | 592.7804 | 595.7177 | 602.7058 | 618.6299 | 632.3616 | 608.0846 | 568.1511 | 575.8842 | 590.5604 | 562.3981 | 643.7358 | 767.4138 | 818.1627 | 900.6902 | 988.9344 | 1016.9718 | 1008.478 | 952.1081 | 878.8694 | 771.1001
2021-06-07 | 690.6255 | 634.7405 | 601.6614 | 593.7253 | 625.5949 | 721.0331 | 810.5679 | 801.6769 | 756.7551 | 685.0593 | 643.1546 | 637.4925 | 642.1931 | 629.7989 | 646.8539 | 724.6382 | 832.2963 | 927.5269 | 1042.8509 | 1082.4939 | 1048.4462 | 977.1657 | 899.2433 | 787.4369
2021-06-08 | 693.1308 | 643.519 | 607.074 | 595.1823 | 628.3882 | 722.4656 | 812.5188 | 791.8785 | 757.5592 | 699.9177 | 654.0114 | 660.1257 | 654.6994 | 616.5213 | 646.1611 | 735.434 | 820.1442 | 924.7662 | 1017.8829 | 1073.4583 | 1041.4428 | 966.4948 | 885.1432 | 776.5638
2021-06-09 | 682.6316 | 638.0181 | 603.6939 | 592.7979 | 623.8379 | 715.9746 | 805.155 | 797.7094 | 759.8811 | 716.4606 | 683.1864 | 680.4945 | 681.1175 | 667.9848 | 716.9425 | 809.5637 | 887.4157 | 941.931 | 1017.8329 | 1052.5148 | 1020.9936 | 963.973 | 894.4813 | 782.1272
2021-06-10 | 681.2744 | 634.4658 | 603.8276 | 593.8852 | 625.0265 | 718.2886 | 807.961 | 808.7253 | 787.2446 | 751.8039 | 726.3489 | 697.4341 | 696.0927 | 670.0135 | 711.34 | 796.7276 | 859.3397 | 936.4708 | 1012.2316 | 1060.3302 | 1032.8878 | 970.33 | 888.6211 | 781.2403
2021-06-11 | 724.6744 | 682.4325 | 639.9811 | 611.6039 | 625.0528 | 651.2562 | 676.9777 | 670.0883 | 707.0127 | 673.4485 | 628.7808 | 595.3631 | 591.0412 | 585.2963 | 617.6573 | 718.5819 | 790.1463 | 892.9703 | 956.4869 | 978.1192 | 962.8258 | 943.1868 | 894.5629 | 805.7666
2021-06-12 | 712.6856 | 660.4545 | 621.1696 | 601.5993 | 606.2575 | 628.1504 | 653.7681 | 665.0763 | 672.6024 | 659.7632 | 620.8474 | 588.8674 | 582.8898 | 557.5062 | 584.4121 | 699.2609 | 800.4718 | 892.2811 | 963.4657 | 987.2141 | 975.2177 | 933.9946 | 895.5927 | 808.7319
2021-06-13 | 711.0422 | 659.7585 | 622.0987 | 598.2749 | 599.0972 | 602.9884 | 607.9485 | 606.4407 | 633.5084 | 595.6723 | 555.4149 | 537.6818 | 534.9751 | 517.3598 | 576.3199 | 676.0363 | 781.5449 | 897.4444 | 992.9743 | 1024.3341 | 1017.3409 | 961.6698 | 888.7887 | 780.7423
2021-06-14 | 693.6073 | 635.9534 | 602.767 | 594.6815 | 626.4649 | 722.1974 | 818.1826 | 805.3372 | 775.2586 | 723.1972 | 676.9743 | 660.0855 | 663.3846 | 644.6296 | 677.5348 | 767.7938 | 862.1688 | 946.558 | 1050.229 | 1083.3561 | 1050.2021 | 979.8915 | 902.2813 | 790.3364
2021-06-15 | 693.2473 | 642.5364 | 606.0052 | 594.2144 | 627.6153 | 721.0735 | 815.6009 | 817.8565 | 798.4255 | 761.1878 | 692.1271 | 702.5021 | 729.0953 | 696.3191 | 679.28 | 744.2656 | 836.4027 | 929.782 | 1021.7554 | 1072.105 | 1039.5324 | 964.5858 | 883.6358 | 774.6456
2021-06-16 | 677.15 | 635.5084 | 598.321 | 587.4834 | 617.8684 | 708.9798 | 799.799 | 787.9988 | 747.7255 | 703.497 | 646.7359 | 625.4597 | 633.9178 | 620.2091 | 678.6834 | 769.1794 | 855.2995 | 941.7751 | 1008.8438 | 1045.6309 | 1012.7089 | 955.6359 | 886.5775 | 774.6062
2021-06-17 | 671.8609 | 625.3933 | 593.7266 | 584.3054 | 615.0897 | 706.9227 | 797.96 | 806.9194 | 799.2691 | 771.8477 | 739.1232 | 677.5371 | 665.1028 | 651.0866 | 673.2749 | 730.4928 | 806.586 | 908.1202 | 996.9145 | 1048.4848 | 1020.7914 | 956.6041 | 874.322 | 767.9292
2021-06-18 | 690.2233 | 644.8288 | 607.7654 | 595.5389 | 625.7988 | 715.5822 | 807.8681 | 812.6312 | 799.509 | 744.1904 | 687.7466 | 657.9359 | 635.9286 | 616.9127 | 652.4299 | 756.5911 | 846.3274 | 918.9707 | 985.0408 | 1021.2174 | 994.3034 | 948.4243 | 899.7652 | 800.147
2021-06-19 | 705.1206 | 649.9325 | 612.239 | 593.8023 | 598.3915 | 618.4434 | 651.4403 | 653.503 | 659.168 | 625.1887 | 589.9178 | 565.8338 | 566.4792 | 519.523 | 550.024 | 666.2421 | 748.4521 | 852.4085 | 940.5285 | 971.7879 | 963.6714 | 922.9867 | 884.2126 | 797.7282
2021-06-20 | 694.091 | 639.6897 | 604.2598 | 582.4848 | 582.8741 | 583.6915 | 586.7115 | 601.0892 | 641.5556 | 616.9453 | 559.5665 | 555.4071 | 557.3926 | 516.8268 | 537.4011 | 621.222 | 721.7751 | 844.8433 | 962.5712 | 1001.5013 | 995.6762 | 938.1033 | 864.3525 | 757.6262
2021-06-21 | 680.9211 | 621.9848 | 590.8992 | 583.7325 | 615.5052 | 709.391 | 805.3458 | 789.0895 | 742.2532 | 693.3842 | 661.2801 | 655.4727 | 661.802 | 627.7188 | 643.5755 | 720.0012 | 796.9755 | 901.1082 | 1017.8154 | 1064.4163 | 1033.5265 | 963.6382 | 884.4827 | 773.8704
2021-06-22 | 691.056 | 637.0971 | 602.749 | 592.7946 | 626.0112 | 719.9773 | 809.6141 | 789.3652 | 744.2478 | 691.565 | 644.996 | 628.7233 | 618.4577 | 605.4144 | 634.8546 | 712.8112 | 815.0555 | 919.1712 | 1012.2782 | 1068.0541 | 1037.4553 | 961.9835 | 880.8384 | 772.7131
2021-06-23 | 674.1797 | 630.1362 | 595.0581 | 584.6568 | 614.9414 | 706.2354 | 798.2767 | 793.7193 | 756.6062 | 696.4346 | 649.2572 | 623.1822 | 629.1259 | 614.9053 | 632.4648 | 717.9649 | 802.3026 | 900.4302 | 996.1326 | 1040.9577 | 1008.8493 | 951.1875 | 880.6252 | 769.5854
2021-06-24 | 686.5937 | 638.9751 | 605.5011 | 598.6462 | 629.9004 | 724.3305 | 817.3645 | 814.0495 | 792.702 | 768.2435 | 747.8831 | 730.7197 | 745.2967 | 725.0546 | 749.8079 | 817.2905 | 859.5196 | 949.6992 | 1021.909 | 1066.2669 | 1039.2465 | 976.1897 | 894.5098 | 787.7324
2021-06-25 | 694.2941 | 649.3896 | 610.0878 | 597.7657 | 628.2333 | 718.0994 | 807.5058 | 809.6333 | 788.6003 | 740.2655 | 676.8296 | 620.1267 | 621.108 | 614.1062 | 657.1977 | 748.606 | 821.2161 | 910.4758 | 984.0816 | 1022.3363 | 996.2434 | 950.9763 | 901.5087 | 801.5184
2021-06-26 | 699.4407 | 644.7905 | 606.7651 | 588.8877 | 593.3445 | 612.4802 | 644.2598 | 654.1165 | 653.8653 | 659.6694 | 617.357 | 583.904 | 571.5093 | 535.8993 | 532.9891 | 643.8746 | 759.5684 | 862.0542 | 936.5281 | 967.9052 | 955.8617 | 914.7131 | 875.9746 | 789.5797
2021-06-27 | 710.0291 | 655.9706 | 621.7133 | 597.4302 | 598.3738 | 602.0731 | 612.8115 | 618.1759 | 631.0584 | 584.254 | 548.4049 | 527.3538 | 520.9567 | 513.1292 | 592.9611 | 707.3144 | 805.7344 | 894.0266 | 992.7468 | 1021.5644 | 1015.0732 | 961.0419 | 888.5515 | 780.2448
2021-06-28 | 690.5027 | 632.0671 | 600.986 | 592.5279 | 624.7288 | 721.7383 | 817.9391 | 822.4961 | 785.3125 | 737.7777 | 694.0502 | 682.339 | 704.6323 | 687.6426 | 708.8996 | 798.3769 | 880.4096 | 952.5523 | 1047.6463 | 1083.3785 | 1046.7111 | 977.1115 | 899.5467 | 787.0811
2021-06-29 | 701.6031 | 650.3484 | 616.2087 | 603.2369 | 637.0889 | 735.1353 | 833.2335 | 820.8067 | 782.2048 | 732.4419 | 681.6642 | 666.2972 | 665.5855 | 653.9186 | 695.8821 | 803.1808 | 861.5006 | 945.8985 | 1037.5115 | 1086.4153 | 1053.6198 | 979.5177 | 898.0743 | 789.0875
2021-06-30 | 683.7771 | 639.8083 | 605.5892 | 594.1417 | 625.0761 | 718.2973 | 810.9444 | 810.2946 | 778.2651 | 731.6729 | 672.5263 | 639.8146 | 640.1562 | 626.2681 | 701.6454 | 773.8785 | 871.6588 | 945.9982 | 1016.5344 | 1053.8113 | 1021.0374 | 964.6806 | 896.0151 | 783.6544
2021-07-01 | 679.2784 | 642.1828 | 610.1521 | 600.6977 | 627.3523 | 717.8535 | 804.5387 | 799.3843 | 763.7838 | 722.1037 | 688.7424 | 653.7542 | 693.5606 | 724.6897 | 744.0797 | 791.9426 | 876.0628 | 948.583 | 1000.3619 | 1053.7657 | 1019.3153 | 962.9634 | 877.0664 | 772.7069
2021-07-02 | 694.0171 | 656.7941 | 619.5825 | 607.349 | 632.9423 | 720.4247 | 807.0827 | 808.1717 | 773.5007 | 718.9936 | 681.8223 | 651.1545 | 653.5285 | 640.1609 | 684.5938 | 764.5859 | 841.9818 | 930.1018 | 980.1578 | 1018.4156 | 984.8998 | 947.597 | 894.0967 | 797.8856
2021-07-03 | 710.1095 | 663.7413 | 624.9566 | 606.0339 | 606.1093 | 623.8163 | 655.6467 | 679.484 | 706.998 | 692.1514 | 661.3233 | 606.1376 | 591.2321 | 568.2287 | 588.2638 | 666.1629 | 768.56 | 878.4281 | 943.8468 | 974.6719 | 957.3711 | 924.6672 | 879.9111 | 796.4466
2021-07-04 | 701.6692 | 654.0854 | 621.1951 | 598.3769 | 594.5896 | 594.028 | 603.0183 | 615.0406 | 617.465 | 599.1549 | 550.7661 | 525.1962 | 527.4373 | 499.5119 | 556.1011 | 636.1778 | 750.462 | 868.887 | 967.6688 | 1007.3948 | 994.3694 | 945.2414 | 867.1563 | 762.6405
2021-07-05 | 710.2546 | 657.9187 | 624.2205 | 603.8227 | 614.5688 | 642.437 | 670.3789 | 676.2494 | 679.5125 | 651.4865 | 644.6581 | 610.4659 | 601.5839 | 599.4946 | 609.5548 | 697.2237 | 816.1638 | 910.4488 | 985.0826 | 1016.6218 | 984.9487 | 947.7518 | 864.5475 | 767.9959
2021-07-06 | 684.0173 | 638.729 | 605.8187 | 594.8816 | 623.9396 | 713.6794 | 809.36 | 812.5945 | 766.0079 | 724.1611 | 695.8535 | 660.4554 | 637.1952 | 634.3396 | 645.7882 | 734.1118 | 813.9515 | 912.3233 | 991.7437 | 1055.8035 | 1017.8718 | 950.5132 | 863.9551 | 758.1183
2021-07-07 | 672.277 | 634.0039 | 601.7857 | 591.6933 | 617.808 | 706.3835 | 796.4107 | 806.201 | 738.9992 | 701.156 | 667.5919 | 632.8592 | 634.7572 | 640.3853 | 662.8873 | 739.7372 | 819.2834 | 918.1747 | 988.9838 | 1035.5425 | 995.8467 | 946.7118 | 871.0943 | 761.7902
2021-07-08 | 682.0191 | 640.727 | 612.0844 | 602.5464 | 628.9965 | 719.5482 | 811.736 | 818.63 | 792.0477 | 744.4289 | 697.9653 | 670.9192 | 684.7524 | 691.0766 | 681.7957 | 729.603 | 809.6598 | 915.8858 | 997.0098 | 1056.3524 | 1022.3118 | 966.2761 | 879.4227 | 774.5292
2021-07-09 | 677.6063 | 638.7859 | 603.1626 | 592.0814 | 617.4665 | 701.5058 | 791.1225 | 793.0658 | 750.8586 | 696.1262 | 649.4401 | 599.6026 | 599.4446 | 596.9539 | 633.6401 | 719.5765 | 817.3598 | 902.3481 | 953.1963 | 999.3976 | 964.1647 | 926.132 | 870.9172 | 776.2931
2021-07-10 | 704.8095 | 658.0762 | 620.3244 | 601.7346 | 601.7664 | 618.5707 | 649.0053 | 670.9806 | 665.8137 | 651.5461 | 625.6844 | 577.1007 | 556.5962 | 529.7688 | 598.2824 | 679.85 | 793.4229 | 871.2772 | 937.906 | 969.3605 | 949.692 | 917.579 | 873.4405 | 790.4349
2021-07-11 | 702.1081 | 656.4634 | 622.0882 | 599.133 | 595.4396 | 595.3018 | 610.5168 | 633.9733 | 661.8372 | 626.8369 | 603.0793 | 578.2543 | 558.2344 | 520.8232 | 555.3474 | 634.3199 | 744.3101 | 870.2141 | 971.2793 | 1009.6383 | 995.2837 | 946.4851 | 868.3946 | 764.8563
2021-07-12 | 693.351 | 639.9699 | 610.5346 | 604.7982 | 632.7797 | 728.4307 | 824.5035 | 834.3828 | 774.2058 | 726.273 | 692.4437 | 666.1377 | 676.8728 | 711.3471 | 755.9118 | 846.5608 | 916.6521 | 968.0112 | 1046.3309 | 1084.8095 | 1039.469 | 977.1811 | 894.0169 | 783.912
2021-07-13 | 693.4417 | 650.1138 | 615.9596 | 604.5387 | 633.304 | 725.4368 | 821.2169 | 831.8099 | 815.0566 | 791.7283 | 748.7137 | 695.5004 | 691.384 | 671.8602 | 676.3958 | 751.6308 | 850.8938 | 950.411 | 1009.9765 | 1068.8469 | 1030.3619 | 963.2873 | 876.7713 | 771.9154
2021-07-14 | 688.7906 | 650.3023 | 618.3052 | 607.0764 | 633.2712 | 724.2808 | 819.5526 | 830.2796 | 782.7423 | 738.2145 | 696.8419 | 664.6579 | 669.4201 | 670.9497 | 696.396 | 793.1536 | 879.0014 | 956.4648 | 1017.4146 | 1056.755 | 1018.3614 | 968.9888 | 893.3884 | 783.8475
2021-07-15 | 690.8785 | 649.3202 | 620.9191 | 611.6346 | 638.5617 | 730.9567 | 824.5433 | 833.7408 | 783.4144 | 724.6448 | 691.9814 | 676.1389 | 705.6222 | 722.9608 | 738.9165 | 801.3875 | 862.8177 | 943.5858 | 1016.3898 | 1069.6497 | 1036.0241 | 980.5352 | 894.4009 | 789.1568
2021-07-16 | 695.7157 | 656.6688 | 621.6814 | 609.3104 | 635.114 | 722.2664 | 814.4584 | 829.0353 | 803.406 | 740.4063 | 672.8297 | 640.8272 | 643.8621 | 657.7645 | 708.3347 | 782.0215 | 839.3139 | 928.9545 | 984.6779 | 1021.5558 | 987.5654 | 949.8251 | 897.4903 | 800.537
2021-07-17 | 703.6103 | 658.1603 | 619.0486 | 600.537 | 600.2438 | 616.911 | 651.2533 | 688.1483 | 682.2565 | 684.07 | 657.6137 | 623.5265 | 603.083 | 609.439 | 635.3573 | 714.3733 | 803.3418 | 887.338 | 936.8247 | 969.4136 | 948.7983 | 916.2123 | 871.775 | 789.0889
2021-07-18 | 700.1486 | 656.1222 | 619.4711 | 596.8182 | 593.0003 | 592.2071 | 604.164 | 628.5987 | 650.9557 | 610.0254 | 603.6572 | 598.2285 | 616.5106 | 599.7785 | 646.6784 | 727.7172 | 820.2301 | 889.4215 | 964.8443 | 1004.4724 | 991.2158 | 942.9988 | 864.3249 | 760.0192
2021-07-19 | 690.3955 | 640.1357 | 609.111 | 601.4797 | 628.7722 | 721.2972 | 819.4366 | 832.9763 | 778.1322 | 721.5194 | 695.7146 | 678.8307 | 666.0402 | 673.7438 | 690.4952 | 753.2688 | 854.2471 | 944.7724 | 1035.0139 | 1075.4331 | 1034.7865 | 972.4615 | 888.9104 | 779.4876
2021-07-20 | 683.6511 | 641.4273 | 606.6852 | 595.7614 | 624.387 | 714.9409 | 810.4247 | 816.0015 | 754.7965 | 694.8488 | 653.424 | 610.9078 | 621.8762 | 627.1938 | 665.6883 | 745.7386 | 822.368 | 923.6964 | 999.1583 | 1057.0511 | 1017.6425 | 950.7977 | 864.2651 | 758.692
2021-07-21 | 684.6357 | 646.7496 | 614.7503 | 603.7489 | 630.1855 | 720.9499 | 816.4096 | 818.1538 | 763.6974 | 704.5335 | 660.8695 | 636.8161 | 645.9528 | 655.4223 | 700.8632 | 791.122 | 872.6658 | 950.8128 | 1013.219 | 1050.9001 | 1012.661 | 964.0978 | 889.6397 | 779.9028
2021-07-22 | 691.9705 | 650.5768 | 621.9997 | 612.1007 | 638.9394 | 731.8326 | 827.9525 | 856.2275 | 826.014 | 749.5193 | 703.6834 | 671.03 | 688.4504 | 693.7388 | 722.7687 | 819.8966 | 917.928 | 972.8088 | 1021.6975 | 1068.1784 | 1034.686 | 980.2196 | 894.1682 | 789.8167
2021-07-23 | 691.4208 | 651.7519 | 614.0729 | 602.3203 | 627.8523 | 714.3918 | 806.577 | 819.2545 | 802.4731 | 759.8272 | 710.6651 | 658.7431 | 665.2234 | 680.1346 | 716.0025 | 782.0449 | 846.6921 | 926.1551 | 971.9318 | 1013.071 | 977.7098 | 941.1451 | 886.3107 | 790.5135
2021-07-24 | 705.1092 | 657.2866 | 621.1425 | 602.5873 | 602.524 | 619.628 | 655.9893 | 702.4909 | 731.8142 | 730.7756 | 709.3332 | 680.5114 | 672.0979 | 642.1895 | 667.2111 | 732.3767 | 810.1908 | 880.779 | 942.5929 | 970.7719 | 951.8634 | 919.3277 | 874.3772 | 791.1254
2021-07-25 | 702.8769 | 657.8231 | 621.2732 | 598.5792 | 594.8509 | 594.7086 | 607.5727 | 628.0545 | 634.6381 | 598.8056 | 576.657 | 548.1343 | 546.3006 | 537.1409 | 580.6243 | 687.6026 | 798.4282 | 894.5668 | 972.4738 | 1007.8954 | 993.2897 | 944.4715 | 866.4184 | 762.7286
2021-07-26 | 686.1703 | 634.4108 | 604.6799 | 597.2947 | 624.5861 | 716.0235 | 814.4235 | 826.6501 | 793.9551 | 741.7689 | 705.0231 | 691.9897 | 670.8425 | 660.5697 | 679.7929 | 757.1543 | 865.3536 | 946.2644 | 1028.2983 | 1070.245 | 1028.2797 | 966.8868 | 883.0663 | 774.3124
2021-07-27 | 698.5209 | 651.2559 | 620.5327 | 608.7146 | 637.4709 | 729.8183 | 829.277 | 840.4163 | 790.0335 | 750.7616 | 693.7746 | 656.2037 | 650.3556 | 648.2943 | 660.8456 | 752.1378 | 845.9218 | 944.4527 | 1020.4478 | 1071.7753 | 1035.2845 | 969.6669 | 883.1571 | 776.9865
2021-07-28 | 685.673 | 647.679 | 615.5127 | 603.869 | 629.3022 | 719.5743 | 814.7309 | 821.2798 | 770.1441 | 711.9713 | 665.8576 | 649.7753 | 665.4792 | 652.4864 | 674.9502 | 769.5697 | 856.4755 | 948.6863 | 1010.6503 | 1049.3994 | 1012.6975 | 965.1904 | 890.4733 | 781.1069
2021-07-29 | 675.8925 | 634.7153 | 606.3308 | 596.3528 | 622.4154 | 711.8782 | 806.4348 | 807.8783 | 747.1105 | 701.6408 | 650.7859 | 607.9892 | 625.7552 | 639.6904 | 659.852 | 729.5469 | 818.7735 | 920.2035 | 992.1549 | 1045.4815 | 1012.9331 | 958.5089 | 871.525 | 768.5906
2021-07-30 | 684.1859 | 645.4904 | 607.4051 | 595.3915 | 620.3322 | 704.8533 | 795.7926 | 806.0103 | 754.4821 | 687.6573 | 649.0636 | 614.3212 | 603.1248 | 606.2607 | 659.1579 | 725.559 | 816.8273 | 898.7825 | 964.0848 | 1001.9705 | 967.5473 | 931.9473 | 877.0242 | 781.4551
2021-07-31 | 707.4113 | 662.2424 | 623.6339 | 604.2918 | 603.8244 | 620.9548 | 655.9784 | 691.1737 | 690.7496 | 661.0296 | 645.9398 | 632.617 | 615.6449 | 627.9069 | 694.5628 | 756.2011 | 837.3906 | 909.7062 | 938.6733 | 971.276 | 952.7637 | 922.1616 | 878.0517 | 794.5386
2021-08-01 | 751.331 | 698.9402 | 661.2377 | 640.0507 | 641.5362 | 657.1693 | 680.8472 | 703.9504 | 730.8369 | 712.4896 | 672.5621 | 641.536 | 630.0149 | 615.8558 | 625.3879 | 700.6187 | 808.5064 | 924.2445 | 1024.6563 | 1058.032 | 1043.4956 | 989.6054 | 905.8898 | 803.4465
2021-08-02 | 732.382 | 675.975 | 644.9403 | 638.8013 | 669.4571 | 771.0715 | 874.4675 | 863.7447 | 810.2375 | 747.9211 | 706.061 | 695.7772 | 709.7052 | 697.2896 | 728.1726 | 783.4262 | 893.6087 | 989.483 | 1076.692 | 1116.2997 | 1074.3254 | 1007.0944 | 920.7682 | 813.4556
2021-08-03 | 732.0484 | 684.0195 | 647.0087 | 637.5063 | 669.6028 | 770.3688 | 872.0558 | 850.5694 | 773.3392 | 707.1034 | 664.4554 | 637.0286 | 658.0911 | 654.7654 | 680.8602 | 768.6422 | 870.9066 | 979.3584 | 1051.9953 | 1103.2358 | 1065.4478 | 994.0502 | 903.3804 | 799.973
2021-08-04 | 719.5248 | 679.9671 | 641.9959 | 632.8903 | 662.3803 | 761.3489 | 859.5377 | 853.5554 | 779.3811 | 717.2752 | 705.6689 | 667.0002 | 670.4555 | 666.6606 | 677.7635 | 756.4668 | 861.9319 | 976.7006 | 1041.105 | 1081.6817 | 1042.7345 | 987.8845 | 909.4504 | 803.4245
2021-08-05 | 713.3156 | 669.2421 | 636.8196 | 629.0057 | 659.1131 | 758.6589 | 858.1979 | 841.9016 | 791.2048 | 750.2086 | 698.0767 | 686.2143 | 726.6494 | 709.8681 | 732.6351 | 799.3686 | 884.4803 | 963.0181 | 1026.5572 | 1083.1431 | 1048.2221 | 987.0594 | 896.4665 | 795.1783
2021-08-06 | 718.8868 | 675.9923 | 635.5858 | 626.2863 | 655.4895 | 749.5021 | 847.3105 | 845.4911 | 815.7768 | 780.139 | 707.6784 | 675.468 | 704.3989 | 681.8489 | 719.0425 | 785.9964 | 867.598 | 942.9184 | 996.2818 | 1038.2498 | 1001.1036 | 958.1013 | 898.4972 | 805.8887
2021-08-07 | 744.2211 | 693.2912 | 652.6276 | 636.0857 | 641.2064 | 671.9567 | 716.3958 | 736.231 | 747.5283 | 708.2933 | 667.4166 | 624.2302 | 637.7059 | 616.8344 | 644.8206 | 719.2711 | 831.1488 | 932.6714 | 987.9026 | 1011.3475 | 989.5451 | 951.7745 | 902.0465 | 820.4182
2021-08-08 | 744.3265 | 693.9674 | 656.1225 | 635.6065 | 637.0696 | 652.0932 | 675.9014 | 678.0917 | 672.3477 | 638.55 | 583.8522 | 551.9285 | 562.6792 | 539.3269 | 593.2574 | 674.0063 | 825.0277 | 940.9998 | 1022.0834 | 1050.915 | 1036.0317 | 982.8877 | 899.3685 | 796.5068
2021-08-09 | 726.4985 | 668.435 | 638.2243 | 632.6072 | 663.1486 | 764.0786 | 870.2013 | 883.8723 | 843.9316 | 766.5621 | 725.5666 | 707.1218 | 733.1658 | 718.9149 | 735.4114 | 812.8388 | 914.3834 | 992.7973 | 1066.1784 | 1109.2514 | 1066.2572 | 999.2887 | 912.0152 | 805.7357
2021-08-10 | 732.9428 | 683.4243 | 648.4591 | 638.4993 | 670.5156 | 771.9993 | 874.185 | 866.3422 | 818.6702 | 755.3965 | 705.6286 | 695.9353 | 683.7132 | 667.0434 | 682.9787 | 740.3182 | 849.1055 | 971.5653 | 1053.6977 | 1105.6423 | 1065.4353 | 995.2253 | 905.4039 | 802.3344
2021-08-11 | 702.6187 | 659.7466 | 624.1016 | 617.2048 | 646.1818 | 743.0239 | 842.9872 | 827.8697 | 748.7781 | 694.6972 | 664.0829 | 633.1423 | 628.7628 | 628.5567 | 669.2427 | 752.6335 | 871.2919 | 961.2216 | 1020.3069 | 1060.2183 | 1019.7593 | 964.3914 | 884.7041 | 779.2531
2021-08-12 | 708.8204 | 666.6592 | 631.8486 | 624.3902 | 654.4718 | 753.291 | 852.4437 | 830.8306 | 769.8461 | 710.6977 | 678.5343 | 635.7102 | 648.5762 | 643.5709 | 671.5311 | 747.0162 | 850.9667 | 946.4677 | 1017.2923 | 1076.8083 | 1041.1436 | 979.8684 | 890.225 | 789.0752
2021-08-13 | 723.6056 | 681.071 | 641.1414 | 631.4184 | 660.4465 | 755.9061 | 855.0879 | 846.044 | 800.8795 | 737.5955 | 672.7557 | 635.5428 | 644.3692 | 639.4153 | 692.1952 | 770.305 | 861.3666 | 955.5529 | 1007.9361 | 1043.2102 | 1008.2712 | 964.7711 | 906.431 | 813.1157
2021-08-14 | 740.2429 | 689.0047 | 648.0491 | 631.8221 | 636.875 | 666.6406 | 709.3157 | 729.0334 | 724.5409 | 676.7329 | 631.4919 | 595.6724 | 604.0183 | 597.6751 | 657.5651 | 755.7205 | 849.087 | 934.3056 | 982.2366 | 1004.8257 | 983.8819 | 945.3209 | 895.6813 | 814.18
2021-08-15 | 731.7753 | 682.8019 | 644.6103 | 624.8702 | 626.2273 | 638.7167 | 662.7835 | 668.4105 | 666.0402 | 605.1977 | 570.9578 | 534.9786 | 556.4542 | 540.7407 | 587.6722 | 670.8866 | 830.5103 | 922.8426 | 1007.657 | 1037.0301 | 1021.031 | 966.7677 | 883.3353 | 781.6321
2021-08-16 | 723.6972 | 668.4752 | 635.6103 | 630.1065 | 660.7139 | 761.0793 | 865.307 | 852.0922 | 777.975 | 730.2495 | 704.2584 | 696.3781 | 687.6948 | 695.3912 | 754.1526 | 837.1191 | 930.3183 | 1011.0595 | 1075.3278 | 1105.9219 | 1063.2438 | 995.4739 | 907.6607 | 802.6715
2021-08-17 | 729.152 | 680.4321 | 643.5652 | 633.9297 | 665.8263 | 766.2382 | 870.3925 | 848.1518 | 784.3625 | 714.294 | 667.9376 | 637.1705 | 659.8365 | 676.4711 | 707.0245 | 769.9846 | 881.6337 | 986.9326 | 1052.7363 | 1099.9517 | 1060.0904 | 987.824 | 898.1966 | 795.5812
2021-08-18 | 715.99 | 671.8972 | 637.0266 | 629.0099 | 658.4181 | 757.3849 | 858.7019 | 838.0461 | 761.5617 | 721.6715 | 679.3686 | 661.8346 | 689.1643 | 695.4738 | 749.7642 | 833.2783 | 918.3305 | 990.4157 | 1044.9609 | 1075.7771 | 1035.7715 | 981.7284 | 903.0338 | 796.6231
2021-08-19 | 706.8491 | 663.5478 | 629.8917 | 622.606 | 652.7458 | 750.8271 | 850.6373 | 838.7482 | 780.4917 | 727.3114 | 694.475 | 659.4503 | 650.7888 | 661.9161 | 679.1035 | 749.8651 | 866.052 | 963.6894 | 1028.635 | 1074.478 | 1038.7365 | 977.4088 | 886.7994 | 786.3879
2021-08-20 | 748.7489 | 704.5036 | 660.3728 | 636.2154 | 649.1478 | 682.9325 | 724.1568 | 705.3662 | 711.3466 | 680.8825 | 646.8579 | 604.5516 | 597.1107 | 585.3476 | 643.121 | 774.8444 | 860.6815 | 950.2031 | 977.3927 | 991.8803 | 965.5496 | 945.5951 | 887.9582 | 805.4102
2021-08-21 | 736.9388 | 686.5715 | 646.522 | 630.4723 | 635.5496 | 664.9747 | 710.4525 | 723.0177 | 707.7356 | 702.7192 | 675.7348 | 629.0077 | 615.4462 | 586.8547 | 615.1706 | 704.4834 | 816.4769 | 922.609 | 983.7011 | 1003.3493 | 983.0488 | 943.2389 | 894.2042 | 812.7354
2021-08-22 | 740.2186 | 691.0304 | 652.6764 | 632.2739 | 633.7006 | 647.4653 | 673.926 | 680.9357 | 689.6498 | 663.6722 | 618.9976 | 616.859 | 627.969 | 619.452 | 691.0078 | 756.4467 | 865.8128 | 959.8275 | 1024.0151 | 1047.5132 | 1031.8373 | 977.7297 | 894.8116 | 792.7279
2021-08-23 | 719.5687 | 665.0787 | 631.0128 | 625.7417 | 656.1344 | 755.5116 | 861.9371 | 878.8441 | 842.5204 | 836.4913 | 817.1311 | 793.7911 | 797.8572 | 830.2984 | 860.3402 | 914.1477 | 977.9402 | 1015.9554 | 1067.0085 | 1099.8818 | 1056.5024 | 989.3865 | 904.7754 | 801.6979
2021-08-24 | 728.6081 | 676.0192 | 638.7629 | 629.5959 | 661.0789 | 761.0798 | 869.4829 | 894.5935 | 865.7748 | 820.1036 | 781.436 | 762.2388 | 757.7618 | 766.4191 | 805.8323 | 869.9077 | 950.3105 | 1016.1735 | 1053.5425 | 1093.3234 | 1053.6512 | 981.7177 | 891.8268 | 790.5303
2021-08-25 | 721.8892 | 677.5199 | 639.3967 | 630.6073 | 659.8018 | 758.5922 | 861.097 | 854.3818 | 817.0705 | 756.5723 | 730.0034 | 725.3207 | 734.9984 | 761.0133 | 798.2182 | 867.1665 | 947.1049 | 1015.0583 | 1048.9807 | 1076.6579 | 1037.8166 | 983.5445 | 905.629 | 799.2567
2021-08-26 | 712.4065 | 666.429 | 630.9984 | 623.5808 | 653.4555 | 751.0108 | 851.7125 | 846.56 | 780.5349 | 751.7539 | 696.643 | 668.4798 | 694.4458 | 707.1341 | 781.1458 | 870.7166 | 936.1638 | 986.8857 | 1029.3693 | 1074.1291 | 1039.5035 | 978.7825 | 889.0116 | 786.9139
2021-08-27 | 718.8619 | 673.2872 | 632.5396 | 623.4775 | 652.5844 | 745.8799 | 841.6501 | 840.6978 | 808.7111 | 769.0929 | 721.7541 | 690.2601 | 687.8614 | 708.9599 | 788.1623 | 849.2015 | 902.157 | 959.4517 | 998.1176 | 1030.7221 | 997.6 | 954.6996 | 896.0431 | 801.7707
2021-08-28 | 727.6542 | 675.2456 | 636.6996 | 621.4288 | 625.3428 | 652.5405 | 697.5964 | 715.739 | 682.2182 | 671.859 | 650.1118 | 607.7271 | 637.353 | 598.4941 | 629.64 | 711.2003 | 831.3699 | 919.4395 | 964.7899 | 985.9091 | 968.9431 | 929.8898 | 880.2408 | 799.5933
2021-08-29 | 731.0936 | 681.591 | 644.0018 | 624.0282 | 624.726 | 638.0117 | 663.0844 | 660.935 | 650.4796 | 597.8361 | 558.6056 | 535.1588 | 541.8292 | 558.1713 | 626.1821 | 714.6122 | 850.298 | 934.7517 | 1006.1684 | 1033.2958 | 1020.4929 | 967.0512 | 883.3963 | 781.5053
2021-08-30 | 717.9264 | 659.539 | 628.9017 | 623.5052 | 653.8853 | 753.353 | 862.7364 | 848.2564 | 782.172 | 723.6743 | 690.9376 | 670.4201 | 673.4362 | 679.2847 | 714.2921 | 780.9343 | 899.3417 | 987.2254 | 1066.3918 | 1097.2849 | 1055.5185 | 987.9821 | 900.0582 | 794.4191
2021-08-31 | 718.2281 | 668.4355 | 632.8872 | 624.2546 | 654.9465 | 752.1335 | 856.2605 | 857.8542 | 801.8706 | 732.2007 | 672.9695 | 648.6122 | 652.4922 | 659.2284 | 666.5339 | 738.8007 | 837.4148 | 925.2809 | 1018.8939 | 1079.8277 | 1045.9476 | 974.0953 | 882.366 | 780.9477
2021-09-01 | 703.7853 | 666.047 | 633.3544 | 628.747 | 658.7877 | 758.666 | 862.3496 | 841.7306 | 777.9972 | 682.7677 | 654.3196 | 651.5106 | 682.6001 | 676.5116 | 677.8819 | 740.1369 | 856.9147 | 946.1525 | 1043.8796 | 1060.6218 | 1010.9754 | 953.9847 | 878.4402 | 778.2808
2021-09-02 | 711.6786 | 671.1242 | 645.8229 | 638.7911 | 668.5607 | 770.9288 | 873.3481 | 847.2421 | 794.4295 | 744.2209 | 719.0106 | 701.7628 | 710.6941 | 701.6639 | 708.2846 | 775.674 | 875.6886 | 964.4095 | 1053.0419 | 1079.814 | 1033.4582 | 972.1234 | 887.1329 | 789.7049
2021-09-03 | 716.6396 | 676.5462 | 645.8208 | 637.0428 | 666.0571 | 764.294 | 866.5774 | 861.1988 | 847.7248 | 810.7033 | 794.3179 | 783.1882 | 779.3251 | 768.9528 | 779.6975 | 819.0581 | 888.2551 | 948.0105 | 1026.2938 | 1036.5221 | 990.5459 | 947.3019 | 896.7796 | 806.9191
2021-09-04 | 734.2966 | 685.8847 | 650.5591 | 635.6424 | 641.4134 | 677.0076 | 725.8295 | 720.332 | 697.5779 | 672.4484 | 650.5395 | 620.2282 | 619.6996 | 619.3805 | 628.9976 | 695.6238 | 798.3395 | 897.4614 | 992.687 | 995.8544 | 963.6575 | 922.6146 | 876.8092 | 799.0946
2021-09-05 | 736.1975 | 691.9189 | 659.5052 | 640.412 | 642.597 | 663.1184 | 691.008 | 673.7257 | 644.0221 | 588.0282 | 558.1087 | 535.2931 | 534.9036 | 537.928 | 588.0248 | 690.3655 | 813.5995 | 917.192 | 1035.2423 | 1042.2992 | 1015.5257 | 960.4626 | 883.4335 | 786.1467
2021-09-06 | 740.5116 | 691.2142 | 660.775 | 642.2697 | 658.0168 | 705.2681 | 751.7041 | 719.4166 | 698.3477 | 641.0294 | 627.5982 | 607.1331 | 584.7814 | 581.2576 | 599.8637 | 704.1184 | 824.5865 | 938.8277 | 1045.9886 | 1048.2456 | 1002.8751 | 957.2528 | 875.2209 | 786.0444
2021-09-07 | 723.2387 | 680.0991 | 650.4958 | 641.629 | 673.3214 | 776.7178 | 886.6418 | 870.8129 | 832.2632 | 747.068 | 682.8313 | 668.0387 | 688.988 | 706.7665 | 714.3836 | 781.5642 | 875.7243 | 968.8604 | 1070.0517 | 1093.3048 | 1044.307 | 970.9565 | 885.3909 | 787.5742
2021-09-08 | 705.7641 | 667.1421 | 637.3559 | 630.7104 | 659.946 | 759.8276 | 863.3286 | 833.0412 | 752.6255 | 670.9973 | 640.5661 | 621.9942 | 634.7934 | 630.6042 | 667.4446 | 767.8554 | 876.8548 | 948.9297 | 1047.9828 | 1061.7951 | 1012.2864 | 955.2567 | 881.3109 | 779.2439
2021-09-09 | 706.4687 | 666.6538 | 640.9346 | 634.1146 | 663.4871 | 764.8092 | 869.0948 | 847.0448 | 787.0894 | 718.1768 | 696.3382 | 654.8437 | 652.0045 | 666.21 | 675.8224 | 758.4311 | 855.982 | 951.4312 | 1047.0853 | 1070.6297 | 1025.4347 | 964.4357 | 879.9166 | 783.3729
2021-09-10 | 713.7303 | 674.7143 | 640.2181 | 631.7771 | 660.7142 | 757.3662 | 856.578 | 828.0708 | 781.0704 | 703.3817 | 669.4004 | 650.727 | 652.9879 | 644.8966 | 668.1032 | 760.665 | 865.6523 | 947.8873 | 1020.6939 | 1030.4913 | 984.1396 | 939.0815 | 882.8954 | 793.5935
2021-09-11 | 727.8244 | 681.5954 | 646.0249 | 631.5701 | 637.4739 | 672.0897 | 720.329 | 716.2548 | 714.8834 | 669.9177 | 639.0061 | 632.0715 | 667.687 | 690.4474 | 706.0676 | 785.6316 | 858.7106 | 931.7531 | 992.4819 | 994.0435 | 959.9746 | 919.1406 | 872.4639 | 794.5432
2021-09-12 | 728.9493 | 685.7109 | 652.8259 | 634.0764 | 636.3663 | 656.4439 | 689.4165 | 695.7508 | 708.5028 | 670.8805 | 672.2318 | 666.5704 | 676.2767 | 670.1043 | 693.4235 | 796.8648 | 882.0511 | 936.3086 | 1029.4653 | 1033.5026 | 1007.4883 | 952.9956 | 874.0507 | 776.3483
2021-09-13 | 716.022 | 663.2248 | 634.356 | 629.7667 | 660.0803 | 762.7628 | 871.3129 | 864.8967 | 835.5085 | 807.1358 | 792.2812 | 774.0306 | 770.1184 | 791.2683 | 817.8443 | 866.4224 | 941.5175 | 983.9321 | 1074.7123 | 1086.8039 | 1033.5847 | 965.1211 | 886.374 | 788.6948
2021-09-14 | 711.1275 | 664.4725 | 632.1128 | 624.5983 | 656.0293 | 756.6597 | 863.4499 | 841.5792 | 777.0764 | 711.6976 | 694.9236 | 682.0948 | 692.1027 | 695.6189 | 697.7979 | 767.2966 | 868.0073 | 959.5637 | 1041.3478 | 1070.568 | 1019.0111 | 945.4172 | 859.9304 | 763.4294
2021-09-15 | 713.6798 | 676.2767 | 646.6296 | 638.5215 | 667.6412 | 769.907 | 877.7146 | 882.5201 | 835.7907 | 767.2967 | 696.1827 | 681.0099 | 705.3718 | 691.3357 | 726.8398 | 808.1668 | 917.9553 | 987.0045 | 1065.5889 | 1071.7532 | 1022.6603 | 967.6216 | 892.0442 | 791.1384
2021-09-16 | 716.2745 | 678.1417 | 650.5186 | 642.957 | 672.9789 | 775.9791 | 879.1167 | 863.9522 | 815.8428 | 754.5783 | 713.3496 | 667.2574 | 645.475 | 657.113 | 670.1034 | 744.71 | 871.0787 | 973.3153 | 1064.2699 | 1082.8157 | 1038.1094 | 977.556 | 892.2109 | 796.09
2021-09-17 | 717.0057 | 676.7168 | 642.0333 | 634.0204 | 663.0261 | 760.5162 | 863.5071 | 843.3169 | 800.0631 | 737.7025 | 676.6034 | 665.0779 | 701.5573 | 683.896 | 702.6917 | 782.352 | 886.965 | 961.3032 | 1023.5248 | 1033.1454 | 986.2077 | 942.0266 | 886.139 | 796.3824
2021-09-18 | 731.4493 | 685.9303 | 650.7795 | 635.9243 | 642.04 | 677.4028 | 724.2818 | 720.0286 | 685.6634 | 619.6826 | 585.1302 | 541.8274 | 531.8354 | 527.4818 | 566.0621 | 662.5271 | 790.6139 | 907.1999 | 996.7262 | 997.204 | 964.835 | 923.8747 | 878.3866 | 801.2027
2021-09-19 | 732.1869 | 686.6328 | 653.7931 | 634.9678 | 637.3448 | 657.3387 | 688.8168 | 682.9256 | 680.1802 | 627.6298 | 587.8584 | 554.6789 | 544.8947 | 542.7642 | 600.779 | 687.3688 | 803.913 | 916.5413 | 1027.6811 | 1033.3937 | 1007.1086 | 951.9649 | 875.1394 | 777.5923
2021-09-20 | 718.0222 | 667.2201 | 638.7032 | 633.7728 | 664.2086 | 766.6335 | 874.7165 | 866.711 | 810.7278 | 727.176 | 684.2493 | 642.7083 | 631.262 | 637.7294 | 668.0788 | 766.2614 | 892.3913 | 980.5328 | 1078.0908 | 1091.7086 | 1039.288 | 970.8692 | 889.4163 | 788.6086
2021-09-21 | 726.2618 | 682.4039 | 651.284 | 642.3008 | 673.6087 | 777.5546 | 887.6492 | 868.771 | 818.8081 | 757.0179 | 717.3425 | 699.1194 | 699.209 | 706.4746 | 684.9283 | 762.0965 | 896.1478 | 1002.1845 | 1074.2023 | 1094.1541 | 1045.0659 | 972.0861 | 886.4478 | 788.8343
2021-09-22 | 708.2768 | 673.1388 | 641.4891 | 633.7427 | 663.0668 | 764.4232 | 870.5936 | 874.0562 | 794.7551 | 715.7825 | 675.5223 | 646.3067 | 645.9025 | 646.3025 | 673.1245 | 772.2382 | 878.4728 | 979.5562 | 1058.9358 | 1065.1139 | 1015.8989 | 959.6679 | 885.3393 | 783.785
2021-09-23 | 714.0637 | 673.9096 | 644.6089 | 637.5652 | 667.0293 | 769.7457 | 875.7613 | 853.7006 | 787.812 | 689.7252 | 678.1514 | 649.9656 | 651.3223 | 673.738 | 707.4223 | 786.5007 | 902.7244 | 981.7916 | 1056.8039 | 1076.5518 | 1031.005 | 968.9891 | 884.2392 | 792.0022
2021-09-24 | 723.1532 | 682.3013 | 648.561 | 639.4534 | 668.2734 | 767.349 | 872.5529 | 852.1144 | 797.5842 | 720.2885 | 664.6788 | 631.5203 | 621.9589 | 625.1316 | 657.2767 | 743.2621 | 869.2516 | 971.8464 | 1036.7476 | 1040.6999 | 995.3981 | 949.5096 | 894.7157 | 804.5188
2021-09-25 | 743.683 | 695.5246 | 660.7061 | 645.0175 | 650.9184 | 688.0587 | 740.6989 | 755.8695 | 736.2495 | 713.3468 | 658.6505 | 597.2825 | 598.7985 | 590.575 | 626.0655 | 728.8394 | 849.0477 | 939.5058 | 1016.4822 | 1011.5053 | 978.7732 | 938.8923 | 892.5804 | 814.1131
2021-09-26 | 741.768 | 696.9286 | 664.7544 | 645.1262 | 647.5904 | 670.2335 | 703.2495 | 708.3891 | 705.6758 | 675.6265 | 658.4929 | 635.5594 | 648.9368 | 637.269 | 684.9479 | 744.6607 | 865.8024 | 961.6069 | 1044.8093 | 1047.7625 | 1022.5298 | 968.5199 | 891.3562 | 793.1133
2021-09-27 | 716.8361 | 666.426 | 637.7466 | 632.8959 | 662.1471 | 764.4932 | 873.7013 | 869.874 | 821.6742 | 777.1882 | 772.8811 | 735.876 | 738.5677 | 751.1714 | 797.6831 | 860.9717 | 943.0948 | 996.5448 | 1074.5091 | 1087.9244 | 1037.5602 | 969.0935 | 887.3568 | 788.7714
2021-09-28 | 719.8903 | 673.0481 | 641.333 | 633.2156 | 663.9657 | 766.0321 | 871.8041 | 860.818 | 806.3144 | 731.61 | 680.2922 | 652.729 | 671.4119 | 656.0769 | 674.902 | 770.4884 | 889.8287 | 975.2162 | 1051.3674 | 1078.8389 | 1030.6364 | 957.8376 | 872.9144 | 775.6396
2021-09-29 | 711.6091 | 674.0709 | 644.6202 | 636.6825 | 664.7479 | 765.4815 | 872.5909 | 857.4122 | 786.6539 | 704.8174 | 676.3052 | 651.1628 | 662.4786 | 700.4745 | 739.4391 | 830.1904 | 926.712 | 997.077 | 1056.6891 | 1066.7109 | 1020.3149 | 965.0232 | 888.9694 | 787.5316
2021-09-30 | 700.0857 | 663.6207 | 633.6561 | 627.2173 | 655.9326 | 755.0076 | 858.5316 | 838.234 | 770.3252 | 687.0125 | 656.9091 | 625.4862 | 655.0588 | 659.9444 | 655.028 | 744.3894 | 867.5924 | 954.1979 | 1031.8172 | 1059.1114 | 1015.7908 | 954.3086 | 868.5999 | 776.5262
2021-10-01 | 677.3279 | 638.0021 | 602.9146 | 593.2397 | 615.4643 | 706.8565 | 801.7574 | 802.2484 | 765.9204 | 706.5413 | 659.6751 | 624.3055 | 611.2935 | 619.7228 | 689.7653 | 779.4855 | 869.6617 | 952.4253 | 1015.3101 | 994.5075 | 953.662 | 909.7463 | 851.581 | 758.1365
2021-10-02 | 693.7146 | 650.0521 | 613.9653 | 597.9852 | 597.2287 | 627.7923 | 671.0584 | 680.7202 | 665.3045 | 632.9565 | 612.3967 | 611.6836 | 588.7637 | 608.3982 | 637.2897 | 730.6137 | 823.4375 | 921.7815 | 994.2674 | 964.9912 | 935.7949 | 896.2409 | 847.0568 | 765.3726
2021-10-03 | 697.1134 | 650.9017 | 617.5222 | 597.7751 | 593.7573 | 610.3948 | 632.7053 | 641.6656 | 640.6308 | 615.4086 | 612.0626 | 598.7978 | 590.3348 | 598.6144 | 624.6935 | 699.4047 | 835.3187 | 933.9482 | 1028.2406 | 1004.3886 | 978.7611 | 924.8292 | 844.6124 | 743.7168
2021-10-04 | 675.1043 | 627.4218 | 598.2323 | 592.5593 | 616.0018 | 713.2483 | 813.8401 | 818.6582 | 768.3159 | 706.4656 | 682.8751 | 670.1684 | 670.04 | 718.6552 | 762.6364 | 857.151 | 927.612 | 987.0983 | 1069.5686 | 1051.8099 | 1004.8152 | 938.181 | 853.0255 | 748.5396
2021-10-05 | 676.6215 | 635.0029 | 602.524 | 593.4073 | 618.431 | 715.2477 | 817.4124 | 818.5783 | 764.0958 | 719.5191 | 685.3412 | 677.8044 | 676.4105 | 689.642 | 711.7106 | 791.5812 | 887.6643 | 977.4455 | 1046.9779 | 1043.1023 | 998.3212 | 926.8545 | 838.663 | 738.0898
2021-10-06 | 667.1141 | 629.6297 | 599.8666 | 591.4622 | 614.0206 | 708.5661 | 806.722 | 804.9032 | 751.9615 | 716.4197 | 686.3584 | 695.4117 | 684.8671 | 691.8647 | 729.9633 | 809.7223 | 894.6458 | 979.6535 | 1041.944 | 1022.8454 | 979.3612 | 924.2963 | 847.169 | 741.7841
2021-10-07 | 667.9146 | 630.1424 | 599.7234 | 592.1135 | 614.9147 | 710.0672 | 807.6772 | 800.9675 | 739.4244 | 683.1215 | 673.0436 | 664.3627 | 669.1214 | 703.6211 | 734.7691 | 814.8201 | 896.6232 | 969.9482 | 1036.9321 | 1031.5251 | 989.6896 | 929.013 | 841.5672 | 745.5962
2021-10-08 | 680.033 | 640.4419 | 605.8085 | 595.9361 | 618.1595 | 710.1458 | 806.7841 | 801.2934 | 739.9225 | 669.7017 | 627.3799 | 615.5258 | 640.1107 | 683.6139 | 748.3928 | 843.979 | 911.5448 | 974.579 | 1018.8994 | 996.6666 | 955.6899 | 912.2259 | 855.7118 | 766.6863
2021-10-09 | 694.8768 | 647.9435 | 611.8814 | 596.0017 | 595.626 | 625.6112 | 670.1269 | 684.1261 | 659.8482 | 612.711 | 582.9189 | 554.3948 | 532.9852 | 528.6716 | 582.2711 | 694.9886 | 824.031 | 927.1293 | 987.8743 | 959.1718 | 931.9097 | 892.5616 | 843.467 | 763.3011
2021-10-10 | 695.959 | 649.6083 | 616.1557 | 596.5049 | 592.4272 | 607.7108 | 633.6067 | 644.3341 | 635.879 | 602.6235 | 572.9865 | 566.9313 | 566.571 | 574.3602 | 623.0596 | 707.602 | 838.9757 | 939.2431 | 1021.6166 | 998.4157 | 975.8711 | 922.9598 | 842.9582 | 741.748
2021-10-11 | 679.4625 | 630.4701 | 601.5625 | 596.0161 | 620.852 | 721.8975 | 825.6566 | 828.9089 | 770.5598 | 706.7165 | 689.6601 | 666.5421 | 676.3371 | 704.5049 | 722.7262 | 826.3848 | 927.8568 | 1005.9387 | 1079.917 | 1060.6436 | 1010.6203 | 942.5969 | 857.9104 | 753.4329
2021-10-12 | 686.2843 | 641.6984 | 609.6165 | 599.9781 | 624.9291 | 723.8854 | 826.6219 | 825.2217 | 779.5 | 736.2177 | 699.7522 | 699.4772 | 734.7138 | 777.6904 | 794.2157 | 849.7898 | 941.7535 | 1004.8571 | 1061.2688 | 1053.7044 | 1007.8339 | 936.4617 | 849.3813 | 747.3657
2021-10-13 | 667.3816 | 632.8043 | 599.1884 | 590.7742 | 613.2893 | 709.1166 | 808.957 | 819.3992 | 778.1126 | 740.5686 | 710.1578 | 709.962 | 735.8221 | 729.6688 | 753.9795 | 812.8566 | 913.6757 | 985.5108 | 1043.6349 | 1024.3804 | 978.9293 | 923.6901 | 846.2778 | 744.6748
2021-10-14 | 672.0295 | 632.0382 | 601.6166 | 593.9352 | 616.9457 | 713.8417 | 813.3559 | 806.1587 | 749.0632 | 692.334 | 690.1305 | 688.9393 | 688.2961 | 722.9995 | 767.1269 | 848.6973 | 921.819 | 989.2517 | 1041.5976 | 1034.8748 | 992.6659 | 931.7605 | 844.6816 | 747.003
2021-10-15 | 683.9007 | 644.3074 | 609.5451 | 599.5423 | 621.7752 | 715.2909 | 812.9624 | 843.7914 | 842.5289 | 784.4111 | 734.3668 | 696.8621 | 705.9766 | 717.3251 | 760.9604 | 849.0512 | 933.1409 | 984.8785 | 1024.8131 | 1001.4283 | 960.3578 | 918.0663 | 859.4279 | 771.1396
2021-10-16 | 695.5292 | 648.4214 | 612.283 | 596.4025 | 595.6423 | 625.6901 | 670.2113 | 691.9545 | 676.5312 | 639.9766 | 605.8613 | 586.7349 | 587.3781 | 586.9885 | 630.6495 | 733.7722 | 851.2828 | 937.9053 | 988.0371 | 960.0136 | 932.4623 | 892.9859 | 844.0426 | 762.5158
2021-10-17 | 698.6255 | 652.2917 | 618.9752 | 599.1414 | 595.1026 | 611.306 | 637.4346 | 660.3413 | 664.0097 | 650.1144 | 623.273 | 578.6853 | 576.1264 | 604.7182 | 651.5948 | 750.0004 | 859.6564 | 957.0382 | 1028.1022 | 1003.3462 | 980.3093 | 927.374 | 846.9725 | 745.6515
2021-10-18 | 675.9456 | 624.9174 | 595.187 | 589.5595 | 613.1358 | 710.0536 | 812.1254 | 820.1936 | 765.6303 | 719.9953 | 717.7088 | 677.651 | 672.523 | 713.3822 | 712.637 | 786.5087 | 905.857 | 986.3101 | 1063.2739 | 1046.4551 | 998.6549 | 932.795 | 847.8366 | 744.1503
2021-10-19 | 669.2337 | 624.687 | 591.4657 | 583.2036 | 608.0431 | 703.2883 | 804.7646 | 796.5123 | 742.3185 | 687.8591 | 670.7763 | 660.1111 | 655.7722 | 680.1067 | 718.2624 | 810.6609 | 893.3185 | 975.0547 | 1030.9569 | 1030.2503 | 983.2986 | 911.7258 | 822.6688 | 723.143
2021-10-20 | 670.7821 | 636.4901 | 603.819 | 595.0588 | 617.6113 | 713.8373 | 814.8953 | 840.7777 | 785.0004 | 727.0805 | 695.5506 | 659.732 | 642.63 | 675.2976 | 729.481 | 811.0397 | 920.074 | 997.7664 | 1049.1025 | 1027.9603 | 984.9903 | 930.5546 | 851.3787 | 747.0231
2021-10-21 | 668.5858 | 629.7459 | 599.3032 | 591.763 | 614.7286 | 710.5722 | 809.9911 | 810.4161 | 750.129 | 688.7379 | 656.5105 | 633.5232 | 647.1667 | 662.4395 | 701.2274 | 802.3932 | 900.5312 | 986.5706 | 1036.4196 | 1030.9179 | 988.8673 | 928.5878 | 840.3977 | 741.3286
2021-10-22 | 669.5349 | 630.4975 | 595.1543 | 586.3418 | 608.4195 | 699.1315 | 796.3042 | 798.2398 | 748.1899 | 675.5415 | 637.9079 | 610.3176 | 619.4725 | 645.3202 | 692.0692 | 800.693 | 886.474 | 968.8277 | 1002.6523 | 985.9161 | 943.8548 | 899.6127 | 839.6858 | 747.4582
2021-10-23 | 689.2223 | 643.3599 | 606.937 | 591.3021 | 590.862 | 620.0073 | 664.2242 | 688.4262 | 679.656 | 674.8017 | 675.6817 | 663.5705 | 657.2582 | 646.8789 | 678.9818 | 762.5322 | 855.1103 | 939.4021 | 981.0485 | 953.1687 | 926.1854 | 885.7785 | 837.3986 | 760.4659
2021-10-24 | 689.3112 | 643.5374 | 610.2991 | 591.0295 | 587.0024 | 602.2545 | 629.1801 | 650.3132 | 652.1454 | 610.9071 | 571.6529 | 569.6448 | 563.2468 | 589.011 | 675.3284 | 767.2048 | 860.9466 | 949.3907 | 1017.4872 | 992.9842 | 967.1229 | 912.2927 | 832.3139 | 731.2883
2021-10-25 | 668.0636 | 617.197 | 587.7549 | 582.6284 | 606.1348 | 702.275 | 805.9598 | 811.4799 | 747.0309 | 681.2485 | 638.7507 | 653.4596 | 674.9597 | 727.4473 | 740.4611 | 834.6222 | 911.7996 | 988.3987 | 1056.7849 | 1038.3088 | 987.8624 | 919.1927 | 834.7959 | 735.3362
2021-10-26 | 673.3773 | 628.2891 | 595.9109 | 587.2978 | 612.2283 | 708.7438 | 811.8678 | 808.6186 | 753.7016 | 688.331 | 657.4031 | 633.3822 | 650.8606 | 688.6257 | 710.6616 | 814.118 | 916.6716 | 991.9496 | 1043.5274 | 1037.5877 | 988.0185 | 914.4911 | 826.7366 | 726.3367
2021-10-27 | 650.1501 | 615.3404 | 581.1747 | 573.8899 | 596.268 | 689.3952 | 790.7854 | 795.1534 | 733.9345 | 675.7027 | 648.4991 | 636.7946 | 638.153 | 671.5158 | 727.2004 | 821.2605 | 910.352 | 967.1984 | 1012.8833 | 1001.3856 | 953.5658 | 896.5168 | 817.9315 | 716.0693
2021-10-28 | 659.7558 | 620.6046 | 590.0766 | 583.2545 | 606.2528 | 701.4464 | 801.9523 | 811.4936 | 757.0222 | 714.9701 | 670.05 | 632.8699 | 670.6913 | 725.8118 | 784.3893 | 859.4185 | 929.1518 | 979.3294 | 1020.3126 | 1016.545 | 975.2599 | 916.1596 | 832.0576 | 731.536
2021-10-29 | 674.1242 | 635.2992 | 600.559 | 591.2433 | 613.5032 | 705.6839 | 804.9701 | 822.9918 | 804.6863 | 763.4444 | 746.5427 | 727.5345 | 722.8685 | 710.6055 | 760.5747 | 848.6639 | 924.9614 | 982.3734 | 1009.4484 | 991.0613 | 948.9329 | 903.5231 | 844.7958 | 754.0664
2021-10-30 | 681.5846 | 635.6 | 599.2043 | 584.2867 | 583.42 | 612.2353 | 658.6286 | 691.4716 | 677.0998 | 665.1259 | 654.0633 | 614.1485 | 612.0675 | 613.5893 | 655.669 | 758.6681 | 861.3959 | 926.4587 | 966.4753 | 944.0865 | 913.4898 | 873.879 | 823.5063 | 742.7171
2021-10-31 | 684.0021 | 642.1245 | 608.8783 | 589.91 | 586.0522 | 601.6299 | 627.9823 | 662.8704 | 685.2329 | 653.8544 | 618.2775 | 564.4632 | 571.9069 | 586.6352 | 646.9042 | 726.4015 | 840.0658 | 942.0619 | 1006.3532 | 988.9962 | 960.6679 | 907.9531 | 827.4082 | 728.298
2021-11-01 | 673.8659 | 621.2443 | 592.9005 | 585.4395 | 617.8723 | 731.2211 | 838.1332 | 842.6747 | 775.0702 | 721.5884 | 702.2589 | 682.0951 | 689.4595 | 694.6193 | 726.5009 | 849.1992 | 936.6934 | 1012.872 | 1087.319 | 1051.471 | 995.2352 | 928.5085 | 848.1065 | 746.5449
2021-11-02 | 682.0495 | 632.6431 | 601.6147 | 590.277 | 623.9095 | 737.4059 | 844.6354 | 866.4355 | 798.2499 | 722.013 | 684.687 | 651.7109 | 655.2654 | 653.987 | 693.697 | 801.0812 | 931.5487 | 1019.3308 | 1074.5484 | 1051.4827 | 996.5233 | 924.156 | 840.0351 | 741.6229
2021-11-03 | 668.0118 | 627.2404 | 596.7633 | 586.3171 | 617.8552 | 729.0099 | 835.4867 | 838.431 | 781.0717 | 716.3181 | 685.1052 | 668.8938 | 650.8898 | 656.2565 | 721.8292 | 838.8444 | 939.6839 | 1016.9984 | 1065.6914 | 1028.5899 | 974.3163 | 920.3176 | 846.1366 | 743.8109
2021-11-04 | 667.4188 | 623.5879 | 594.4519 | 585.1779 | 617.1579 | 728.9997 | 834.1317 | 845.9291 | 782.0355 | 740.5102 | 710.1553 | 679.9317 | 676.1974 | 682.061 | 730.3727 | 820.6352 | 922.5625 | 1001.8119 | 1055.4344 | 1032.1752 | 980.8521 | 921.4835 | 836.8054 | 743.1148
2021-11-05 | 671.8667 | 627.0808 | 592.7308 | 581.933 | 613.0962 | 720.2921 | 823.2439 | 847.8705 | 825.6454 | 784.8116 | 737.9724 | 697.3544 | 669.6811 | 651.5154 | 710.1833 | 804.3792 | 903.5272 | 988.4008 | 1024.9264 | 990.4682 | 941.2771 | 894.1734 | 838.9819 | 749.7525
2021-11-06 | 686.0906 | 633.0111 | 597.4263 | 580.2667 | 587.112 | 627.6789 | 677.6938 | 709.1775 | 681.433 | 642.6092 | 604.1064 | 563.3754 | 549.122 | 545.289 | 592.313 | 704.0661 | 831.0436 | 936.1757 | 988.1537 | 947.3201 | 912.7062 | 872.9999 | 827.0338 | 750.8086
2021-11-07 | 685.775 | 633.8033 | 600.6621 | 579.3891 | 582.598 | 608.1256 | 638.4814 | 663.7636 | 666.7056 | 650.3859 | 660.3961 | 641.3427 | 632.4047 | 648.5639 | 703.6583 | 759.2729 | 859.3811 | 951.3038 | 1022.7144 | 985.1937 | 952.7914 | 901.8202 | 828.4317 | 730.6473
2021-11-08 | 659.9944 | 603.3346 | 573.8928 | 567.8669 | 600.0715 | 709.969 | 816.9155 | 830.1689 | 763.7969 | 672.6225 | 650.1823 | 639.0921 | 646.2552 | 638.5573 | 693.0344 | 801.8766 | 908.6502 | 985.6758 | 1057.674 | 1029.2878 | 970.1268 | 902.2689 | 819.7898 | 722.1402
2021-11-09 | 653.9639 | 603.2763 | 570.1139 | 561.1119 | 594.3359 | 701.9998 | 807.8968 | 815.7871 | 740.7299 | 667.0017 | 631.0796 | 597.7544 | 606.1698 | 609.2549 | 678.1612 | 790.7798 | 895.9637 | 965.7928 | 1024.4732 | 1009.8006 | 952.7233 | 881.3402 | 794.33 | 699.4357
2021-11-10 | 645.0418 | 602.2427 | 568.1778 | 559.8513 | 590.9044 | 696.5979 | 800.3466 | 814.9655 | 770.2209 | 714.7538 | 682.7787 | 648.1224 | 652.9797 | 658.5043 | 705.1056 | 787.562 | 889.88 | 968.9185 | 1018.795 | 991.4313 | 935.4125 | 878.6032 | 803.6585 | 709.1024
2021-11-11 | 664.1178 | 620.482 | 585.6454 | 564.5725 | 580.0234 | 625.7246 | 667.1315 | 676.8047 | 672.2794 | 648.4453 | 634.9365 | 597.9184 | 610.6547 | 621.9352 | 670.6735 | 753.8626 | 840.4593 | 923.07 | 966.8212 | 942.3854 | 900.3167 | 865.274 | 785.5182 | 700.6233
2021-11-12 | 658.4558 | 613.4761 | 579.3275 | 569.3993 | 600.397 | 705.1151 | 803.6578 | 822.4071 | 775.2966 | 706.625 | 668.2096 | 626.6973 | 622.0661 | 639.1955 | 689.8761 | 784.5554 | 886.2473 | 965.0036 | 1002.9101 | 971.2813 | 921.6117 | 874.6073 | 820.5179 | 736.7825
2021-11-13 | 677.1385 | 624.3648 | 587.9709 | 571.5765 | 578.3662 | 617.2156 | 665.8179 | 698.0151 | 672.2351 | 641.6465 | 591.0717 | 550.6264 | 559.366 | 542.6754 | 587.348 | 702.5218 | 815.1277 | 922.487 | 973.5468 | 936.3248 | 901.9642 | 861.0005 | 813.4111 | 736.988
2021-11-14 | 684.2955 | 632.5093 | 599.1625 | 577.969 | 581.0407 | 606.4067 | 636.1411 | 668.1814 | 663.7149 | 599.3408 | 556.1632 | 518.9576 | 526.9105 | 499.606 | 577.6077 | 717.0325 | 862.6694 | 945.7566 | 1019.0309 | 983.1904 | 950.5359 | 899.3353 | 820.9009 | 725.2558
2021-11-15 | 671.5806 | 614.6673 | 585.7967 | 578.8915 | 611.2667 | 723.3614 | 830.7168 | 855.2906 | 805.4207 | 733.5874 | 712.1426 | 696.4754 | 700.3517 | 698.899 | 774.681 | 854.4501 | 943.6804 | 1010.7457 | 1076.8055 | 1043.8 | 986.0164 | 919.7633 | 838.0048 | 737.8502
2021-11-16 | 665.0769 | 615.1835 | 582.9057 | 572.9128 | 606.263 | 716.3463 | 822.8771 | 843.2377 | 780.7688 | 723.653 | 703.1451 | 702.0627 | 715.5246 | 712.8052 | 752.6903 | 841.0335 | 929.7983 | 989.0781 | 1043.463 | 1026.4652 | 969.7209 | 899.6885 | 814.1064 | 716.0323
2021-11-17 | 650.0116 | 610.764 | 577.8178 | 568.7729 | 600.1005 | 707.5833 | 813.7915 | 842.3366 | 780.5709 | 725.0294 | 725.1285 | 699.8109 | 722.2949 | 729.1064 | 777.7479 | 842.2774 | 931.3814 | 989.5596 | 1036.5568 | 1006.3102 | 950.6668 | 893.8541 | 823.8873 | 723.1713
2021-11-18 | 657.2051 | 612.3349 | 582.0263 | 573.5585 | 605.1354 | 714.3114 | 818.0242 | 844.5169 | 800.5603 | 726.3072 | 679.9797 | 643.6249 | 660.1074 | 661.4692 | 732.91 | 834.6956 | 914.0954 | 986.5036 | 1034.4783 | 1014.4894 | 963.2147 | 904.4692 | 819.5708 | 725.7144
2021-11-19 | 668.2151 | 623.8922 | 589.2495 | 579.0569 | 610.0966 | 716.3993 | 819.1497 | 850.1364 | 825.7356 | 779.1895 | 733.473 | 707.6325 | 716.74 | 723.3222 | 796.0403 | 867.4747 | 934.8377 | 988.3558 | 1020.5983 | 984.7376 | 936.4176 | 888.7868 | 841.1439 | 750.5739
2021-11-20 | 686.1997 | 633.4308 | 597.6485 | 580.3691 | 587.2408 | 627.847 | 677.2079 | 735.5271 | 734.1758 | 686.1866 | 695.7279 | 678.8227 | 677.7479 | 657.7508 | 720.6867 | 800.9582 | 884.1753 | 951.7978 | 990.2947 | 951.1208 | 915.6292 | 879.6453 | 833.5667 | 754.6673
2021-11-21 | 685.2014 | 633.1815 | 599.7615 | 578.6242 | 581.6865 | 607.0778 | 637.6746 | 689.0933 | 713.5544 | 690.3689 | 684.8618 | 675.5071 | 675.2757 | 635.0193 | 685.4855 | 775.5409 | 877.63 | 953.2795 | 1023.1322 | 985.604 | 954.2093 | 907.4792 | 828.0633 | 729.7794
2021-11-22 | 667.3894 | 610.7523 | 581.5536 | 574.9647 | 607.1461 | 718.1386 | 826.0423 | 866.1853 | 840.2291 | 792.0317 | 761.5017 | 759.2959 | 745.6718 | 737.4559 | 762.0673 | 844.1276 | 944.5206 | 1002.5498 | 1071.2219 | 1046.1937 | 987.3028 | 919.6967 | 836.8217 | 735.8013
2021-11-23 | 657.9537 | 607.2512 | 574.2456 | 564.9734 | 598.1937 | 706.5316 | 812.6314 | 845.4004 | 829.2409 | 782.2698 | 721.5282 | 690.152 | 691.0161 | 714.2743 | 744.8729 | 823.7774 | 910.9923 | 976.5043 | 1028.3839 | 1014.0259 | 958.1569 | 885.9978 | 805.7165 | 708.8964
2021-11-24 | 634.638 | 592.2012 | 557.5845 | 550.0071 | 581.0009 | 684.4745 | 788.0329 | 820.2266 | 768.4662 | 709.4254 | 680.3659 | 678.2479 | 711.1918 | 721.2592 | 733.8556 | 821.1286 | 899.3274 | 952.13 | 1002.4338 | 977.9599 | 923.0807 | 872.8501 | 796.594 | 696.8795
2021-11-25 | 637.7386 | 592.9538 | 561.5603 | 554.9789 | 587.001 | 694.0443 | 797.5254 | 824.5449 | 786.6754 | 718.8128 | 684.3501 | 667.0974 | 692.834 | 689.7011 | 721.5788 | 799.6691 | 891.0134 | 956.1372 | 1004.3053 | 990.9749 | 937.6574 | 884.2489 | 797.9187 | 701.4168
2021-11-26 | 673.4064 | 629.6513 | 590.9664 | 567.6317 | 582.4049 | 624.7674 | 665.4852 | 694.1809 | 727.7402 | 703.1018 | 659.6836 | 633.302 | 619.105 | 607.8831 | 662.9642 | 768.3495 | 845.072 | 921.0193 | 949.7293 | 911.5382 | 871.2926 | 844.4022 | 791.4357 | 716.8146
2021-11-27 | 669.223 | 616.7627 | 580.0095 | 564.071 | 570.6901 | 607.1663 | 654.437 | 710.0433 | 713.0501 | 699.3653 | 680.3995 | 641.4126 | 633.4516 | 620.4316 | 668.7928 | 746.9018 | 840.942 | 917.2404 | 961.0824 | 926.277 | 890.2354 | 848.4173 | 804.4507 | 729.6303
2021-11-28 | 673.5414 | 622.0022 | 588.1345 | 567.7712 | 570.7749 | 593.1592 | 621.6144 | 669.3869 | 681.4523 | 659.3982 | 647.1148 | 621.1179 | 589.9048 | 568.8984 | 649.0478 | 734.9107 | 847.1974 | 931.5936 | 1003.1867 | 970.3604 | 937.7158 | 885.4476 | 806.9737 | 711.9644
2021-11-29 | 656.4689 | 599.9782 | 570.322 | 564.7935 | 597.0143 | 705.7685 | 812.0392 | 850.6967 | 793.8663 | 730.8489 | 706.7593 | 684.6845 | 691.6968 | 709.4239 | 755.5699 | 842.3383 | 924.2576 | 980.6216 | 1050.2759 | 1023.0392 | 964.8921 | 897.6862 | 814.7689 | 717.292
2021-11-30 | 656.4509 | 605.3916 | 572.7835 | 563.7825 | 597.3318 | 704.6902 | 809.7243 | 851.3181 | 832.0709 | 790.2226 | 757.7827 | 730.9958 | 752.2019 | 764.6538 | 768.1664 | 804.0006 | 902.9304 | 973.9213 | 1026.5143 | 1013.0088 | 956.4893 | 889.5156 | 804.5586 | 707.7022
2021-12-01 | 628.6401 | 586.3685 | 550.9027 | 539.8708 | 567.9774 | 654.1895 | 744.8056 | 772.5096 | 721.923 | 685.8688 | 658.996 | 629.377 | 614.2273 | 628.4558 | 641.1997 | 730.4062 | 822.5387 | 901.3153 | 958.8253 | 946.842 | 909.9464 | 861.8427 | 797.4168 | 703.6706
2021-12-02 | 624.6905 | 580.5243 | 547.7192 | 537.7815 | 566.3726 | 652.7735 | 742.1515 | 777.1999 | 745.7971 | 717.8128 | 692.9439 | 648.4808 | 667.0295 | 664.4813 | 682.1355 | 723.8082 | 805.2979 | 885.769 | 946.6545 | 951.781 | 923.0939 | 868.367 | 789.1238 | 698.812
2021-12-03 | 637.5844 | 593.6771 | 556.8842 | 544.8297 | 573.0908 | 657.3093 | 745.7117 | 771.876 | 740.1058 | 670.7355 | 590.3198 | 553.0067 | 557.6454 | 576.2642 | 639.5602 | 742.6575 | 804.0642 | 891.2726 | 936.9597 | 921.1853 | 890.8359 | 847.885 | 798.8102 | 721.3296
2021-12-04 | 651.7874 | 600.764 | 562.7279 | 544.6642 | 550.5304 | 574.7476 | 613.7169 | 664.7855 | 648.5523 | 622.7483 | 594.1456 | 561.0168 | 540.0205 | 545.7654 | 581.9433 | 665.2477 | 760.3195 | 847.6395 | 905.1104 | 885.9757 | 869.0094 | 837.44 | 796.0866 | 722.6326
2021-12-05 | 662.0806 | 611.575 | 576.5747 | 554.4284 | 557.0947 | 569.5194 | 591.874 | 637.7547 | 634.557 | 578.268 | 537.168 | 505.1681 | 486.3949 | 489.4961 | 553.4697 | 636.3358 | 768.6804 | 873.5543 | 949.1546 | 929.7936 | 916.0393 | 872.428 | 802.728 | 716.3238
2021-12-06 | 635.8988 | 581.3447 | 549.7324 | 541.4271 | 570.7248 | 659.379 | 751.9623 | 790.5978 | 732.5947 | 667.3539 | 599.7675 | 578.0624 | 575.8679 | 592.2643 | 634.9996 | 725.7919 | 826.5555 | 903.9467 | 979.9462 | 966.5445 | 929.6202 | 870.6584 | 795.0198 | 707.4758
2021-12-07 | 637.2205 | 587.8459 | 553.0141 | 541.5071 | 571.9703 | 659.6896 | 752.0593 | 790.562 | 744.6667 | 682.9589 | 615.5839 | 596.2621 | 618.5914 | 623.078 | 654.8771 | 723.2871 | 819.6317 | 898.9624 | 958.3914 | 959.5899 | 921.9442 | 859.7776 | 786.9576 | 698.1666
2021-12-08 | 629.5917 | 587.2913 | 551.9169 | 540.8876 | 569.1815 | 655.6303 | 745.8578 | 785.3633 | 756.4007 | 724.2344 | 693.2623 | 696.2627 | 681.4699 | 701.6684 | 716.8433 | 767.0987 | 840.0168 | 904.6446 | 959.269 | 954.2536 | 918.4307 | 869.0488 | 798.6524 | 704.302
2021-12-09 | 636.9922 | 592.5697 | 560.6318 | 549.7447 | 578.5344 | 667.228 | 756.3851 | 791.7552 | 749.6037 | 707.0964 | 661.66 | 624.1059 | 646.4832 | 659.235 | 699.4091 | 762.9806 | 847.9042 | 912.6272 | 967.4419 | 962.3767 | 938.7177 | 885.8281 | 806.793 | 715.6886
2021-12-10 | 648.487 | 604.2293 | 568.1736 | 555.2443 | 583.6148 | 669.7838 | 758.2395 | 800.2555 | 770.8697 | 717.6106 | 659.1669 | 641.2298 | 643.4353 | 650.9219 | 700.3459 | 767.6393 | 838.3942 | 915.8842 | 957.1294 | 937.0737 | 906.3733 | 864.5023 | 820.0997 | 736.5481
2021-12-11 | 665.7293 | 614.5237 | 577.5819 | 558.5665 | 564.6564 | 591.5833 | 631.4484 | 685.1177 | 670.6718 | 657.3384 | 613.7288 | 573.0792 | 550.3691 | 527.0733 | 574.211 | 682.694 | 795.721 | 878.2682 | 932.0191 | 906.3016 | 888.0707 | 853.564 | 811.2645 | 741.946
2021-12-12 | 662.3908 | 611.8864 | 576.896 | 554.71 | 557.374 | 569.7151 | 592.1357 | 641.9619 | 641.568 | 607.4057 | 568.7042 | 556.9601 | 561.5785 | 561.8129 | 603.2289 | 678.9194 | 785.5441 | 876.6758 | 953.5808 | 932.836 | 919.8924 | 874.3452 | 808.4512 | 717.4541
2021-12-13 | 640.7907 | 586.0149 | 554.6158 | 545.8933 | 575.2437 | 664.7741 | 757.6747 | 796.4826 | 749.2278 | 676.4379 | 624.0896 | 603.0177 | 604.9706 | 601.4369 | 631.0401 | 710.7658 | 819.4807 | 909.8577 | 990.6042 | 974.5443 | 938.0745 | 876.9769 | 801.4451 | 716.2811
2021-12-14 | 635.8559 | 586.481 | 551.4662 | 540.0723 | 570.5011 | 657.8823 | 750.2493 | 787.0495 | 740.6598 | 689.0074 | 628.912 | 591.7454 | 580.7544 | 597.1527 | 622.2137 | 708.1741 | 801.0275 | 896.0794 | 960.9047 | 959.4562 | 922.7788 | 857.8966 | 778.8543 | 692.6316
2021-12-15 | 632.9772 | 590.6745 | 555.334 | 544.0862 | 572.3267 | 659.3729 | 751.1143 | 792.7711 | 749.9977 | 685.5644 | 635.9536 | 605.6822 | 591.5902 | 585.9952 | 615.1201 | 707.9255 | 809.62 | 907.268 | 966.6543 | 950.7081 | 915.6606 | 865.065 | 803.664 | 709.0349
2021-12-16 | 639.7654 | 595.0776 | 563.5334 | 552.5813 | 581.5442 | 670.6859 | 761.7725 | 800.8751 | 744.444 | 677.8945 | 621.8396 | 592.9616 | 595.7607 | 603.2071 | 626.1311 | 726.1902 | 826.7782 | 913.4229 | 974.6495 | 968.0237 | 935.6143 | 881.9945 | 807.0594 | 719.4066
2021-12-17 | 644.1879 | 600.2135 | 563.6639 | 551.1312 | 579.444 | 664.6866 | 754.1003 | 802.4518 | 762.7306 | 692.5545 | 635.4808 | 606.745 | 611.5006 | 599.6546 | 647.171 | 723.7047 | 816.3456 | 901.3604 | 949.459 | 931.8204 | 901.2098 | 858.6954 | 812.8067 | 730.5652
2021-12-18 | 666.5991 | 615.0037 | 577.9492 | 558.9419 | 565.149 | 592.2068 | 632.6977 | 692.6646 | 685.895 | 662.8289 | 633.6375 | 603.4183 | 584.2756 | 577.5044 | 602.8757 | 697.3597 | 793.4056 | 879.3527 | 932.2313 | 906.1938 | 888.8414 | 859.1341 | 816.8368 | 742.3432
2021-12-19 | 669.4199 | 618.6544 | 584.1168 | 561.3264 | 564.2055 | 577.8203 | 601.2358 | 659.9531 | 683.8848 | 662.7112 | 593.8261 | 562.8543 | 584.6177 | 626.4674 | 624.8861 | 687.9887 | 797.4327 | 881.8946 | 965.1727 | 943.9582 | 930.0865 | 890.6753 | 818.3814 | 726.4314
2021-12-20 | 642.9858 | 588.1477 | 556.7912 | 547.9706 | 577.464 | 667.7736 | 762.0386 | 813.2386 | 784.5138 | 749.8992 | 724.2252 | 662.8704 | 646.9328 | 671.0154 | 703.9108 | 761.6765 | 845.2456 | 917.321 | 995.1161 | 980.1407 | 943.5799 | 887.8296 | 812.1365 | 718.6163
2021-12-21 | 645.9802 | 596.0527 | 561.8275 | 549.6534 | 580.306 | 669.3629 | 763.2186 | 805.1297 | 758.0139 | 693.3522 | 626.9477 | 596.6309 | 610.9104 | 616.9864 | 626.232 | 706.1244 | 809.5968 | 909.3407 | 976.5755 | 971.1533 | 935.8445 | 871.754 | 793.6804 | 704.7883
2021-12-22 | 624.8182 | 582.5779 | 546.7639 | 535.992 | 564.1239 | 649.7604 | 740.4782 | 784.3983 | 734.9845 | 678.2897 | 639.3196 | 618.3595 | 606.8201 | 606.907 | 613.358 | 689.3094 | 794.9181 | 891.2629 | 952.6101 | 939.824 | 901.8986 | 853.8458 | 790.9691 | 697.8868
2021-12-23 | 623.1438 | 579.0227 | 546.1885 | 536.4555 | 565.0757 | 651.5187 | 740.9482 | 778.9713 | 728.3486 | 678.2435 | 618.3889 | 574.1587 | 569.9109 | 562.518 | 598.9745 | 679.147 | 782.4381 | 880.1636 | 946.6256 | 944.9087 | 911.6998 | 857.9049 | 785.9284 | 697.0384
2021-12-24 | 658.0789 | 614.9559 | 574.671 | 550.3953 | 564.7751 | 595.3495 | 631.1086 | 670.6338 | 681.1607 | 647.6609 | 597.9421 | 555.5788 | 552.4823 | 542.1509 | 565.7682 | 664.1411 | 757.8513 | 854.2021 | 902.5219 | 879.5218 | 857.8806 | 839.3674 | 790.5307 | 716.5595
2021-12-25 | 648.8484 | 597.1211 | 559.9241 | 541.6147 | 547.4932 | 571.6653 | 611.5741 | 670.9647 | 654.1407 | 611.1304 | 566.5306 | 543.67 | 540.735 | 546.2414 | 551.8762 | 635.7527 | 743.6746 | 844.5019 | 905.1435 | 882.6017 | 870.5679 | 836.8646 | 791.2533 | 718.1998
2021-12-26 | 642.2033 | 592.3197 | 556.0063 | 535.2749 | 537.9117 | 546.4301 | 567.5413 | 620.5163 | 641.5787 | 641.1392 | 601.3753 | 566.7796 | 556.871 | 567.1018 | 610.2801 | 666.8104 | 763.8375 | 838.5296 | 921.757 | 917.6396 | 903.2386 | 854.1624 | 781.4138 | 690.5439
2021-12-27 | 620.2805 | 566.1262 | 533.4113 | 526.2263 | 555.3095 | 641.0573 | 732.845 | 779.1211 | 718.7753 | 649.5861 | 599.3986 | 589.8679 | 596.0164 | 598.6438 | 612.1056 | 671.5304 | 777.4413 | 869.0508 | 954.5402 | 947.0266 | 909.126 | 847.0418 | 776.9159 | 686.7213
2021-12-28 | 621.378 | 572.3523 | 536.6708 | 526.2713 | 556.5197 | 641.2223 | 732.6763 | 774.901 | 736.1784 | 681.0424 | 649.225 | 632.5305 | 637.4228 | 647.1968 | 640.9658 | 692.9862 | 778.2565 | 867.8459 | 934.5106 | 938.4639 | 904.6897 | 845.933 | 765.5832 | 676.3145
2021-12-29 | 612.8811 | 571.1916 | 534.8311 | 525.1261 | 553.3253 | 636.9423 | 727.3009 | 771.3759 | 722.0422 | 682.5529 | 602.4487 | 562.057 | 559.289 | 549.231 | 577.6059 | 663.0426 | 767.2285 | 861.1031 | 933.0554 | 924.1521 | 887.8659 | 833.7503 | 773.2338 | 681.5503
2021-12-30 | 619.768 | 576.1572 | 543.0096 | 533.4763 | 561.8444 | 647.6478 | 736.9098 | 785.9505 | 746.6345 | 705.4507 | 672.5913 | 638.5445 | 627.3285 | 635.4053 | 653.2028 | 707.3298 | 778.5863 | 871.3808 | 938.2759 | 943.7318 | 915.316 | 858.6459 | 779.968 | 691.1101
2021-12-31 | 640.7515 | 598.2982 | 556.9619 | 534.2177 | 548.0678 | 575.9022 | 610.4277 | 650.239 | 656.1169 | 617.8189 | 551.2453 | 500.7715 | 482.9503 | 469.7419 | 507.1923 | 618.0184 | 715.3825 | 815.366 | 873.776 | 855.7857 | 834.3393 | 817.5803 | 766.5126 | 693.0199
2022-01-01 | 678.7777 | 638.313 | 605.8352 | 589.5565 | 598.0516 | 635.0282 | 706.6913 | 752.4632 | 725.872 | 673.9065 | 604.5498 | 567.2563 | 554.5185 | 564.8791 | 627.4221 | 694.1434 | 826.9559 | 921.2997 | 986.3233 | 968.3691 | 936.6148 | 884.7698 | 830.85 | 747.843
2022-01-02 | 694.8568 | 653.1929 | 622.7609 | 601.7755 | 606.6551 | 632.2771 | 687.6178 | 728.8162 | 739.4704 | 681.9382 | 636.4761 | 617.0589 | 577.1857 | 568.0479 | 629.0988 | 739.1037 | 863.4937 | 957.8627 | 1044.0422 | 1022.4268 | 999.4672 | 932.6091 | 845.5654 | 743.9484
2022-01-03 | 647.5939 | 605.6213 | 578.8292 | 574.8084 | 610.3877 | 720.7369 | 856.8993 | 884.9643 | 829.7928 | 747.4643 | 689.3775 | 662.6041 | 678.7024 | 666.0099 | 674.0965 | 743.3894 | 871.0915 | 965.3532 | 1057.1926 | 1050.2111 | 996.5266 | 916.0069 | 817.569 | 710.7717
2022-01-04 | 631.3001 | 597.7159 | 568.7254 | 561.1945 | 596.9629 | 698.6981 | 829.7879 | 846.7245 | 787.5192 | 707.8004 | 646.6995 | 600.5708 | 584.4494 | 604.8188 | 634.9122 | 708.752 | 828.6921 | 928.1461 | 1006.8222 | 1020.3741 | 971.4289 | 880.8993 | 782.541 | 681.9071
2022-01-05 | 622.3559 | 590.9435 | 559.9787 | 553.1092 | 586.46 | 685.4968 | 813.9844 | 829.5752 | 758.0194 | 683.4043 | 627.2007 | 583.732 | 597.6643 | 602.3969 | 608.8699 | 710.7008 | 823.5316 | 914.1458 | 995.4005 | 995.445 | 948.1976 | 872.5424 | 784.3512 | 684.5245
2022-01-06 | 634.4048 | 600.2625 | 569.2579 | 562.6903 | 596.3241 | 699.163 | 828.1631 | 845.7105 | 783.3871 | 708.74 | 646.3185 | 598.2728 | 600.8154 | 607.913 | 627.8058 | 707.617 | 824.6454 | 920.353 | 999.9803 | 1012.6245 | 963.7448 | 887.3918 | 792.3569 | 694.4656
2022-01-07 | 633.9514 | 601.6294 | 567.5598 | 559.9927 | 593.0608 | 691.7089 | 819.108 | 839.8224 | 795.838 | 708.332 | 639.9019 | 593.0487 | 586.5867 | 588.3211 | 613.4785 | 698.2995 | 806.5001 | 902.7177 | 971.2657 | 969.1724 | 921.338 | 861.3536 | 794.3015 | 700.5798
2022-01-08 | 675.297 | 637.2609 | 603.4129 | 586.9232 | 595.0331 | 631.9178 | 704.7706 | 748.0552 | 721.9187 | 679.6784 | 620.2771 | 579.9582 | 544.33 | 524.9256 | 551.3434 | 657.1361 | 802.6833 | 904.3658 | 982.302 | 965.9412 | 935.6496 | 881.9186 | 823.9277 | 738.8704
2022-01-09 | 659.1806 | 619.4527 | 586.6547 | 568.1084 | 572.6418 | 591.3348 | 643.907 | 678.334 | 672.5837 | 617.9286 | 576.7449 | 541.8436 | 493.7555 | 479.1026 | 522.6354 | 616.8881 | 769.9012 | 883.5907 | 987.225 | 977.9206 | 952.8136 | 884.7216 | 793.0995 | 692.1352
2022-01-10 | 657.7838 | 618.1478 | 591.8273 | 586.7723 | 622.1321 | 733.7107 | 869.6801 | 899.9575 | 842.3654 | 763.1209 | 705.1565 | 658.4352 | 670.1221 | 656.1631 | 669.7419 | 770.7403 | 888.0793 | 979.238 | 1075.8485 | 1062.9846 | 1011.5262 | 931.4933 | 835.7775 | 727.654
2022-01-11 | 653.4361 | 619.1386 | 591.4041 | 582.4151 | 618.3896 | 724.1829 | 856.8751 | 879.0113 | 831.5301 | 756.9879 | 722.1094 | 693.5413 | 673.0475 | 653.0631 | 664.5419 | 723.5823 | 854.5607 | 954.8691 | 1042.5018 | 1047.6014 | 1001.0625 | 911.6682 | 814.0606 | 711.8682
2022-01-12 | 653.8959 | 622.8902 | 592.4017 | 583.3449 | 617.0246 | 721.712 | 852.8042 | 876.8847 | 812.6333 | 726.1519 | 665.9791 | 624.0534 | 611.9555 | 599.5058 | 646.3364 | 736.5937 | 853.3947 | 961.8869 | 1047.0208 | 1036.1692 | 990.1391 | 917.3466 | 830.5382 | 724.8443
2022-01-13 | 654.6785 | 621.4433 | 591.6108 | 583.5714 | 617.5239 | 724.2775 | 854.9542 | 877.4412 | 807.5489 | 723.5796 | 669.2955 | 611.3002 | 589.3218 | 605.4684 | 624.2341 | 721.4922 | 849.6847 | 948.9772 | 1035.6687 | 1039.5489 | 994.4735 | 918.9551 | 822.3104 | 719.9508
2022-01-14 | 665.3308 | 633.5787 | 601.4077 | 591.4792 | 625.0382 | 729.7265 | 859.699 | 892.4021 | 858.2087 | 778.0926 | 703.8716 | 669.2789 | 644.9144 | 640.5216 | 695.045 | 786.3633 | 888.3501 | 961.0112 | 1024.8912 | 1011.4888 | 964.938 | 907.0715 | 840.5318 | 744.9128
2022-01-15 | 663.5062 | 623.1024 | 588.2378 | 572.8516 | 580.6606 | 614.8844 | 686.084 | 727.7231 | 715.4153 | 678.7937 | 616.7868 | 573.8551 | 553.6421 | 542.2092 | 570.0124 | 672.451 | 790.1249 | 882.3742 | 958.4231 | 945.0368 | 915.5675 | 860.7865 | 802.8237 | 719.9056
2022-01-16 | 679.9732 | 640.7482 | 609.5482 | 589.4801 | 594.1939 | 617.1206 | 670.943 | 710.0752 | 728.1163 | 675.9012 | 626.1481 | 580.9466 | 557.544 | 533.7968 | 570.478 | 666.8434 | 816.6464 | 916.4555 | 1022.1574 | 1004.4628 | 980.6749 | 914.8567 | 824.7972 | 721.3443
2022-01-17 | 678.581 | 640.8345 | 610.722 | 591.5868 | 609.8078 | 658.759 | 731.9871 | 757.2476 | 764.2674 | 713.1558 | 681.5126 | 632.1955 | 591.1234 | 596.6373 | 603.9445 | 689.4008 | 814.8536 | 937.4419 | 1029.4409 | 1005.0649 | 965.7313 | 910.4683 | 814.5492 | 719.6817
2022-01-18 | 649.2743 | 614.0177 | 587.7959 | 579.4397 | 615.776 | 721.0691 | 853.4761 | 873.7797 | 816.3327 | 724.6379 | 657.5176 | 605.8977 | 582.8304 | 596.7905 | 604.7117 | 690.933 | 829.3348 | 938.9015 | 1037.4205 | 1044.892 | 997.4054 | 908.9488 | 811.0998 | 708.559
2022-01-19 | 643.3092 | 609.1997 | 581.0532 | 573.2576 | 606.8275 | 709.6702 | 839.8826 | 864.2661 | 800.5683 | 715.9823 | 660.1641 | 606.2333 | 586.4291 | 591.695 | 626.0397 | 711.6002 | 836.2269 | 937.5582 | 1028.9357 | 1020.8428 | 976.7445 | 903.6005 | 816.3033 | 712.232
2022-01-20 | 632.7377 | 599.0152 | 569.6865 | 564.8178 | 598.4162 | 701.501 | 828.0581 | 845.0393 | 807.6701 | 746.3937 | 678.1242 | 661.7873 | 680.4554 | 682.66 | 708.2103 | 778.0743 | 861.2285 | 922.105 | 1004.6883 | 1016.0457 | 968.0841 | 894.9711 | 799.8979 | 697.3186
2022-01-21 | 661.9106 | 628.9122 | 596.3357 | 586.638 | 620.0522 | 723.8393 | 853.329 | 881.7415 | 846.3885 | 778.9189 | 714.4382 | 674.5483 | 647.5476 | 635.5075 | 671.3903 | 764.4892 | 854.1748 | 943.9181 | 1015.236 | 1005.2195 | 958.5433 | 897.9836 | 834.5839 | 738.6977
2022-01-22 | 668.0114 | 629.2825 | 594.667 | 578.6607 | 586.6704 | 622.0202 | 693.6929 | 734.6149 | 725.4986 | 694.0435 | 644.4864 | 579.2368 | 544.9205 | 538.4349 | 551.448 | 644.2903 | 760.2435 | 873.808 | 967.0661 | 952.5815 | 923.0437 | 869.1529 | 812.1256 | 727.8266
2022-01-23 | 635.8268 | 597.7645 | 563.7379 | 546.834 | 551.1658 | 565.9337 | 615.9363 | 641.4504 | 638.8102 | 579.8417 | 505.1713 | 478.9962 | 472.3246 | 491.3945 | 523.4287 | 607.2853 | 736.3438 | 826.5632 | 946.1016 | 945.2468 | 919.7889 | 853.7325 | 761.1035 | 662.3275
2022-01-24 | 620.8722 | 580.7934 | 555.0496 | 552.5121 | 587.2446 | 692.2335 | 824.1066 | 851.2354 | 793.7058 | 719.0246 | 670.1131 | 631.9036 | 623.7795 | 617.725 | 619.7292 | 689.0899 | 796.6448 | 896.6505 | 1011.9381 | 1013.5767 | 960.7029 | 880.1757 | 782.6284 | 678.3482
2022-01-25 | 630.6964 | 597.0222 | 567.9355 | 560.4615 | 596.0924 | 697.6975 | 828.2884 | 845.7694 | 798.6954 | 732.0522 | 663.8836 | 632.9689 | 644.9718 | 646.5477 | 652.4991 | 705.0982 | 803.2662 | 898.2786 | 1005.0234 | 1017.2912 | 969.8039 | 880.9192 | 782.3795 | 681.7774
2022-01-26 | 658.9067 | 626.5821 | 597.4323 | 588.0422 | 621.7653 | 727.342 | 859.3091 | 888.2494 | 826.4586 | 737.7579 | 667.4241 | 612.2145 | 586.8862 | 597.9618 | 623.803 | 724.2379 | 834.654 | 947.5513 | 1054.856 | 1040.9195 | 993.6732 | 923.0026 | 837.3665 | 731.2692
2022-01-27 | 639.5899 | 607.1841 | 578.7229 | 571.615 | 605.5397 | 711.0082 | 841.3189 | 861.4568 | 803.6935 | 725.6322 | 675.3813 | 648.7179 | 651.2641 | 652.5499 | 686.6122 | 773.9352 | 854.6351 | 926.6939 | 1015.521 | 1021.6263 | 975.2594 | 906.0781 | 809.9488 | 707.0148
2022-01-28 | 642.413 | 609.8848 | 576.2976 | 568.0567 | 601.0089 | 701.7573 | 830.5384 | 854.4686 | 801.7381 | 714.0632 | 656.6176 | 642.5014 | 643.5282 | 616.0499 | 614.223 | 701.797 | 802.6127 | 893.8113 | 988.1262 | 979.5228 | 930.7829 | 870.9374 | 805.8326 | 712.0297
2022-01-29 | 660.7065 | 623.701 | 589.8936 | 574.3476 | 582.2793 | 617.5164 | 689.7304 | 735.3896 | 722.5573 | 676.0426 | 623.2254 | 556.6973 | 535.7689 | 523.7082 | 532.5815 | 626.3439 | 767.8348 | 873.4066 | 965.8022 | 948.1878 | 917.2179 | 862.2246 | 804.5158 | 721.7036
2022-01-30 | 668.6666 | 630.5363 | 599.3338 | 580.1978 | 584.8321 | 606.597 | 659.9463 | 693.5233 | 684.5449 | 626.0671 | 559.5897 | 525.4787 | 491.3308 | 489.0941 | 509.0261 | 616.8331 | 754.7112 | 877.4942 | 1010.9352 | 993.4841 | 968.7487 | 901.1625 | 810.6902 | 708.5449
2022-01-31 | 653.2448 | 613.9409 | 588.5207 | 583.6015 | 618.5717 | 729.9999 | 866.0306 | 896.9792 | 846.0405 | 764.2444 | 707.4671 | 660.1384 | 639.929 | 632.5992 | 659.8908 | 738.7345 | 846.0657 | 953.4847 | 1074.6236 | 1059.5359 | 1008.1827 | 927.2516 | 830.391 | 723.8025
2022-02-01 | 645.5044 | 623.3657 | 595.6527 | 582.2609 | 619.1512 | 725.7751 | 840.7827 | 859.9523 | 781.296 | 671.0758 | 621.4714 | 606.8973 | 574.9047 | 583.2254 | 579.1942 | 638.9404 | 762.2637 | 884.1477 | 978.5239 | 1007.0963 | 972.5066 | 887.9698 | 792.8911 | 703.6562
2022-02-02 | 632.8327 | 610.4472 | 578.8535 | 569.1886 | 603.8525 | 706.7671 | 819.4451 | 839.9753 | 768.1051 | 692.8706 | 649.259 | 573.2766 | 500.8725 | 520.7294 | 600.4462 | 652.9342 | 775.2457 | 862.2608 | 955.918 | 974.1854 | 940.5632 | 872.679 | 784.7708 | 695.1792
2022-02-03 | 627.7967 | 609.8549 | 577.4645 | 566.4302 | 601.5965 | 706.1541 | 818.3077 | 842.0983 | 787.6641 | 714.3642 | 655.7639 | 617.3723 | 573.9102 | 568.4355 | 577.7752 | 637.2013 | 760.1752 | 857.6848 | 940.9689 | 975.277 | 941.0383 | 868.9181 | 774.323 | 688.841
2022-02-04 | 629.4285 | 608.9465 | 574.4353 | 562.6457 | 596.9891 | 697.9725 | 808.3923 | 829.2876 | 773.7588 | 698.1675 | 625.0273 | 587.5001 | 577.3669 | 568.4235 | 571.198 | 633.5354 | 741.9112 | 839.8658 | 914.637 | 937.9911 | 902.5236 | 844.2641 | 774.3711 | 692.9209
2022-02-05 | 656.3 | 628.9967 | 594.4769 | 575.8953 | 589.2366 | 636.0868 | 700.7265 | 739.2198 | 700.8357 | 623.7149 | 570.3713 | 515.6381 | 532.3003 | 506.0532 | 504.6794 | 569.8277 | 688.4658 | 817.1502 | 910.9327 | 921.0804 | 901.0063 | 847.5751 | 784.8235 | 712.0909
2022-02-06 | 655.3963 | 629.3978 | 598.1439 | 576.4419 | 586.8018 | 621.2027 | 668.5761 | 701.9362 | 693.9467 | 631.922 | 580.1494 | 565.2723 | 511.7094 | 496.8724 | 499.0742 | 577.6027 | 718.2855 | 838.8052 | 943.5613 | 955.6028 | 940.6648 | 875.8852 | 782.8685 | 694.6523
2022-02-07 | 643.1167 | 615.1171 | 588.8208 | 579.5122 | 615.3867 | 725.8517 | 843.9984 | 870.3437 | 762.8047 | 644.7079 | 579.8861 | 541.6702 | 509.9202 | 525.9474 | 529.7368 | 620.5357 | 752.4654 | 871.5207 | 993.0736 | 1009.2072 | 971.7668 | 895.954 | 799.5913 | 707.5144
2022-02-08 | 640.3816 | 618.6638 | 590.3273 | 577.323 | 614.1503 | 719.8005 | 834.463 | 847.8554 | 758.3832 | 635.0823 | 553.2461 | 524.5322 | 493.5943 | 496.3155 | 527.9747 | 603.463 | 736.4111 | 862.6178 | 967.8017 | 999.8397 | 964.4755 | 880.8709 | 783.2342 | 696.2771
2022-02-09 | 651.779 | 629.3342 | 601.4751 | 587.8161 | 622.8077 | 729.5236 | 843.1917 | 859.4735 | 759.0856 | 651.9114 | 580.9663 | 538.8742 | 504.0814 | 512.5657 | 528.2742 | 613.9645 | 755.4729 | 879.723 | 986.0143 | 1000.0386 | 966.1636 | 898.8654 | 812.4623 | 721.2462
2022-02-10 | 652.2464 | 629.4591 | 601.0382 | 589.6535 | 625.2381 | 734.6145 | 847.3233 | 866.5992 | 802.1245 | 692.8249 | 636.0245 | 572.8944 | 576.7271 | 577.8599 | 592.5435 | 672.5341 | 782.8556 | 886.2341 | 980.3951 | 1005.3052 | 973.9112 | 903.4835 | 807.4097 | 717.7174
2022-02-11 | 637.3645 | 619.6496 | 585.8628 | 573.0604 | 607.3221 | 710.5588 | 820.0213 | 837.6899 | 779.3764 | 681.7003 | 614.1415 | 574.2551 | 549.2088 | 548.2499 | 553.6087 | 608.0258 | 724.5564 | 843.2445 | 930.6349 | 948.9421 | 916.0695 | 857.7629 | 789.4298 | 707.8122
2022-02-12 | 654.9725 | 629.4976 | 596.4952 | 577.6018 | 590.9532 | 637.9383 | 702.6112 | 737.9974 | 686.6517 | 611.9796 | 530.8981 | 477.2249 | 426.0181 | 409.211 | 418.1274 | 532.9644 | 689.6748 | 805.3595 | 911.2022 | 922.8132 | 903.2195 | 849.3477 | 787.293 | 715.5737
2022-02-13 | 665.4481 | 637.288 | 609.0452 | 586.5036 | 597.2229 | 633.5784 | 683.4313 | 718.5915 | 730.9948 | 690.5238 | 658.3441 | 521.9278 | 499.4992 | 509.2637 | 531.5631 | 606.6008 | 737.5786 | 850.6566 | 958.4246 | 970.1316 | 955.4887 | 889.7721 | 799.548 | 709.3382
2022-02-14 | 646.7069 | 619.0823 | 592.6029 | 583.0894 | 619.1799 | 730.2357 | 847.856 | 873.8498 | 814.4149 | 739.055 | 689.6036 | 681.6229 | 662.4715 | 655.864 | 615.6242 | 672.3909 | 782.4939 | 884.5923 | 1000.8797 | 1016.0935 | 977.2187 | 900.9355 | 806.1629 | 713.0784
2022-02-15 | 659.7999 | 636.4318 | 610.5217 | 596.1192 | 633.1884 | 742.7346 | 858.7005 | 878.6185 | 819.2042 | 721.1171 | 622.9815 | 585.3808 | 546.1935 | 568.1564 | 557.2786 | 618.7517 | 744.9142 | 877.6783 | 996.8509 | 1024.2358 | 990.129 | 908.2983 | 813.142 | 723.5995
2022-02-16 | 641.0125 | 617.8486 | 588.5094 | 577.1836 | 612.041 | 716.6357 | 829.4304 | 835.0027 | 753.1208 | 649.5461 | 561.8159 | 522.5133 | 494.4558 | 516.8467 | 535.6767 | 597.716 | 730.749 | 850.8043 | 966.4654 | 984.0216 | 950.2377 | 883.5804 | 796.9272 | 705.9669
2022-02-17 | 637.2011 | 617.6183 | 587.6803 | 575.9797 | 611.2831 | 717.9815 | 831.0218 | 841.7472 | 744.3322 | 660.5358 | 624.6125 | 569.4741 | 528.214 | 535.5063 | 534.5199 | 610.1145 | 733.2857 | 848.5663 | 955.842 | 988.1442 | 954.9949 | 884.4204 | 786.7717 | 698.814
2022-02-18 | 654.1833 | 633.5049 | 603.8874 | 590.201 | 624.7787 | 731.2846 | 843.8419 | 858.3209 | 798.3795 | 688.8963 | 666.3846 | 655.5407 | 631.7529 | 657.0623 | 653.2331 | 701.8704 | 795.9888 | 883.5461 | 958.6516 | 974.0278 | 941.4188 | 883.2816 | 817.8195 | 735.9384
2022-02-19 | 667.6181 | 639.5309 | 605.9304 | 586.4576 | 600.0493 | 649.4109 | 714.7866 | 742.9064 | 711.9806 | 651.499 | 579.134 | 512.6209 | 459.969 | 439.4901 | 476.8996 | 571.5652 | 693.0748 | 822.4538 | 923.5102 | 935.4554 | 915.1624 | 862.2318 | 800.5047 | 727.1054
2022-02-20 | 665.0742 | 639.9972 | 608.5512 | 586.165 | 596.7322 | 633.1377 | 682.5643 | 710.4795 | 681.3441 | 602.3149 | 546.6626 | 510.7871 | 473.1119 | 491.8186 | 514.7215 | 598.9513 | 711.2501 | 830.0863 | 956.453 | 967.1047 | 952.2197 | 889.5725 | 798.5894 | 708.3094
2022-02-21 | 661.2338 | 632.3843 | 604.3365 | 582.8715 | 605.2654 | 662.8053 | 728.7144 | 736.823 | 710.0929 | 632.1341 | 570.4949 | 532.4452 | 489.5396 | 522.4672 | 504.0587 | 583.5053 | 718.5269 | 841.9948 | 951.7723 | 960.0871 | 930.0192 | 878.1389 | 781.4279 | 700.0888
2022-02-22 | 653.1246 | 630.1034 | 603.0159 | 589.5351 | 626.7376 | 734.9952 | 850.3919 | 861.5069 | 776.304 | 691.3681 | 653.5146 | 613.3881 | 589.6384 | 590.0629 | 611.4212 | 677.006 | 788.2048 | 879.6765 | 986.345 | 1016.975 | 982.7256 | 899.556 | 804.477 | 714.052
2022-02-23 | 644.0782 | 621.108 | 592.922 | 580.0547 | 615.037 | 720.2566 | 833.1467 | 842.6988 | 763.91 | 645.0335 | 581.8935 | 535.5841 | 521.4934 | 530.0345 | 572.9234 | 623.0676 | 741.4848 | 857.3597 | 970.9822 | 988.1935 | 956.8387 | 889.4134 | 801.608 | 709.9334
2022-02-24 | 637.21 | 615.466 | 585.1471 | 575.6879 | 610.8275 | 717.6827 | 830.7368 | 838.3286 | 773.1117 | 679.0908 | 609.3192 | 563.5883 | 565.6301 | 586.0469 | 581.9934 | 653.4399 | 743.1902 | 849.4496 | 953.1321 | 989.0754 | 954.448 | 882.2086 | 787.6569 | 699.1687
2022-02-25 | 624.7945 | 606.6278 | 571.9831 | 560.2228 | 594.5588 | 694.8454 | 805.414 | 810.5698 | 744.4897 | 648.2187 | 590.2667 | 554.2929 | 527.4708 | 546.5896 | 619.7989 | 670.9168 | 727.5097 | 820.5492 | 911.6678 | 935.1395 | 896.9416 | 840.2603 | 769.5047 | 689.0183
2022-02-26 | 641.5719 | 617.4651 | 582.7246 | 565.1634 | 578.4011 | 623.1161 | 687.5072 | 710.5416 | 668.6701 | 579.6453 | 516.2077 | 462.526 | 419.9815 | 421.5688 | 418.1487 | 501.7967 | 649.4045 | 780.6031 | 883.3778 | 902.8836 | 882.9417 | 831.273 | 767.4712 | 696.2765
2022-02-27 | 630.8723 | 604.5823 | 573.7386 | 553.8152 | 563.7838 | 593.8546 | 640.5126 | 656.9395 | 605.8668 | 495.1044 | 443.8165 | 419.4216 | 390.3534 | 433.5733 | 472.6773 | 533.0291 | 678.945 | 784.2639 | 905.6972 | 929.7743 | 910.4355 | 842.2988 | 748.7967 | 662.4334
2022-02-28 | 639.6818 | 614.3063 | 586.1901 | 577.2016 | 613.1031 | 723.0626 | 840.0322 | 856.1958 | 798.3076 | 708.2881 | 658.5769 | 648.4374 | 641.7085 | 644.4217 | 678.6994 | 724.0751 | 807.779 | 881.1353 | 987.3278 | 1006.2754 | 967.7113 | 892.4708 | 796.3436 | 706.1574
2022-03-01 | 641.3019 | 604.5409 | 576.9359 | 555.8303 | 588.2741 | 688.5986 | 799.1594 | 832.0623 | 771.9437 | 689.0302 | 625.9855 | 574.7004 | 575.3925 | 554.1961 | 570.222 | 630.6188 | 738.0296 | 855.9327 | 959.1257 | 987.7027 | 942.9297 | 887.2992 | 795.6352 | 701.5703
2022-03-02 | 610.8078 | 584.8053 | 553.8969 | 535.1341 | 565.1832 | 661.9273 | 770.0395 | 795.2319 | 704.1266 | 624.8446 | 582.6296 | 542.3519 | 522.051 | 523.8341 | 503.3445 | 566.5563 | 694.6429 | 813.2182 | 917.2426 | 942.2441 | 892.6553 | 854.3405 | 773.3752 | 674.6448
2022-03-03 | 598.5963 | 571.6121 | 543.3062 | 528.5002 | 559.123 | 654.7049 | 762.1886 | 774.1554 | 691.5299 | 642.7216 | 585.3742 | 493.9721 | 474.9822 | 496.672 | 545.9477 | 608.2773 | 699.1594 | 798.0556 | 900.6516 | 937.1187 | 889.3673 | 849.2822 | 756.5412 | 662.183
2022-03-04 | 614.8049 | 591.9139 | 559.2148 | 539.5037 | 569.12 | 664.1479 | 769.8186 | 804.0298 | 738.2542 | 670.094 | 603.6169 | 561.6225 | 545.858 | 522.8768 | 578.8394 | 656.8676 | 737.1424 | 815.3552 | 897.6341 | 915.1262 | 871.6306 | 841.611 | 780.9352 | 691.5182
2022-03-05 | 625.1127 | 593.0754 | 560.4256 | 535.1908 | 542.9069 | 576.706 | 633.6552 | 665.6346 | 606.0848 | 527.4547 | 469.7438 | 386.8882 | 351.3995 | 327.5892 | 358.8291 | 449.5528 | 586.6 | 740.416 | 859.8804 | 875.3377 | 845.5213 | 817.9179 | 763.63 | 687.3701
2022-03-06 | 637.4957 | 603.0277 | 573.4032 | 543.5253 | 547.706 | 568.1928 | 610.0928 | 641.6288 | 594.7218 | 527.6131 | 457.4652 | 389.3591 | 359.6179 | 345.4905 | 377.479 | 480.3818 | 613.1019 | 770.3696 | 912.2407 | 924.2809 | 904.3158 | 866.7342 | 779.532 | 683.119
2022-03-07 | 623.6408 | 586.6934 | 560.915 | 544.7817 | 574.9222 | 673.1044 | 787.5483 | 808.2534 | 703.5768 | 599.2623 | 529.3723 | 497.5504 | 483.4503 | 498.8196 | 543.9168 | 615.9006 | 735.1459 | 845.8667 | 965.6806 | 984.4313 | 937.5542 | 887.4112 | 797.8442 | 696.8611
2022-03-08 | 624.5307 | 588.2392 | 561.3666 | 540.9205 | 571.4461 | 666.2356 | 779.4531 | 796.9768 | 715.174 | 630.1012 | 566.4044 | 526.5285 | 513.1499 | 553.822 | 574.4375 | 609.0919 | 706.2835 | 805.3006 | 934.5166 | 969.0572 | 929.4389 | 870.7776 | 779.7424 | 684.6361
2022-03-09 | 632.6099 | 605.3616 | 575.6089 | 553.413 | 581.8758 | 680.7877 | 793.4687 | 820.0729 | 734.4359 | 656.9569 | 588.3143 | 537.3748 | 512.7408 | 511.0348 | 549.5151 | 612.3357 | 714.7919 | 838.6661 | 956.3573 | 970.7807 | 927.3115 | 890.3159 | 807.9963 | 706.4326
2022-03-10 | 622.1542 | 593.4762 | 567.3186 | 548.6831 | 577.5342 | 674.8934 | 787.0726 | 795.2023 | 697.7989 | 598.4419 | 568.2808 | 499.8009 | 478.9766 | 478.8231 | 507.8923 | 598.8995 | 699.2818 | 822.8521 | 935.5048 | 968.5082 | 928.9141 | 888.2371 | 794.61 | 696.3198
2022-03-11 | 626.1536 | 600.8806 | 568.0017 | 546.2522 | 574.2305 | 668.5005 | 777.6952 | 807.0451 | 754.0191 | 691.6908 | 631.6622 | 586.3003 | 578.6218 | 543.4249 | 584.9456 | 638.3327 | 723.8616 | 827.7891 | 917.6714 | 930.9772 | 886.7363 | 860.4052 | 797.2674 | 707.1373
2022-03-12 | 650.5607 | 615.6311 | 585.7542 | 557.5852 | 564.792 | 602.2058 | 660.7169 | 704.7484 | 679.5145 | 618.8037 | 567.2017 | 521.3297 | 500.0445 | 456.8242 | 458.316 | 520.0803 | 640.335 | 783.8137 | 902.7729 | 910.3711 | 882.7337 | 857.2802 | 802.9359 | 723.0237
2022-03-13 | 654.9497 | 619.0311 | 589.1775 | 560.025 | 564.3679 | 589.3574 | 632.2031 | 657.6937 | 626.2227 | 561.3019 | 495.0969 | 475.5815 | 434.9729 | 440.3366 | 476.2522 | 560.6887 | 684.0102 | 814.5302 | 944.1849 | 948.8586 | 927.7832 | 891.8891 | 805.2006 | 707.9702
2022-03-14 | 633.8246 | 597.224 | 573.7789 | 555.1878 | 585.2921 | 686.4373 | 801.2459 | 819.2915 | 732.3824 | 652.2951 | 611.1897 | 573.7414 | 557.5853 | 576.1575 | 578.4489 | 653.7678 | 759.8024 | 860.3138 | 983.9168 | 1001.3845 | 953.2025 | 903.9116 | 814.146 | 711.3286
2022-03-15 | 628.057 | 591.368 | 562.9558 | 543.7304 | 574.5289 | 671.1678 | 784.3851 | 790.7221 | 723.5228 | 612.7207 | 543.0288 | 494.4566 | 465.0828 | 471.9291 | 504.4213 | 585.0969 | 679.9677 | 810.7729 | 941.6852 | 975.4475 | 933.0076 | 875.6615 | 784.5615 | 689.7889
2022-03-16 | 602.6455 | 575.7389 | 540.6455 | 523.1274 | 551.8246 | 645.1727 | 756.1814 | 750.2129 | 642.5352 | 552.7278 | 476.9644 | 440.1834 | 425.9299 | 450.5051 | 455.3008 | 519.8931 | 642.1665 | 779.3344 | 905.7844 | 932.2162 | 884.7286 | 845.6382 | 762.0415 | 662.4907
2022-03-17 | 605.6151 | 578.0982 | 549.6104 | 533.0281 | 561.5847 | 656.8638 | 767.9198 | 759.7843 | 654.1705 | 557.1299 | 501.5218 | 438.036 | 429.5287 | 413.2401 | 441.7614 | 529.6884 | 646.2137 | 780.2573 | 910.0126 | 949.9336 | 906.5133 | 862.7677 | 769.8493 | 674.474
2022-03-18 | 603.0179 | 577.6317 | 544.9401 | 524.8497 | 552.7133 | 643.6535 | 751.158 | 751.973 | 677.0037 | 587.7391 | 511.1982 | 456.2874 | 445.5937 | 441.0778 | 487.6762 | 547.0522 | 650.4517 | 771.9157 | 878.628 | 902.0627 | 858.7711 | 829.7064 | 765.0441 | 677.3616
2022-03-19 | 629.423 | 595.2008 | 562.376 | 536.724 | 543.5547 | 576.7105 | 633.9892 | 651.6942 | 605.7638 | 565.4454 | 521.0796 | 483.9735 | 458.8052 | 431.1288 | 456.5417 | 498.1106 | 610.3697 | 742.5725 | 868.8898 | 883.5584 | 853.5986 | 826.7721 | 771.2117 | 693.2059
2022-03-20 | 639.5683 | 604.3334 | 572.8372 | 545.4933 | 549.5973 | 571.769 | 613.7399 | 623.4085 | 600.0293 | 525.7083 | 491.5913 | 445.1753 | 410.3406 | 424.1988 | 476.1525 | 550.5446 | 661.446 | 781.9595 | 914.9137 | 930.2391 | 906.5293 | 868.7151 | 781.5548 | 685.4602
2022-03-21 | 625.7435 | 590.1234 | 566.1081 | 548.0533 | 578.0955 | 678.0253 | 792.8367 | 800.3829 | 714.6952 | 636.0861 | 608.9237 | 557.5256 | 520.0135 | 520.9406 | 535.789 | 617.0407 | 731.112 | 830.8807 | 967.0082 | 990.2889 | 942.4454 | 890.9632 | 801.2451 | 699.8975
2022-03-22 | 637.8355 | 602.7332 | 576.9142 | 554.4249 | 585.1304 | 683.8707 | 797.8127 | 798.4129 | 734.574 | 653.8906 | 613.4205 | 589.7432 | 570.4276 | 563.9838 | 587.2418 | 617.898 | 750.8334 | 843.2594 | 957.6494 | 987.2469 | 947.6189 | 891.5453 | 799.5664 | 704.0274
2022-03-23 | 623.6709 | 596.9451 | 563.2129 | 544.1421 | 573.2892 | 670.0011 | 782.8419 | 775.5222 | 686.0093 | 601.919 | 557.5221 | 515.0034 | 489.3441 | 491.3578 | 520.4696 | 611.3698 | 717.6502 | 825.0481 | 940.7638 | 959.4437 | 913.1548 | 876.1982 | 793.9724 | 693.0163
2022-03-24 | 617.8334 | 589.6493 | 562.9026 | 544.1906 | 572.9058 | 669.2804 | 781.0415 | 770.4902 | 690.6627 | 649.9724 | 600.4481 | 577.1813 | 569.9657 | 558.5323 | 577.5112 | 613.0597 | 701.8001 | 816.1995 | 930.3329 | 964.0691 | 922.784 | 877.2602 | 787.6156 | 690.917
2022-03-25 | 655.7626 | 629.948 | 596.8181 | 560.7475 | 574.3218 | 613.7925 | 666.8601 | 653.5033 | 641.7106 | 608.1629 | 591.8885 | 546.113 | 497.0819 | 487.3295 | 510.4646 | 591.6385 | 692.4271 | 811.7732 | 890.5913 | 895.8092 | 860.9113 | 856.5866 | 793.9855 | 714.4742
2022-03-26 | 653.713 | 621.7478 | 589.295 | 560.6965 | 567.9259 | 606.0035 | 664.9577 | 673.287 | 617.7713 | 551.4699 | 500.4294 | 448.3008 | 413.2221 | 385.3498 | 410.3951 | 494.8051 | 631.1004 | 789.8493 | 916.1722 | 922.0198 | 890.8222 | 861.8254 | 807.9002 | 727.7647
2022-03-27 | 654.9015 | 618.0138 | 589.3948 | 558.3348 | 564.2004 | 589.0613 | 630.0807 | 625.3107 | 573.7221 | 484.3385 | 424.1591 | 365.3338 | 340.44 | 330.5311 | 369.6141 | 458.0259 | 619.6311 | 784.2795 | 939.9171 | 950.8401 | 925.6113 | 890.1302 | 804.3963 | 707.3155
2022-03-28 | 629.9657 | 592.7082 | 565.889 | 550.6877 | 582.4543 | 682.4194 | 793.7926 | 772.1709 | 697.455 | 625.1348 | 596.0117 | 551.6558 | 521.6891 | 518.0688 | 514.9074 | 577.451 | 693.1344 | 832.3234 | 979.115 | 997.9746 | 949.21 | 898.009 | 808.4316 | 707.3059
2022-03-29 | 635.4768 | 597.2509 | 569.9287 | 549.8821 | 582.501 | 679.703 | 788.3515 | 777.7176 | 702.5706 | 615.5219 | 525.7834 | 470.8177 | 449.7456 | 440.7579 | 476.4298 | 557.7265 | 680.8902 | 813.7431 | 952.8741 | 986.0833 | 943.7266 | 887.6043 | 797.2632 | 700.3688
2022-03-30 | 625.6544 | 598.1466 | 565.2593 | 546.1998 | 576.828 | 673.7086 | 783.5582 | 757.6537 | 672.3253 | 573.2826 | 509.2079 | 460.5731 | 443.2123 | 435.6908 | 464.8892 | 531.5194 | 657.9796 | 813.5564 | 943.596 | 966.7298 | 921.0379 | 882.1007 | 798.5134 | 697.1393
2022-03-31 | 632.9326 | 603.7077 | 577.0135 | 558.9344 | 590.1412 | 689.3731 | 798.7265 | 777.4298 | 684.569 | 623.8048 | 607.4966 | 592.6057 | 587.8161 | 563.8062 | 572.2531 | 626.651 | 741.6528 | 859.7377 | 963.1873 | 988.6866 | 947.1542 | 905.1092 | 812.4492 | 713.8041
2022-04-01 | 651.7346 | 625.7256 | 585.1715 | 568.2178 | 598.97 | 690.779 | 789.5422 | 787.416 | 734.661 | 648.9229 | 598.0209 | 549.8867 | 517.051 | 499.9391 | 556.2549 | 645.2929 | 777.3793 | 864.055 | 938.8517 | 953.6092 | 934.0719 | 897.0019 | 824.1609 | 748.3563
2022-04-02 | 666.036 | 632.0204 | 590.3112 | 566.9909 | 577.6066 | 609.7335 | 659.6625 | 677.9965 | 655.4137 | 600.7213 | 552.7795 | 493.9005 | 464.0842 | 449.836 | 505.4876 | 589.7634 | 721.1456 | 826.2991 | 916.248 | 918.1639 | 911.9539 | 877.1477 | 813.4693 | 748.5002
2022-04-03 | 661.7284 | 627.9596 | 588.0586 | 562.6369 | 569.3221 | 586.6879 | 619.722 | 627.7664 | 596.4513 | 517.9895 | 468.2102 | 398.5616 | 382.5029 | 415.3895 | 484.5232 | 596.1636 | 706.7329 | 817.7138 | 938.3017 | 946.2237 | 947.471 | 900.1942 | 802.8597 | 720.1503
2022-04-04 | 639.8094 | 604.3072 | 568.7275 | 556.8128 | 589.7232 | 684.3472 | 789.7881 | 780.4302 | 716.6994 | 636.0512 | 563.4435 | 519.9886 | 501.6018 | 479.9349 | 508.0638 | 615.1751 | 737.2402 | 853.9704 | 970.9196 | 995.8073 | 970.2887 | 909.3317 | 810.8296 | 723.7484
2022-04-05 | 638.0235 | 603.2823 | 564.4867 | 549.4824 | 583.5412 | 674.3704 | 778.4939 | 764.5053 | 675.435 | 602.827 | 535.0194 | 514.4307 | 503.4178 | 455.8191 | 493.2931 | 562.3093 | 710.4207 | 822.5212 | 942.5495 | 978.0063 | 958.4411 | 888.9264 | 786.9917 | 706.8296
2022-04-06 | 630.3632 | 605.3247 | 562.8435 | 549.1395 | 580.0021 | 670.7233 | 770.7879 | 753.6756 | 659.7411 | 586.4611 | 524.8404 | 472.7213 | 455.5135 | 449.1117 | 482.1984 | 561.4988 | 702.1381 | 817.1004 | 934.2941 | 958.8846 | 935.9151 | 884.7384 | 792.1661 | 706.7273
2022-04-07 | 615.4569 | 589.4263 | 551.378 | 539.98 | 571.6899 | 660.4291 | 762.7806 | 757.0176 | 695.6239 | 630.062 | 567.5041 | 518.825 | 537.5524 | 526.4286 | 606.4338 | 672.7829 | 757.5666 | 830.0601 | 913.4393 | 953.8144 | 931.7347 | 876.8214 | 773.1007 | 691.8932
2022-04-08 | 612.7657 | 589.394 | 547.4592 | 531.8945 | 562.1117 | 646.6782 | 740.8648 | 737.6227 | 700.1413 | 614.073 | 539.2901 | 497.2278 | 485.048 | 477.4801 | 505.4281 | 587.5953 | 700.4638 | 782.8911 | 877.5055 | 904.1441 | 880.9855 | 841.8802 | 766.2258 | 693.1125
2022-04-09 | 635.6685 | 603.3637 | 562.0941 | 540.093 | 548.8244 | 575.2281 | 622.8415 | 620.3146 | 584.4325 | 517.2882 | 455.643 | 397.7096 | 392.2431 | 355.9375 | 401.9188 | 490.0265 | 632.0734 | 757.9715 | 862.8719 | 882.2524 | 872.1381 | 835.2333 | 769.5043 | 707.2032
2022-04-10 | 641.3507 | 607.8259 | 568.1057 | 543.175 | 548.8895 | 562.3915 | 591.0305 | 580.8612 | 536.5773 | 473.4324 | 424.5264 | 380.4921 | 359.9556 | 347.5447 | 413.6243 | 517.4721 | 657.6669 | 774.6787 | 902.6392 | 920.9715 | 918.4398 | 868.6784 | 770.4225 | 690.6004
2022-04-11 | 626.7097 | 591.8857 | 558.8665 | 545.8218 | 578.3072 | 670.0902 | 771.588 | 766.8347 | 694.0105 | 593.1917 | 565.4556 | 522.8783 | 488.1632 | 449.7571 | 479.9876 | 580.0047 | 725.3142 | 823.228 | 948.5291 | 979.5208 | 951.5101 | 890.9696 | 790.4707 | 705.3649
2022-04-12 | 623.4167 | 590.5028 | 553.402 | 537.1782 | 569.8744 | 657.5848 | 755.8655 | 728.8564 | 657.1615 | 572.5084 | 493.7397 | 429.2637 | 427.7034 | 410.6689 | 441.1152 | 532.8991 | 657.8609 | 792.4262 | 914.664 | 959.8288 | 937.6501 | 868.8118 | 764.8964 | 687.3186
2022-04-13 | 633.3059 | 609.3919 | 567.1537 | 552.5588 | 583.4351 | 674.9759 | 774.2191 | 759.1599 | 669.0721 | 585.9269 | 492.2457 | 447.382 | 443.9578 | 437.0427 | 502.7427 | 614.4112 | 746.5467 | 834.0086 | 939.1772 | 964.4303 | 940.3239 | 889.6354 | 798.2872 | 711.8069
2022-04-14 | 624.255 | 598.1921 | 560.285 | 548.2077 | 580.0827 | 670.4682 | 768.7907 | 751.4831 | 699.8592 | 613.9561 | 561.2877 | 534.4111 | 534.0291 | 534.6829 | 553.1066 | 634.9047 | 745.5318 | 837.6141 | 923.9452 | 965.3046 | 943.7363 | 888.0429 | 785.2354 | 703.7962
2022-04-15 | 656.0221 | 632.397 | 589.1767 | 558.2596 | 573.9869 | 604.8788 | 644.4367 | 628.7099 | 608.4486 | 563.6639 | 500.1488 | 433.1003 | 409.9744 | 404.2103 | 464.1141 | 551.7791 | 672.0632 | 791.017 | 876.7633 | 884.4753 | 872.7512 | 857.461 | 783.1497 | 719.3162
2022-04-16 | 655.4503 | 620.67 | 579.0649 | 558.4309 | 567.9077 | 598.2081 | 641.8057 | 648.7645 | 615.2808 | 573.7651 | 529.9042 | 484.891 | 472.2322 | 443.4937 | 454.7212 | 540.2639 | 670.6543 | 787.3038 | 877.3416 | 892.9451 | 897.7286 | 861.7978 | 797.2881 | 733.7886
2022-04-17 | 663.249 | 629.1724 | 590.9744 | 565.2778 | 571.4181 | 589.1091 | 603.2442 | 616.9276 | 624.8341 | 574.1039 | 530.071 | 500.2742 | 456.6505 | 452.773 | 496.2519 | 592.8454 | 728.2062 | 825.1794 | 940.4489 | 949.0518 | 951.1094 | 901.5901 | 805.0702 | 723.4588
2022-04-18 | 640.6197 | 605.0682 | 572.0732 | 558.6208 | 590.988 | 684.5844 | 781.4463 | 760.2919 | 666.654 | 582.7099 | 520.5518 | 472.9906 | 455.4073 | 450.5758 | 492.9828 | 582.4808 | 723.1202 | 836.1729 | 969.7285 | 995.9522 | 970.4139 | 908.9657 | 809.9051 | 723.5763
2022-04-19 | 646.4994 | 611.6119 | 574.1861 | 559.1106 | 592.9074 | 685.0313 | 782.1649 | 776.8363 | 739.2957 | 675.9895 | 613.3213 | 553.3334 | 534.814 | 517.4217 | 554.0206 | 629.0535 | 768.0424 | 854.602 | 951.2355 | 989.849 | 971.2333 | 904.2787 | 801.6041 | 720.7267
2022-04-20 | 639.7867 | 614.5184 | 572.5739 | 557.8708 | 589.3041 | 682.1669 | 774.4245 | 766.8809 | 689.7784 | 636.785 | 618.8666 | 581.7639 | 566.8258 | 540.9517 | 573.0299 | 652.465 | 751.3056 | 851.4074 | 948.6658 | 971.6758 | 949.4649 | 899.5884 | 806.6864 | 720.129
2022-04-21 | 632.1481 | 605.104 | 571.4221 | 556.3825 | 587.7886 | 680.4079 | 772.2169 | 760.2953 | 676.6136 | 618.7151 | 576.4822 | 526.7473 | 523.1036 | 534.7895 | 584.8769 | 655.0626 | 762.3158 | 837.654 | 938.6747 | 975.8101 | 955.3079 | 899.631 | 796.5351 | 715.7406
2022-04-22 | 642.1507 | 619.2684 | 576.9166 | 559.0981 | 589.6777 | 680.2377 | 772.1576 | 750.5655 | 705.375 | 600.3516 | 527.8655 | 496.9226 | 519.3973 | 540.9453 | 569.273 | 633.4583 | 747.6173 | 831.878 | 921.2888 | 941.2588 | 920.6324 | 881.4073 | 808.2878 | 733.5779
2022-04-23 | 660.3925 | 630.1605 | 587.4661 | 563.2952 | 572.34 | 603.5608 | 649.0974 | 651.9101 | 618.4725 | 572.5356 | 533.3039 | 484.2232 | 492.2869 | 440.9448 | 462.5879 | 565.4697 | 707.2823 | 801.4473 | 900.6595 | 911.7734 | 904.8129 | 868.6366 | 804.5598 | 741.1234
2022-04-24 | 661.5228 | 630.3923 | 589.3814 | 562.1017 | 567.8818 | 585.6763 | 608.8428 | 590.596 | 592.6574 | 533.8186 | 492.6643 | 459.8314 | 437.9402 | 408.055 | 468.2303 | 579.7458 | 698.0751 | 810.2898 | 931.6236 | 947.2392 | 944.7133 | 896.8261 | 799.9884 | 718.3498
2022-04-25 | 638.677 | 602.8556 | 570.1348 | 557.0462 | 589.2974 | 684.4163 | 785.6441 | 759.823 | 659.4085 | 555.4159 | 504.1624 | 472.57 | 491.1104 | 456.6652 | 504.8441 | 579.2368 | 716.6414 | 831.4006 | 967.7173 | 998.0282 | 969.1982 | 908.4131 | 808.3716 | 722.1877
2022-04-26 | 647.6416 | 611.1102 | 576.4171 | 559.9326 | 594.3937 | 686.4851 | 780.8902 | 754.038 | 685.6576 | 589.3068 | 529.4583 | 491.068 | 502.4154 | 494.0142 | 542.6871 | 616.0099 | 748.3046 | 841.3935 | 953.7334 | 992.7557 | 970.9206 | 901.521 | 799.8578 | 718.9767
2022-04-27 | 634.6092 | 610.3876 | 570.1121 | 554.5718 | 586.6622 | 678.219 | 773.9936 | 747.988 | 676.2758 | 595.607 | 535.9688 | 517.0239 | 531.5554 | 530.115 | 580.4525 | 661.1093 | 770.9726 | 850.4902 | 946.5228 | 971.169 | 941.4902 | 890.302 | 798.9914 | 712.1491
2022-04-28 | 619.4746 | 596.8042 | 559.3412 | 545.1169 | 577.6046 | 667.194 | 755.0674 | 730.6348 | 670.5963 | 593.6912 | 558.0355 | 522.1388 | 514.2436 | 516.5294 | 549.2272 | 609.6952 | 733.2838 | 824.5735 | 916.2477 | 962.1158 | 938.0621 | 882.5767 | 777.6202 | 697.7264
2022-04-29 | 631.0442 | 606.9576 | 563.7852 | 547.4754 | 579.2363 | 666.3817 | 752.7227 | 721.9252 | 660.7233 | 571.6032 | 533.2635 | 471.4249 | 503.053 | 496.4892 | 557.916 | 646.3386 | 742.4473 | 808.9948 | 895.0197 | 927.962 | 901.3165 | 862.4888 | 788.796 | 714.4102
2022-04-30 | 646.7339 | 616.8487 | 573.2402 | 550.9187 | 560.6892 | 589.2196 | 630.6351 | 637.8407 | 618.2767 | 585.0789 | 546.0119 | 481.1685 | 462.3 | 442.395 | 437.2984 | 538.8904 | 662.8235 | 758.0064 | 857.9481 | 878.1083 | 885.5697 | 847.7802 | 783.4066 | 720.403
2022-05-01 | 674.6762 | 627.6657 | 601.0965 | 581.9025 | 587.2823 | 598.4844 | 586.4637 | 559.1967 | 528.9651 | 450.6657 | 429.434 | 387.9341 | 379.6805 | 375.9828 | 455.0066 | 537.9549 | 686.0232 | 801.9974 | 891.7946 | 917.2885 | 913.0886 | 871.6223 | 799.1039 | 715.1492
2022-05-02 | 660.497 | 613.752 | 590.5811 | 583.1844 | 613.3936 | 694.7925 | 775.5878 | 734.9389 | 673.3417 | 594.5585 | 552.9857 | 516.2548 | 523.383 | 514.664 | 550.43 | 613.2064 | 710.5796 | 831.2949 | 938.6594 | 972.8424 | 944.4757 | 889.8104 | 815.9804 | 727.0664
2022-05-03 | 668.7455 | 619.5933 | 595.5368 | 585.4402 | 615.6978 | 696.0282 | 774.099 | 733.7796 | 680.0875 | 618.2952 | 571.0966 | 514.9273 | 519.7258 | 548.185 | 581.6021 | 641.3149 | 740.8007 | 834.6584 | 926.0056 | 967.2909 | 943.2139 | 884.305 | 807.7325 | 725.2857
2022-05-04 | 668.8819 | 631.9414 | 600.9714 | 589.7705 | 618.5827 | 700.8978 | 775.7356 | 745.6884 | 717.9381 | 641.9048 | 586.1833 | 626.3555 | 621.426 | 565.703 | 603.1468 | 682.5649 | 783.6234 | 870.6438 | 931.3061 | 961.1565 | 934.7991 | 890.9745 | 822.7285 | 733.8645
2022-05-05 | 667.3963 | 627.4803 | 604.6175 | 594.298 | 623.5873 | 706.6789 | 784.4477 | 756.6985 | 689.5657 | 619.8174 | 573.9655 | 523.3316 | 525.11 | 518.3066 | 550.5716 | 625.0864 | 733.5486 | 844.8392 | 932.9836 | 972.4009 | 948.6812 | 901.6578 | 824.7911 | 737.248
2022-05-06 | 669.4654 | 629.1139 | 600.7508 | 591.0536 | 619.6178 | 700.2669 | 773.1749 | 743.4534 | 671.4566 | 586.5328 | 494.3844 | 454.337 | 472.9041 | 476.1272 | 521.4989 | 612.0591 | 708.6008 | 828.1056 | 901.2217 | 932.912 | 907.2408 | 874.4194 | 825.6265 | 746.9021
2022-05-07 | 686.0686 | 640.29 | 609.1905 | 592.1356 | 600.4408 | 625.9843 | 651.8064 | 639.2914 | 605.8345 | 545.9248 | 518.5698 | 478.7102 | 444.1074 | 412.8864 | 452.0976 | 543.8481 | 680.62 | 800.4475 | 876.5575 | 901.5707 | 889.3024 | 857.187 | 816.4915 | 747.5189
2022-05-08 | 689.6663 | 645.3271 | 617.2389 | 596.7805 | 602.4151 | 616.437 | 625.4551 | 608.2572 | 583.0062 | 548.9375 | 512.9261 | 507.1967 | 529.3127 | 539.8572 | 590.6998 | 673.4632 | 747.4618 | 818.9786 | 908.6553 | 928.0516 | 933.5684 | 893.9692 | 822.2205 | 737.886
2022-05-09 | 661.0314 | 613.0179 | 589.7512 | 583.8032 | 613.9349 | 695.5301 | 765.999 | 740.0357 | 667.0076 | 580.2329 | 538.8765 | 521.6212 | 506.9914 | 495.7333 | 525.4662 | 613.4536 | 727.1531 | 843.804 | 937.3856 | 973.5741 | 945.1202 | 890.2668 | 815.0134 | 727.2213
2022-05-10 | 677.5351 | 630.1908 | 605.9563 | 594.321 | 625.4322 | 707.1296 | 789.5435 | 777.4015 | 709.7658 | 599.634 | 545.128 | 504.1424 | 501.2421 | 494.0785 | 531.5118 | 611.6621 | 712.2179 | 823.8303 | 922.3932 | 969.7589 | 954.7184 | 896.0294 | 821.2572 | 737.5752
2022-05-11 | 667.9047 | 627.6215 | 600.2127 | 589.1514 | 618.0669 | 699.8032 | 754.2442 | 723.3588 | 651.3938 | 568.182 | 522.7527 | 495.7054 | 507.405 | 497.976 | 527.7166 | 609.0411 | 734.9952 | 835.8879 | 921.8809 | 959.067 | 932.8189 | 890.2738 | 821.6988 | 733.2047
2022-05-12 | 643.7554 | 603.5602 | 578.1527 | 570.8607 | 600.5241 | 678.9825 | 748.7765 | 694.8971 | 612.5687 | 551.2711 | 500.6636 | 434.5431 | 441.4215 | 438.0323 | 480.0437 | 567.2982 | 679.3403 | 797.4136 | 883.99 | 940.3121 | 915.9718 | 867.2127 | 788.2452 | 704.9422
2022-05-13 | 651.9572 | 612.9943 | 584.76 | 574.886 | 603.1896 | 680.2229 | 747.3448 | 701.8918 | 614.9094 | 551.8097 | 483.1615 | 435.5089 | 456.1456 | 435.0109 | 483.4532 | 567.224 | 678.223 | 786.7362 | 870.1347 | 911.5805 | 883.5243 | 852.0765 | 801.0754 | 723.9614
2022-05-14 | 667.4857 | 623.5347 | 592.6063 | 576.7286 | 584.8303 | 607.2035 | 629.4109 | 608.8152 | 575.1867 | 526.8457 | 502.6327 | 469.1744 | 456.5411 | 406.2803 | 443.3341 | 520.3064 | 637.2008 | 754.8573 | 846.5678 | 879.8747 | 866.8894 | 834.0687 | 791.8235 | 725.5117
2022-05-15 | 682.9905 | 638.5223 | 609.4232 | 589.5277 | 595.1135 | 607.6903 | 615.0878 | 573.7536 | 545.1668 | 486.1913 | 428.4847 | 400.3399 | 385.5591 | 368.4972 | 430.7524 | 511.1478 | 647.9799 | 793.5479 | 901.5985 | 925.6222 | 922.9685 | 879.8006 | 809.8814 | 725.6464
2022-05-16 | 673.6064 | 627.7525 | 603.1245 | 594.7991 | 625.1003 | 710.2883 | 782.7806 | 754.1888 | 688.9178 | 594.0417 | 536.5232 | 493.4036 | 519.3222 | 493.9433 | 525.8414 | 605.8446 | 720.6419 | 831.0957 | 947.5207 | 987.7254 | 960.9927 | 907.016 | 832.9279 | 743.5325
2022-05-17 | 671.8957 | 623.3206 | 599.917 | 588.5886 | 619.5966 | 701.1596 | 775.8281 | 750.2461 | 692.0772 | 623.1248 | 543.7622 | 500.6066 | 499.4335 | 494.2105 | 539.5574 | 623.6306 | 704.8353 | 820.2827 | 923.8388 | 970.306 | 948.0605 | 887.738 | 811.9703 | 728.9055
2022-05-18 | 665.0827 | 628.2897 | 597.0023 | 586.1198 | 615.1012 | 697.0206 | 768.9662 | 734.8248 | 656.8044 | 581.9935 | 512.8343 | 472.2088 | 476.8835 | 459.0373 | 513.0256 | 607.1918 | 721.8032 | 826.4735 | 913.6647 | 954.2957 | 928.0988 | 884.4449 | 816.4885 | 728.0701
2022-05-19 | 658.7594 | 618.0424 | 595.1016 | 585.3155 | 614.576 | 696.4677 | 763.2025 | 698.2477 | 621.8339 | 548.775 | 499.2135 | 465.6765 | 487.1345 | 458.8014 | 511.1401 | 588.784 | 700.0646 | 811.3379 | 907.5894 | 960.0064 | 936.9351 | 889.2596 | 810.9478 | 726.0557
2022-05-20 | 665.486 | 626.2967 | 598.5396 | 586.889 | 615.8058 | 695.1635 | 761.8997 | 713.1696 | 636.4584 | 564.7959 | 511.34 | 506.8827 | 524.2627 | 491.7093 | 529.7992 | 602.4249 | 700.5847 | 814.4978 | 893.2726 | 928.5967 | 902.4035 | 869.3404 | 819.5314 | 740.9642
2022-05-21 | 678.123 | 634.588 | 603.0063 | 586.2668 | 594.4387 | 618.6725 | 633.7212 | 595.5905 | 549.2424 | 516.4499 | 468.164 | 427.2328 | 432.1633 | 375.5472 | 435.811 | 529.6178 | 700.7909 | 782.3058 | 859.2791 | 893.0711 | 879.8669 | 850.1638 | 806.2995 | 739.276
2022-05-22 | 691.6173 | 645.3013 | 616.692 | 596.5877 | 602.4304 | 617.7825 | 617.4394 | 581.476 | 546.945 | 490.4014 | 451.5052 | 436.576 | 447.5018 | 464.9621 | 532.7555 | 620.6524 | 699.9827 | 816.9067 | 912.016 | 941.7871 | 933.226 | 891.0193 | 820.5717 | 735.7804
2022-05-23 | 680.0722 | 632.8738 | 608.97 | 600.2791 | 630.6136 | 716.886 | 787.2196 | 747.7106 | 679.6063 | 601.4729 | 543.4252 | 499.4672 | 515.8628 | 498.664 | 543.1044 | 607.9274 | 720.9173 | 847.5413 | 960.1533 | 994.5918 | 969.1578 | 914.3074 | 840.4613 | 750.5111
2022-05-24 | 667.6983 | 620.0715 | 594.6102 | 583.7003 | 614.6461 | 695.058 | 762.9281 | 721.5784 | 690.9721 | 623.4985 | 565.7585 | 521.8663 | 527.2995 | 503.4766 | 531.7527 | 600.405 | 726.0071 | 818.2498 | 914.5765 | 967.4736 | 942.6595 | 881.7035 | 805.8087 | 723.3854
2022-05-25 | 650.6025 | 614.8206 | 584.1291 | 574.2008 | 602.9228 | 682.1837 | 748.0479 | 691.8453 | 603.9817 | 527.7036 | 479.3124 | 456.0571 | 514.4761 | 548.1548 | 573.3182 | 674.0011 | 746.5784 | 822.5195 | 895.0476 | 939.2914 | 911.5578 | 867.6729 | 796.9797 | 711.1304
2022-05-26 | 656.4072 | 615.7505 | 592.4169 | 583.098 | 612.3992 | 693.2684 | 753.6162 | 705.5424 | 620.5411 | 560.0341 | 547.6839 | 564.7415 | 634.315 | 644.229 | 674.7773 | 726.0438 | 790.9769 | 841.9007 | 908.5041 | 958.5881 | 933.5597 | 885.2138 | 807.22 | 721.7922
2022-05-27 | 669.7463 | 632.4628 | 603.0571 | 591.8974 | 621.248 | 702.4274 | 764.744 | 717.8874 | 657.898 | 579.8176 | 561.8455 | 582.4223 | 620.8918 | 626.8218 | 619.3247 | 696.2043 | 796.9509 | 864.0138 | 906.6078 | 938.3289 | 910.5325 | 876.6553 | 825.3881 | 746.2066
2022-05-28 | 684.2159 | 640.3692 | 609.3703 | 592.9029 | 601.647 | 628.4668 | 641.1139 | 613.4916 | 576.8567 | 551.3377 | 512.4083 | 503.4887 | 511.764 | 507.3778 | 591.5186 | 661.7667 | 742.4293 | 813.4712 | 880.8403 | 906.451 | 892.9207 | 858.6299 | 817.7575 | 748.8335
2022-05-29 | 688.4894 | 640.772 | 611.8411 | 592.4886 | 598.2381 | 611.3414 | 610.4365 | 579.7237 | 551.5759 | 510.3092 | 479.5362 | 457.2657 | 487.7132 | 517.0252 | 598.8551 | 670.0381 | 747.8389 | 818.3392 | 904.0983 | 936.4831 | 929.3958 | 886.8614 | 814.2846 | 729.1764
2022-05-30 | 691.5263 | 647.4338 | 619.7343 | 599.5005 | 616.6368 | 652.2047 | 669.8825 | 626.3981 | 600.5944 | 557.5981 | 526.5283 | 528.8163 | 518.6288 | 526.1381 | 545.3464 | 622.4203 | 719.794 | 826.4598 | 920.3535 | 945.4258 | 924.0533 | 889.8934 | 816.0154 | 737.035
2022-05-31 | 677.2108 | 627.7084 | 605.5631 | 594.8673 | 626.5687 | 709.6897 | 777.9968 | 740.6589 | 698.9818 | 655.6263 | 608.038 | 584.3578 | 572.6093 | 535.1557 | 603.953 | 668.3927 | 764.8786 | 852.9309 | 940.1423 | 984.1742 | 959.0925 | 897.0885 | 821.4828 | 738.0931
2022-06-01 | 676.9853 | 635.7945 | 596.0657 | 583.5592 | 613.2935 | 704.1185 | 791.6383 | 771.4102 | 730.7592 | 674.9698 | 645.9492 | 657.8196 | 658.5042 | 610.0033 | 660.5854 | 772.7455 | 866.1107 | 923.4291 | 985.9572 | 1014.314 | 986.6785 | 938.5708 | 875.7301 | 771.4966
2022-06-02 | 664.8566 | 622.5074 | 588.2604 | 577.7913 | 608.0296 | 697.9275 | 780.1158 | 764.5495 | 714.1914 | 658.294 | 603.5961 | 573.3787 | 566.232 | 537.8684 | 572.3295 | 657.0689 | 767.3678 | 873.066 | 962.2961 | 1012.0333 | 990.3541 | 937.5324 | 861.1272 | 760.7696
2022-06-03 | 672.0126 | 626.9347 | 590.033 | 578.7304 | 608.3078 | 694.8277 | 777.8491 | 757.1623 | 736.7375 | 685.6 | 612.2644 | 587.0225 | 581.581 | 587.9634 | 626.7599 | 719.8518 | 805.2886 | 888.1543 | 943.1266 | 973.3296 | 948.1105 | 914.7583 | 870.618 | 777.3888
2022-06-04 | 693.4913 | 642.9016 | 603.6155 | 583.9656 | 588.2624 | 609.3999 | 635.523 | 647.2535 | 665.506 | 671.9719 | 646.373 | 627.1413 | 595.5931 | 533.5549 | 585.3373 | 679.513 | 765.0394 | 853.5354 | 924.4637 | 938.33 | 930.7584 | 897.5853 | 864.5324 | 784.6848
2022-06-05 | 697.3238 | 643.6873 | 605.6194 | 582.4417 | 583.0773 | 588.1025 | 593.258 | 599.8398 | 616.2176 | 575.7514 | 549.1036 | 512.4808 | 468.656 | 433.4552 | 501.2644 | 612.0617 | 761.4022 | 857.8638 | 950.5215 | 974.8665 | 974.415 | 928.4925 | 860.976 | 761.1047
2022-06-06 | 664.1764 | 613.4207 | 579.8928 | 572.1289 | 603.2202 | 693.9165 | 780.6912 | 774.2407 | 718.2445 | 661.1489 | 617.2297 | 623.7522 | 641.3114 | 615.766 | 681.9146 | 802.3635 | 835.8804 | 906.3442 | 992.6046 | 1027.4079 | 995.6273 | 934.9174 | 861.8511 | 758.0533
2022-06-07 | 679.5112 | 628.3794 | 594.1321 | 581.6092 | 613.5938 | 702.3583 | 784.9776 | 760.4441 | 716.3041 | 641.1688 | 588.4128 | 552.235 | 553.8922 | 540.7833 | 559.3567 | 645.4441 | 765.7855 | 870.2516 | 975.9293 | 1026.2998 | 1004.0061 | 935.2142 | 861.7841 | 763.9562
2022-06-08 | 667.6057 | 627.1767 | 586.6297 | 574.8854 | 604.4834 | 692.606 | 775.6378 | 746.5369 | 699.6794 | 640.8899 | 595.5712 | 587.6749 | 572.3489 | 528.0036 | 573.9509 | 674.2588 | 763.9633 | 873.1265 | 962.9572 | 1001.9618 | 974.847 | 927.3304 | 862.5118 | 759.381
2022-06-09 | 663.4924 | 617.5218 | 586.5721 | 576.373 | 606.442 | 695.5136 | 778.6141 | 757.3657 | 716.5401 | 671.596 | 639.0325 | 625.525 | 611.2791 | 598.537 | 641.877 | 735.4344 | 825.3706 | 881.916 | 961.7216 | 1010.3953 | 988.1528 | 935.4742 | 858.9006 | 759.6197
2022-06-10 | 696.8655 | 653.2169 | 613.3926 | 585.7846 | 598.1726 | 620.9652 | 640.5288 | 632.4971 | 672.6468 | 647.2399 | 624.1369 | 582.6077 | 538.4498 | 509.7294 | 570.6248 | 691.334 | 758.5114 | 850.643 | 901.8437 | 919.0894 | 903.5481 | 896.2717 | 852.526 | 772.5032
2022-06-11 | 699.3875 | 648.7197 | 609.2076 | 589.1476 | 593.3831 | 615.9109 | 645.4739 | 649.7602 | 645.3937 | 607.2744 | 549.6575 | 508.8744 | 498.7928 | 474.8833 | 508.2594 | 607.7162 | 710.8804 | 825.421 | 920.3228 | 946.2224 | 940.5246 | 906.6051 | 872.7056 | 792.3377
2022-06-12 | 695.8897 | 645.5223 | 607.682 | 584.3155 | 585.1042 | 590.1697 | 591.2217 | 586.6976 | 601.1914 | 573.0675 | 528.1682 | 490.5608 | 474.7342 | 460.7941 | 504.318 | 626.9301 | 748.4038 | 851.3303 | 952.223 | 977.1097 | 977.2592 | 931.55 | 863.3786 | 764.4926
2022-06-13 | 671.5554 | 619.7199 | 586.648 | 578.3336 | 609.3425 | 700.8841 | 784.5863 | 759.77 | 718.9038 | 646.566 | 603.1849 | 572.8078 | 576.3986 | 563.8165 | 604.2815 | 697.9853 | 793.11 | 900.5955 | 995.5012 | 1033.9048 | 1004.268 | 944.418 | 871.5505 | 767.5949
2022-06-14 | 682.5221 | 629.6203 | 595.2996 | 582.3875 | 614.4525 | 703.0203 | 793.3057 | 763.4895 | 735.3617 | 679.3918 | 623.2888 | 586.5465 | 577.1737 | 556.1323 | 593.0254 | 693.4358 | 799.6159 | 892.5743 | 984.9998 | 1026.7549 | 1006.2471 | 938.0124 | 864.4045 | 766.7011
2022-06-15 | 667.4657 | 626.0287 | 585.6339 | 573.76 | 603.0295 | 691.0612 | 779.0667 | 774.0461 | 742.4015 | 705.8734 | 635.5186 | 649.5612 | 657.6176 | 617.1296 | 611.2769 | 684.992 | 782.9694 | 878.8075 | 967.4839 | 1000.7967 | 972.9953 | 925.073 | 861.2964 | 757.6365
2022-06-16 | 658.2748 | 615.0669 | 581.4745 | 571.3498 | 600.6875 | 689.019 | 774.0618 | 747.8131 | 705.1366 | 659.3463 | 602.2071 | 563.1135 | 560.0888 | 547.6252 | 601.22 | 692.041 | 791.514 | 884.3328 | 953.3893 | 1004.3325 | 980.1006 | 928.0533 | 851.5341 | 752.357
2022-06-17 | 662.1641 | 617.5709 | 580.3003 | 568.5202 | 597.4299 | 682.371 | 766.7695 | 771.4026 | 766.9396 | 723.9738 | 676.8116 | 611.5552 | 581.917 | 552.8991 | 598.0495 | 668.1283 | 742.6142 | 848.3973 | 925.3937 | 960.1306 | 934.3327 | 899.1475 | 854.3397 | 763.6354
2022-06-18 | 691.4347 | 639.0535 | 601.063 | 581.5042 | 585.748 | 606.673 | 638.7213 | 650.4053 | 660.0493 | 628.0539 | 574.6691 | 534.9613 | 478.1524 | 444.1187 | 473.6961 | 599.0488 | 731.0485 | 826.7475 | 909.3296 | 935.3898 | 929.0182 | 895.1754 | 861.8945 | 782.7254
2022-06-19 | 688.1064 | 634.3743 | 599.0316 | 576.8229 | 577.3565 | 580.813 | 590.1633 | 575.0687 | 587.9139 | 537.4291 | 496.5574 | 463.3257 | 457.1566 | 419.5813 | 467.344 | 591.4994 | 692.3039 | 808.9738 | 928.7458 | 961.3458 | 965.3102 | 921.2575 | 852.1021 | 753.7727
2022-06-20 | 654.9274 | 599.8145 | 568.9944 | 562.6948 | 593.3843 | 681.8077 | 764.0184 | 756.5436 | 728.4859 | 671.1454 | 608.8803 | 609.5248 | 606.3886 | 565.6662 | 564.3628 | 640.2397 | 729.5876 | 844.4818 | 963.4289 | 1010.709 | 982.9946 | 920.4313 | 847.0771 | 744.6101
2022-06-21 | 669.8209 | 615.6549 | 583.4686 | 571.7611 | 603.6175 | 691.3741 | 780.979 | 746.9921 | 701.5966 | 649.7764 | 607.2512 | 581.4211 | 578.3416 | 541.4373 | 559.3554 | 644.1022 | 730.7356 | 845.8987 | 951.8136 | 1008.9594 | 989.654 | 922.1115 | 846.3178 | 750.7032
2022-06-22 | 665.7089 | 620.7615 | 582.7576 | 572.7811 | 602.0043 | 691.1708 | 773.5999 | 745.0802 | 686.1101 | 632.6725 | 586.6872 | 551.9295 | 531.9519 | 515.7769 | 561.4964 | 649.512 | 759.4575 | 867.7936 | 957.4876 | 996.4265 | 971.4963 | 923.4489 | 859.1639 | 755.8961
2022-06-23 | 655.3107 | 609.8722 | 578.3194 | 568.479 | 598.2115 | 685.6135 | 772.3174 | 753.5136 | 714.1208 | 652.3688 | 603.8419 | 561.6432 | 554.3107 | 541.2734 | 548.7791 | 634.1257 | 731.3351 | 837.1012 | 938.4356 | 998.9999 | 975.9794 | 922.6859 | 844.9275 | 747.0972
2022-06-24 | 676.0721 | 630.6736 | 591.6266 | 582.1134 | 611.4219 | 698.7992 | 785.5174 | 777.3591 | 759.6043 | 718.5117 | 685.0486 | 665.8179 | 662.0147 | 632.5472 | 680.1782 | 761.5898 | 797.1607 | 889.9053 | 949.7688 | 976.8822 | 951.8755 | 918.2293 | 874.348 | 783.055
2022-06-25 | 695.6981 | 643.5112 | 603.2143 | 583.7861 | 588.0601 | 609.1943 | 637.82 | 647.4151 | 646.9939 | 622.3518 | 562.1413 | 487.5633 | 459.6456 | 439.7154 | 477.6304 | 587.6693 | 701.5651 | 816.0545 | 907.7755 | 937.0471 | 930.6452 | 897.7727 | 863.1381 | 783.869
2022-06-26 | 680.8248 | 627.7924 | 592.0354 | 569.8222 | 570.4693 | 572.6991 | 581.7537 | 574.701 | 581.5685 | 573.3021 | 524.9588 | 491.9541 | 464.4093 | 438.2807 | 448.8514 | 567.4292 | 705.1166 | 820.2406 | 923.0678 | 954.8327 | 955.0332 | 910.299 | 841.7184 | 743.7868
2022-06-27 | 669.3252 | 614.7303 | 585.02 | 576.2362 | 607.3007 | 701.1392 | 791.4806 | 771.8783 | 715.9879 | 635.4337 | 596.7385 | 563.1257 | 560.5928 | 559.2705 | 622.6759 | 732.4546 | 819.2311 | 895.9597 | 998.6403 | 1033.9911 | 1001.1487 | 942.7421 | 869.6646 | 765.808
2022-06-28 | 678.3467 | 624.6431 | 592.5618 | 579.4823 | 612.1721 | 704.0602 | 794.8664 | 782.3184 | 746.1357 | 695.8593 | 641.7512 | 611.171 | 623.2334 | 604.0884 | 628.2906 | 727.7471 | 819.6488 | 898.9887 | 983.3396 | 1028.4648 | 1002.6455 | 935.4131 | 861.1597 | 762.7907
2022-06-29 | 677.4354 | 635.1679 | 597.3745 | 584.8298 | 614.649 | 704.9926 | 795.9214 | 776.2129 | 725.1653 | 675.9098 | 624.3246 | 596.186 | 582.3432 | 567.2051 | 627.0552 | 748.6669 | 809.114 | 895.3832 | 980.7152 | 1013.3676 | 988.5487 | 941.7699 | 876.5628 | 772.835
2022-06-30 | 663.1651 | 617.855 | 586.9248 | 575.7642 | 605.7228 | 696.1494 | 784.0665 | 769.8143 | 735.5046 | 687.9333 | 626.255 | 580.1845 | 563.2901 | 549.6679 | 622.5109 | 692.6552 | 805.3451 | 884.3663 | 958.0346 | 1009.7179 | 988.0808 | 933.6438 | 859.0087 | 759.6207
2022-07-01 | 719.668 | 680.9934 | 641.0821 | 627.9494 | 654.4877 | 745.4328 | 834.1906 | 831.0525 | 805.9409 | 751.7328 | 705.5766 | 663.4322 | 682.5695 | 715.2911 | 756.7177 | 816.8765 | 897.9484 | 968.2961 | 1004.124 | 1042.2069 | 1007.1353 | 976.4374 | 923.6286 | 826.9317
2022-07-02 | 747.5392 | 699.1935 | 657.6382 | 636.5561 | 636.1885 | 656.2168 | 684.7239 | 698.0728 | 692.5407 | 667.0844 | 636.8307 | 592.8883 | 568.4362 | 539.0481 | 578.418 | 678.9313 | 798.3082 | 911.4776 | 978.8047 | 1008.5483 | 994.6357 | 965.4178 | 923.3185 | 839.7768
2022-07-03 | 745.7825 | 696.8822 | 657.5141 | 632.9683 | 628.7516 | 630.0244 | 641.4831 | 656.8542 | 702.4796 | 677.8566 | 643.4272 | 597.3694 | 561.8732 | 544.223 | 581.8104 | 665.401 | 789.99 | 913.2927 | 1009.1515 | 1042.9424 | 1037.2141 | 995.368 | 913.961 | 809.5053
2022-07-04 | 739.7914 | 688.6386 | 653.8574 | 630.2669 | 641.592 | 670.6931 | 700.663 | 693.3629 | 692.9488 | 674.415 | 640.6732 | 603.6348 | 584.0872 | 562.382 | 593.1628 | 686.6495 | 799.0869 | 922.9583 | 1009.7283 | 1045.7116 | 1018.172 | 983.6999 | 899.2574 | 801.9161
2022-07-05 | 722.0845 | 667.7884 | 635.8098 | 625.2557 | 655.5031 | 747.9059 | 844.0149 | 844.3151 | 793.2389 | 736.3946 | 705.5565 | 662.6022 | 661.0334 | 651.9446 | 670.5823 | 749.7628 | 875.247 | 961.3422 | 1036.5165 | 1094.3295 | 1061.5092 | 997.0871 | 908.9655 | 805.226
2022-07-06 | 706.8732 | 668.4358 | 627.8402 | 615.7509 | 642.8979 | 735.3361 | 833.5637 | 836.6008 | 782.6356 | 745.1061 | 719.5632 | 685.3989 | 636.2565 | 628.9364 | 654.6961 | 754.9911 | 838.0813 | 938.2826 | 1013.7252 | 1063.5437 | 1028.7236 | 983.0442 | 906.2322 | 796.2108
2022-07-07 | 704.0309 | 660.8834 | 629.3829 | 619.157 | 646.3122 | 738.825 | 832.623 | 836.3062 | 771.5254 | 737.099 | 704.9232 | 659.716 | 645.0366 | 651.7184 | 664.3847 | 741.4183 | 832.4199 | 936.9571 | 1011.3008 | 1075.585 | 1041.7265 | 991.8158 | 901.9384 | 797.8542
2022-07-08 | 721.8916 | 678.9438 | 642.6176 | 629.4002 | 655.8756 | 746.4694 | 841.4265 | 851.9081 | 836.3931 | 774.2633 | 714.6029 | 683.6746 | 673.771 | 675.9693 | 685.1882 | 745.8055 | 822.2707 | 931.2733 | 1000.0892 | 1045.3714 | 1010.2309 | 980.4712 | 926.8672 | 828.9636
2022-07-09 | 730.318 | 680.4248 | 640.2106 | 620.3481 | 619.6791 | 636.3549 | 667.6217 | 682.3489 | 668.6975 | 643.3877 | 602.2481 | 537.0959 | 509.0933 | 492.0764 | 522.942 | 630.0852 | 772.0721 | 881.135 | 949.1665 | 987.2829 | 971.2289 | 941.3316 | 897.8686 | 816.3326
2022-07-10 | 739.4768 | 690.2607 | 652.2092 | 627.8144 | 623.6187 | 624.5494 | 634.7862 | 647.5256 | 658.5351 | 634.2995 | 606.1228 | 559.5676 | 519.5727 | 502.4314 | 594.005 | 682.0567 | 819.7828 | 907.4947 | 1005.1189 | 1038.9494 | 1029.8706 | 989.25 | 907.975 | 804.2003
2022-07-11 | 712.9426 | 662.6815 | 630.5638 | 623.0398 | 652.7533 | 750.4406 | 856.2229 | 866.2969 | 830.4238 | 765.1704 | 740.2437 | 724.45 | 694.518 | 654.665 | 667.2164 | 739.0349 | 837.6475 | 953.8677 | 1055.7749 | 1104.2034 | 1063.8098 | 1002.8557 | 917.4779 | 807.5816
2022-07-12 | 732.3612 | 679.6877 | 646.4329 | 634.9119 | 664.7936 | 760.1529 | 859.5348 | 861.9875 | 806.5103 | 760.0457 | 718.6658 | 675.0531 | 673.5951 | 712.3583 | 761.4365 | 864.2729 | 942.2448 | 995.9883 | 1057.8411 | 1107.9315 | 1074.0129 | 1009.5998 | 922.7159 | 817.9445
2022-07-13 | 716.8066 | 679.403 | 639.0202 | 626.5303 | 653.3825 | 746.9543 | 845.8159 | 856.2171 | 834.1975 | 817.5709 | 777.7504 | 724.2882 | 705.6988 | 670.3401 | 688.2904 | 774.7649 | 879.6047 | 980.8309 | 1033.9577 | 1078.4837 | 1041.858 | 996.645 | 919.8545 | 810.9518
2022-07-14 | 721.2813 | 677.8997 | 646.1017 | 634.599 | 662.5714 | 758.1934 | 857.2928 | 861.3038 | 817.5523 | 776.6091 | 737.5033 | 699.0078 | 683.1136 | 685.4516 | 702.2424 | 801.8746 | 900.2864 | 980.6284 | 1043.6385 | 1099.3427 | 1067.3309 | 1016.3318 | 926.7141 | 821.6053
2022-07-15 | 732.5362 | 689.1162 | 653.0595 | 639.9947 | 666.9166 | 759.0005 | 856.3075 | 869.2827 | 827.8715 | 754.9706 | 708.9026 | 687.5609 | 695.355 | 711.2527 | 749.2921 | 825.6413 | 881.069 | 961.1598 | 1020.9509 | 1059.3876 | 1024.3193 | 994.7438 | 941.584 | 844.0165
2022-07-16 | 748.7797 | 698.7855 | 659.5639 | 638.2681 | 637.6855 | 657.9437 | 692.6268 | 720.55 | 724.1108 | 690.1695 | 627.5267 | 585.9737 | 558.2914 | 559.349 | 606.2291 | 699.8144 | 795.6093 | 910.5717 | 984.5522 | 1012.4394 | 998.0728 | 967.9819 | 926.9584 | 842.7022
2022-07-17 | 739.0455 | 690.9202 | 651.1706 | 626.9198 | 622.3423 | 623.0697 | 637.0155 | 665.5174 | 675.2327 | 667.4695 | 638.6425 | 615.061 | 577.7462 | 591.0912 | 634.8949 | 720.4485 | 829.6701 | 924.6514 | 1001.9416 | 1037.3853 | 1027.7253 | 987.0685 | 906.0456 | 802.4179
2022-07-18 | 709.6503 | 661.2427 | 626.7513 | 618.9043 | 647.3754 | 742.0825 | 843.6418 | 853.8477 | 814.3707 | 743.2974 | 735.8083 | 740.149 | 757.4263 | 739.1007 | 765.7076 | 840.9538 | 920.9196 | 974.1262 | 1046.2993 | 1094.5422 | 1056.469 | 998.1669 | 911.7845 | 802.4741
2022-07-19 | 729.3423 | 679.8419 | 645.3298 | 632.0953 | 661.9525 | 757.0552 | 859.1949 | 864.7562 | 815.721 | 758.8952 | 724.5553 | 694.9206 | 664.3791 | 671.9396 | 689.663 | 760.4797 | 873.1653 | 970.9875 | 1050.0537 | 1102.1279 | 1071.3144 | 1005.0293 | 917.884 | 813.2766
2022-07-20 | 706.4612 | 669.9934 | 628.9326 | 617.0557 | 643.9492 | 736.3865 | 834.9634 | 839.8542 | 769.8094 | 712.8321 | 674.6463 | 623.6382 | 618.5042 | 620.7268 | 676.4215 | 768.245 | 847.606 | 950.8007 | 1022.0747 | 1065.1885 | 1028.0878 | 983.427 | 906.6275 | 797.1172
2022-07-21 | 716.8174 | 674.3093 | 642.9678 | 631.5227 | 659.0966 | 754.5092 | 854.1894 | 849.1321 | 796.8505 | 738.8084 | 696.4772 | 659.5922 | 655.5175 | 667.7687 | 706.0658 | 798.3417 | 891.478 | 972.8301 | 1037.754 | 1091.465 | 1059.9518 | 1010.5387 | 921.991 | 816.3681
2022-07-22 | 733.1245 | 689.9856 | 653.3623 | 639.9066 | 666.7102 | 760.0752 | 859.5014 | 893.3424 | 872.7796 | 780.6915 | 722.0757 | 685.7343 | 677.3992 | 678.342 | 732.0832 | 848.0309 | 944.6903 | 995.1234 | 1028.5445 | 1058.6881 | 1023.6147 | 995.5741 | 942.3348 | 845.4583
2022-07-23 | 744.5535 | 693.9176 | 651.9648 | 631.362 | 630.8255 | 649.8438 | 684.7093 | 710.6994 | 723.762 | 711.0948 | 668.1199 | 613.316 | 583.6397 | 585.0717 | 615.5485 | 700.184 | 804.3834 | 907.5053 | 969.6194 | 1002.4753 | 986.8324 | 958.5446 | 914.4868 | 831.9282
2022-07-24 | 740.4746 | 689.9005 | 653.2127 | 628.948 | 624.6049 | 626.0906 | 642.9263 | 683.3415 | 728.6066 | 718.2331 | 693.5101 | 676.0258 | 668.0321 | 632.6834 | 670.9587 | 740.7434 | 837.8416 | 918.0303 | 1009.4851 | 1039.9031 | 1031.428 | 989.7371 | 908.6806 | 804.7958
2022-07-25 | 712.7679 | 663.1786 | 628.8029 | 620.718 | 649.2855 | 744.1421 | 846.3832 | 852.346 | 796.5766 | 730.9492 | 707.8483 | 681.3054 | 674.332 | 669.0066 | 691.3514 | 795.0526 | 895.294 | 979.2499 | 1055.131 | 1098.2301 | 1058.9231 | 1000.0099 | 914.2998 | 805.3063
2022-07-26 | 724.6783 | 673.3927 | 640.2969 | 627.4774 | 657.2355 | 750.1245 | 852.6189 | 855.5564 | 830.1543 | 778.0906 | 732.0978 | 712.2641 | 672.9626 | 655.9659 | 678.0148 | 764.7003 | 885.1774 | 972.2269 | 1041.1763 | 1094.0958 | 1061.6844 | 999.0505 | 910.8662 | 807.241
2022-07-27 | 721.6158 | 680.3803 | 643.073 | 629.6698 | 655.7536 | 749.6067 | 851.9793 | 864.0533 | 806.8701 | 772.3929 | 716.578 | 675.9212 | 648.9557 | 642.2792 | 669.2656 | 773.6125 | 872.4153 | 971.3454 | 1042.6112 | 1078.6464 | 1045.7695 | 1003.0559 | 926.6764 | 816.6119
2022-07-28 | 715.6419 | 672.6236 | 641.2653 | 629.0548 | 655.7948 | 750.6387 | 850.3061 | 850.2569 | 802.1761 | 746.5121 | 701.27 | 676.0515 | 675.8597 | 660.6408 | 673.8568 | 771.8573 | 871.3945 | 968.5362 | 1032.985 | 1088.2005 | 1058.226 | 1009.1342 | 920.8832 | 816.0286
2022-07-29 | 716.7994 | 673.929 | 637.3881 | 623.6057 | 649.607 | 738.937 | 836.1788 | 839.8348 | 787.8068 | 728.8482 | 664.3179 | 603.931 | 605.136 | 619.4151 | 661.1464 | 745.7951 | 833.1606 | 936.2506 | 995.2292 | 1033.156 | 1000.622 | 972.4043 | 918.2757 | 822.5015
2022-07-30 | 737.053 | 687.4665 | 645.2872 | 624.4141 | 623.16 | 640.453 | 674.1887 | 698.2141 | 673.8442 | 635.9821 | 604.5631 | 556.4362 | 515.0607 | 504.3909 | 553.0284 | 638.1272 | 772.7529 | 878.8156 | 962.5579 | 991.6787 | 976.3134 | 949.6342 | 905.8726 | 822.9116
2022-07-31 | 743.1002 | 695.3909 | 656.1394 | 631.1901 | 626.1885 | 627.7565 | 643.18 | 670.109 | 684.8261 | 643.6239 | 627.0095 | 623.9625 | 587.5332 | 611.2393 | 702.2374 | 767.6122 | 868.3336 | 950.2237 | 1004.7701 | 1039.4763 | 1032.6351 | 993.6312 | 913.0205 | 808.6263
2022-08-01 | 787.8144 | 729.3659 | 692.8229 | 685.5207 | 717.7952 | 824.8616 | 934.4023 | 943.1813 | 909.7854 | 864.9204 | 822.8179 | 800.6608 | 782.5773 | 766.8807 | 752.773 | 822.1937 | 920.8369 | 1028.9569 | 1133.0666 | 1176.0925 | 1136.9513 | 1072.8702 | 980.6275 | 871.3686
2022-08-02 | 794.1228 | 737.5803 | 701.8075 | 690.7798 | 724.1684 | 829.7139 | 938.2748 | 918.3091 | 871.8369 | 809.327 | 759.6666 | 731.1429 | 735.8204 | 722.1384 | 755.0755 | 818.0838 | 941.1869 | 1044.6373 | 1120.4576 | 1171.634 | 1139.1854 | 1067.8557 | 976.7668 | 872.3062
2022-08-03 | 779.7354 | 736.5535 | 692.6604 | 681.7435 | 712.7141 | 817.7145 | 923.5995 | 899.7875 | 815.3084 | 753.0809 | 712.5335 | 665.7153 | 682.0617 | 675.1889 | 716.2417 | 816.995 | 924.8676 | 1036.7824 | 1104.6183 | 1142.1 | 1106.4719 | 1055.7977 | 973.4528 | 864.6735
2022-08-04 | 772.9237 | 727.798 | 689.7707 | 680.2555 | 711.6818 | 817.3205 | 921.3534 | 907.6053 | 835.0764 | 776.0185 | 766.5222 | 717.4386 | 704.6997 | 700.7255 | 701.2835 | 781.2086 | 900.8465 | 1023.4212 | 1090.7195 | 1149.0441 | 1116.1932 | 1059.0454 | 965.6512 | 861.6231
2022-08-05 | 777.4879 | 730.6234 | 689.4588 | 678.2534 | 708.8867 | 810.0912 | 913.8204 | 899.5986 | 858.8943 | 805.7012 | 740.4284 | 724.2425 | 744.9106 | 722.9784 | 768.3747 | 850.0641 | 932.2428 | 1009.5644 | 1058.9826 | 1101.7385 | 1066.0195 | 1029.4327 | 968.8895 | 873.4837
2022-08-06 | 794.7439 | 740.053 | 695.1258 | 677.1665 | 681.7498 | 713.5862 | 759.0182 | 772.4132 | 772.8325 | 768.1687 | 700.7923 | 665.889 | 661.4321 | 621.7357 | 654.8453 | 740.2881 | 861.3505 | 957.5007 | 1025.4897 | 1059.2339 | 1038.9901 | 1004.2742 | 954.0284 | 872.606
2022-08-07 | 804.1974 | 749.4925 | 707.5996 | 685.3791 | 686.3704 | 703.3265 | 729.9582 | 742.603 | 772.8894 | 722.5772 | 678.6373 | 639.13 | 635.8919 | 624.4399 | 670.7263 | 750.3593 | 885.4187 | 999.3169 | 1083.5634 | 1107.6644 | 1097.8652 | 1050.1062 | 964.0384 | 860.0126
2022-08-08 | 780.4809 | 724.0582 | 687.4167 | 680.8088 | 713.0732 | 820.0139 | 929.6246 | 915.8493 | 847.3089 | 786.344 | 729.2571 | 689.8076 | 702.9992 | 682.7092 | 717.6932 | 793.4035 | 940.9018 | 1049.8054 | 1131.4872 | 1169.5165 | 1128.7949 | 1066.5389 | 974.1067 | 864.7984
2022-08-09 | 788.2235 | 730.0843 | 695.546 | 684.3919 | 717.791 | 822.8568 | 934.4754 | 940.7079 | 907.4575 | 830.0385 | 781.2474 | 752.0959 | 762.8833 | 745.2272 | 763.1351 | 851.5554 | 963.9687 | 1049.5433 | 1108.9988 | 1164.7242 | 1130.4455 | 1059.5046 | 966.8889 | 863.6853
2022-08-10 | 781.147 | 736.0484 | 693.836 | 683.0286 | 713.4155 | 819.5247 | 926.2679 | 917.8991 | 864.6083 | 804.2504 | 756.9783 | 741.0356 | 711.7847 | 690.5273 | 719.3203 | 785.0563 | 900.7584 | 1027.6386 | 1106.3631 | 1144.6603 | 1105.8384 | 1057.5031 | 975.3549 | 866.5223
2022-08-11 | 754.6066 | 706.1399 | 670.3823 | 662.979 | 694.1947 | 797.3425 | 902.9857 | 880.0288 | 802.7614 | 750.9703 | 721.6392 | 675.5299 | 657.3756 | 658.7382 | 692.9607 | 778.0799 | 913.1395 | 1007.9087 | 1069.1013 | 1125.5122 | 1091.2326 | 1033.9673 | 939.4096 | 836.501
2022-08-12 | 772.613 | 727.9538 | 684.5648 | 673.6495 | 703.829 | 804.7164 | 907.6663 | 887.8056 | 835.7076 | 762.9752 | 719.0407 | 661.3824 | 655.7802 | 648.4585 | 698.9664 | 790.8259 | 893.8036 | 989.918 | 1047.5011 | 1093.9737 | 1057.198 | 1021.4613 | 962.3714 | 866.8195
2022-08-13 | 799.9997 | 745.4132 | 700.9088 | 682.6012 | 687.2124 | 720.0463 | 767.2897 | 772.3131 | 757.4724 | 723.066 | 664.0762 | 610.6603 | 593.4183 | 574.439 | 623.164 | 721.3088 | 853.3845 | 971.1703 | 1038.2119 | 1063.8031 | 1047.1326 | 1010.0988 | 962.037 | 879.102
2022-08-14 | 798.8677 | 744.2055 | 701.8414 | 679.8785 | 680.9061 | 695.989 | 720.6686 | 733.5194 | 747.3219 | 688.2275 | 639.4693 | 604.9969 | 598.6179 | 603.8705 | 685.601 | 791.8157 | 905.8337 | 1001.5982 | 1077.3623 | 1101.0109 | 1091.1996 | 1043.0488 | 956.3216 | 853.0423
2022-08-15 | 766.7336 | 711.8538 | 674.8705 | 669.0995 | 701.0996 | 805.7575 | 915.5399 | 905.7994 | 840.7647 | 750.7086 | 716.2616 | 672.0199 | 697.7212 | 686.3583 | 713.6149 | 792.2416 | 948.399 | 1030.9026 | 1117.0501 | 1154.7788 | 1113.6042 | 1049.0739 | 956.9492 | 849.3063
2022-08-16 | 785.516 | 729.9896 | 692.957 | 681.9365 | 715.3947 | 819.7047 | 929.4521 | 906.2825 | 836.9182 | 790.5727 | 755.9881 | 733.13 | 710.6981 | 718.7007 | 783.8337 | 878.8602 | 983.0172 | 1070.614 | 1119.0801 | 1160.882 | 1126.9714 | 1055.0148 | 962.5815 | 860.4274
2022-08-17 | 776.7638 | 732.7262 | 688.6367 | 677.8567 | 708.3358 | 813.7879 | 922.289 | 898.6068 | 826.8658 | 760.0515 | 716.0755 | 670.9216 | 684.7668 | 701.1994 | 747.4125 | 819.638 | 938.0839 | 1046.1339 | 1105.8747 | 1138.2835 | 1100.5195 | 1048.9574 | 967.3984 | 859.2584
2022-08-18 | 768.9853 | 719.1165 | 684.3433 | 676.0016 | 707.6708 | 812.7149 | 920.266 | 891.9841 | 816.4928 | 781.3541 | 740.1523 | 707.8369 | 726.654 | 734.8021 | 784.1163 | 869.8844 | 967.2935 | 1042.2101 | 1098.2532 | 1143.9937 | 1108.9846 | 1053.1456 | 959.0141 | 855.0208
2022-08-19 | 797.7435 | 753.003 | 706.2213 | 679.9368 | 692.7022 | 727.4523 | 765.2722 | 750.9902 | 764.8491 | 727.6551 | 699.9493 | 647.6991 | 592.341 | 607.8959 | 640.6659 | 746.0592 | 870.9519 | 984.5652 | 1022.4727 | 1037.9261 | 1013.05 | 1002.5286 | 943.2168 | 860.36
2022-08-20 | 799.2849 | 741.0008 | 697.0841 | 679.5506 | 684.4843 | 716.9373 | 767.7354 | 764.9554 | 740.9829 | 711.8406 | 669.1181 | 619.5698 | 605.1082 | 573.3784 | 635.0585 | 773.2036 | 891.2999 | 989.6738 | 1043.5811 | 1062.6118 | 1043.6209 | 1005.9448 | 958.2668 | 875.1839
2022-08-21 | 796.1028 | 742.5871 | 700.1876 | 678.3536 | 679.2741 | 694.0058 | 721.6861 | 726.6934 | 728.8193 | 715.6382 | 685.7193 | 643.4382 | 610.305 | 590.2996 | 637.5268 | 734.2699 | 869.2255 | 988.0813 | 1078.7957 | 1098.6901 | 1090.7679 | 1040.7202 | 954.9939 | 851.4972
2022-08-22 | 775.8312 | 720.7904 | 683.5933 | 677.1668 | 709.2519 | 815.1786 | 927.8171 | 919.8919 | 866.7999 | 813.9427 | 766.9872 | 769.1696 | 777.1988 | 772.3048 | 827.9203 | 886.4225 | 987.6682 | 1072.2558 | 1133.8627 | 1165.5885 | 1124.3089 | 1060.3746 | 968.8334 | 860.6762
2022-08-23 | 780.5331 | 725.8197 | 687.5662 | 676.9575 | 709.68 | 813.6589 | 925.5754 | 935.7867 | 906.4271 | 903.2888 | 877.4022 | 846.459 | 853.3788 | 878.126 | 905.1914 | 967.2975 | 1037.5547 | 1076.7426 | 1110.6483 | 1154.3972 | 1120.1877 | 1049.111 | 959.2194 | 858.9466
2022-08-24 | 776.2533 | 728.0283 | 683.746 | 673.4477 | 703.6887 | 807.5251 | 921.3465 | 949.8776 | 914.2495 | 872.6646 | 836.2337 | 818.9766 | 810.8776 | 800.8962 | 857.6254 | 931.6883 | 1016.2979 | 1080.3227 | 1107.5019 | 1130.3926 | 1093.4841 | 1042.5409 | 961.2516 | 853.9962
2022-08-25 | 774.7848 | 724.9418 | 686.6561 | 677.2128 | 708.3537 | 812.5546 | 921.3873 | 907.6804 | 873.5582 | 816.3282 | 792.8538 | 785.2172 | 785.4199 | 807.8264 | 836.9194 | 905.8954 | 997.0904 | 1067.7282 | 1100.3617 | 1143.1328 | 1111.0728 | 1054.2855 | 960.9933 | 857.1372
2022-08-26 | 775.8073 | 727.0832 | 682.587 | 672.126 | 702.4329 | 801.325 | 904.5813 | 902.8154 | 847.5215 | 807.4383 | 738.7692 | 706.0793 | 708.3727 | 720.3524 | 823.3557 | 930.7083 | 989.1126 | 1032.9444 | 1057.6228 | 1085.5436 | 1054.7333 | 1019.1962 | 960.0398 | 863.2348
2022-08-27 | 794.9766 | 737.9972 | 693.1328 | 675.4446 | 678.9018 | 709.9739 | 753.5453 | 767.4475 | 765.7739 | 756.2519 | 714.196 | 680.381 | 642.7434 | 651.8236 | 731.8765 | 809.6739 | 899.2519 | 974.4009 | 1026.0255 | 1048.9062 | 1035.4663 | 1000.5076 | 951.9728 | 869.0542
2022-08-28 | 785.7865 | 729.8796 | 689.6407 | 668.2115 | 668.3991 | 683.2414 | 710.0769 | 719.1084 | 702.4825 | 683.6926 | 660.084 | 621.3974 | 637.6937 | 604.6464 | 655.1194 | 743.5476 | 886.1816 | 985.2391 | 1060.6189 | 1083.0807 | 1075.5366 | 1027.7569 | 940.2872 | 838.1721
2022-08-29 | 764.296 | 708.4732 | 672.2719 | 666.6451 | 698.2035 | 803.2491 | 915.5682 | 897.2464 | 823.443 | 741.3074 | 700.6815 | 668.6119 | 679.7267 | 704.5456 | 755.1972 | 839.7527 | 971.8817 | 1048.6347 | 1117.3605 | 1152.5219 | 1111.5053 | 1047.6788 | 955.2249 | 846.0339
2022-08-30 | 781.3381 | 723.3679 | 688.6736 | 678.0847 | 710.1242 | 811.9013 | 926.1424 | 902.6529 | 843.6122 | 784.9719 | 744.8925 | 705.8398 | 698.6738 | 705.766 | 743.7735 | 819.2053 | 949.5767 | 1040.0989 | 1104.8683 | 1146.0806 | 1120.243 | 1049.19 | 956.047 | 854.0965
2022-08-31 | 766.0583 | 720.8184 | 677.9468 | 668.3006 | 697.6814 | 798.3795 | 906.6401 | 908.9651 | 846.6704 | 780.4681 | 724.0226 | 692.2412 | 679.4775 | 683.8543 | 703.675 | 787.1495 | 891.2633 | 980.0656 | 1070.9018 | 1118.4327 | 1086.8404 | 1035.874 | 952.3691 | 845.5745
2022-09-01 | 762.0216 | 717.9316 | 685.6399 | 680.7781 | 712.441 | 819.0729 | 929.5233 | 902.0675 | 841.2019 | 745.9783 | 719.3061 | 706.3969 | 728.5553 | 722.5017 | 713.0003 | 774.3478 | 906.878 | 999.9213 | 1102.209 | 1132.6058 | 1088.0924 | 1029.2028 | 939.0531 | 841.1047
2022-09-02 | 778.356 | 735.9334 | 702.3486 | 691.6712 | 721.8886 | 827.275 | 935.0201 | 910.2354 | 867.8156 | 807.312 | 770.9344 | 750.0378 | 734.7967 | 722.692 | 748.4948 | 830.2382 | 928.9456 | 1017.7697 | 1092.8419 | 1104.0608 | 1057.1936 | 1019.5947 | 962.4075 | 870.3391
2022-09-03 | 795.2031 | 743.7177 | 708.565 | 691.477 | 696.95 | 736.0201 | 788.1393 | 796.3342 | 810.3548 | 800.5248 | 791.8841 | 780.6337 | 764.4879 | 734.0641 | 726.9749 | 780.8747 | 887.8535 | 967.6369 | 1063.1902 | 1062.705 | 1032.4993 | 996.4997 | 955.0497 | 875.3188
2022-09-04 | 796.4369 | 744.3514 | 707.7908 | 687.4655 | 689.2524 | 711.1312 | 744.4193 | 730.3795 | 722.6468 | 690.0387 | 666.3161 | 639.5949 | 622.3307 | 633.2436 | 658.9873 | 730.6808 | 853.6655 | 965.2484 | 1089.5112 | 1092.6686 | 1072.5305 | 1022.0159 | 940.601 | 841.8733
2022-09-05 | 805.3472 | 756.8566 | 721.8032 | 701.4706 | 717.4198 | 767.1163 | 816.0009 | 778.7234 | 747.5237 | 689.8559 | 674.9513 | 626.6867 | 617.0228 | 630.8243 | 656.5424 | 774.8672 | 897.9682 | 1005.2844 | 1112.2106 | 1111.1479 | 1071.2355 | 1030.5368 | 947.7476 | 856.1777
2022-09-06 | 779.5039 | 728.6003 | 698.5653 | 688.97 | 722.4083 | 829.1729 | 940.2551 | 902.5504 | 832.0846 | 749.5372 | 714.0631 | 676.4037 | 665.1777 | 656.9214 | 684.0914 | 783.3834 | 909.5198 | 1018.5716 | 1126.0794 | 1150.0723 | 1107.793 | 1034.771 | 946.6724 | 849.5283
2022-09-07 | 776.4102 | 737.4138 | 700.1905 | 690.2243 | 720.8977 | 828.557 | 944.2947 | 927.1406 | 884.2962 | 802.3186 | 739.898 | 719.5091 | 725.2954 | 742.9608 | 763.3789 | 839.6899 | 938.5607 | 1032.4717 | 1130.9651 | 1137.856 | 1091.5304 | 1036.8477 | 959.1945 | 855.784
2022-09-08 | 763.5366 | 719.3496 | 689.7362 | 682.608 | 713.0575 | 819.7406 | 930.0063 | 891.0502 | 811.7595 | 731.6537 | 703.5409 | 669.9458 | 673.0998 | 670.3189 | 700.6509 | 805.7068 | 929.1223 | 1003.281 | 1107.092 | 1133.8161 | 1089.3906 | 1030.3065 | 941.6995 | 842.2137
2022-09-09 | 773.0345 | 730.9607 | 697.0115 | 686.9903 | 717.2815 | 820.9015 | 930.5252 | 909.9723 | 859.4848 | 777.8881 | 746.1863 | 697.3406 | 669.0214 | 683.2192 | 713.1942 | 812.0158 | 908.829 | 1005.3086 | 1088.717 | 1094.9967 | 1049.6342 | 1012.3853 | 955.0505 | 863.6843
2022-09-10 | 791.1566 | 740.9842 | 702.0883 | 685.1737 | 690.527 | 728.5261 | 777.1242 | 759.9335 | 740.4784 | 690.0202 | 663.2492 | 633.5785 | 609.3825 | 587.7062 | 604.6019 | 717.8305 | 864.0281 | 969.831 | 1058.5663 | 1057.1279 | 1026.4213 | 987.637 | 940.9894 | 861.5482
2022-09-11 | 790.0538 | 740.241 | 703.4159 | 683.5964 | 685.4701 | 707.2627 | 739.5163 | 726.2389 | 741.9143 | 686.6793 | 653.1988 | 653.1968 | 675.8137 | 712.4638 | 744.9813 | 831.6178 | 921.8788 | 1002.935 | 1088.965 | 1090.4767 | 1067.7409 | 1018.7572 | 936.1125 | 837.7666
2022-09-12 | 767.5894 | 718.938 | 687.3494 | 681.8552 | 713.8984 | 823.3552 | 940.9774 | 934.81 | 890.7284 | 827.4017 | 829.3382 | 833.6952 | 851.5189 | 836.3747 | 838.2597 | 941.2719 | 1015.1014 | 1053.2882 | 1143.3557 | 1151.6847 | 1102.485 | 1037.707 | 949.9849 | 845.9315
2022-09-13 | 780.6865 | 727.6706 | 694.9372 | 685.2213 | 718.2661 | 825.2057 | 940.6628 | 925.986 | 904.6761 | 878.4192 | 856.7569 | 831.1015 | 831.1991 | 840.7344 | 866.3475 | 921.6004 | 1004.6971 | 1048.3064 | 1125.8704 | 1146.4649 | 1101.0969 | 1028.3201 | 944.2363 | 848.9324
2022-09-14 | 761.7225 | 719.4777 | 680.2857 | 671.7407 | 701.8196 | 807.0095 | 919.1594 | 895.3418 | 824.3444 | 763.9309 | 751.573 | 739.3028 | 730.1873 | 731.0665 | 746.0771 | 825.1576 | 931.7664 | 1024.7986 | 1099.8013 | 1112.9998 | 1063.8724 | 1009.5779 | 931.0744 | 829.5799
2022-09-15 | 772.1382 | 729.262 | 699.6783 | 690.9759 | 722.2845 | 830.5333 | 945.8765 | 946.0565 | 901.3801 | 835.1265 | 763.6022 | 744.9881 | 757.0903 | 737.1729 | 765.7774 | 849.7963 | 973.8461 | 1045.5254 | 1126.1648 | 1144.0479 | 1100.6151 | 1043.875 | 953.1188 | 854.6882
2022-09-16 | 782.9096 | 742.6729 | 706.5668 | 696.055 | 726.5004 | 832.585 | 941.2231 | 927.896 | 889.3988 | 815.9449 | 764.0474 | 712.1861 | 659.8331 | 671.273 | 705.186 | 794.3852 | 923.4307 | 1026.8252 | 1105.4929 | 1107.3443 | 1062.2743 | 1025.3556 | 968.562 | 876.9717
2022-09-17 | 794.7804 | 743.2312 | 704.626 | 688.0593 | 693.4425 | 731.7831 | 784.4507 | 775.9062 | 760.7761 | 726.5317 | 670.1529 | 650.9118 | 662.2036 | 630.0662 | 642.8625 | 741.5324 | 887.1031 | 984.6832 | 1061.2837 | 1059.1554 | 1028.1814 | 991.1479 | 944.4248 | 865.3497
2022-09-18 | 794.4872 | 745.1086 | 708.6311 | 688.264 | 690.4419 | 712.7851 | 743.4612 | 729.7624 | 709.8209 | 632.9264 | 597.0487 | 542.1581 | 523.0966 | 529.797 | 587.5059 | 692.5398 | 844.9155 | 975.2709 | 1094.0143 | 1093.673 | 1073.2011 | 1023.1566 | 942.4933 | 843.9743
2022-09-19 | 769.8214 | 719.5001 | 688.046 | 682.4891 | 714.6313 | 822.6344 | 938.9525 | 919.0666 | 859.7783 | 780.8961 | 740.0914 | 706.4539 | 690.4368 | 693.8139 | 734.8275 | 817.901 | 926.4809 | 1029.6369 | 1141.2334 | 1151.6185 | 1101.6719 | 1036.6431 | 950.8173 | 846.5596
2022-09-20 | 782.8883 | 731.6064 | 699.125 | 689.0328 | 721.6063 | 828.9451 | 943.7039 | 927.4662 | 878.947 | 794.169 | 743.0339 | 683.8121 | 657.1643 | 664.4826 | 698.0695 | 809.2143 | 948.9722 | 1044.7411 | 1130.5696 | 1152.6476 | 1107.6932 | 1034.7465 | 947.097 | 849.3203
2022-09-21 | 778.3787 | 738.8168 | 701.0483 | 690.9858 | 721.7365 | 830.8295 | 946.3938 | 925.8351 | 870.6799 | 813.1535 | 776.9385 | 759.0124 | 738.1299 | 743.1001 | 731.3051 | 818.9449 | 962.3692 | 1072.0091 | 1136.8317 | 1139.7577 | 1093.0268 | 1038.2396 | 961.1667 | 857.7898
2022-09-22 | 766.8517 | 726.0556 | 694.4807 | 686.311 | 716.8465 | 825.3172 | 938.52 | 936.7031 | 859.5596 | 782.3456 | 743.4129 | 703.1798 | 686.0789 | 688.1482 | 707.154 | 810.3384 | 931.0485 | 1037.7226 | 1119.1935 | 1137.1879 | 1094.0039 | 1035.911 | 946.6281 | 847.2032
2022-09-23 | 780.8442 | 738.1719 | 701.0579 | 690.6611 | 720.5926 | 825.7336 | 937.7875 | 917.9481 | 860.255 | 747.3106 | 725.9505 | 686.4852 | 667.4942 | 691.2972 | 747.995 | 842.5974 | 960.1134 | 1038.8857 | 1099.8122 | 1101.7005 | 1055.9338 | 1016.8575 | 960.7803 | 872.4964
2022-09-24 | 801.7075 | 749.7092 | 711.1047 | 693.7177 | 699.1641 | 739.0871 | 794.491 | 785.3922 | 758.0191 | 707.7796 | 657.6712 | 608.6813 | 571.4925 | 562.6452 | 589.3131 | 695.5724 | 865.284 | 993.3431 | 1074.2037 | 1066.3824 | 1037.8501 | 998.1321 | 953.2195 | 873.718
2022-09-25 | 806.8372 | 755.0013 | 719.1009 | 697.8694 | 699.8327 | 724.9524 | 760.9548 | 767.6038 | 763.0809 | 730.6724 | 671.2385 | 614.4312 | 595.3264 | 597.2727 | 652.1509 | 763.7495 | 906.7755 | 1006.7226 | 1110.8306 | 1108.3587 | 1088.5922 | 1040.7144 | 958.574 | 858.9099
2022-09-26 | 782.5527 | 732.2374 | 701.5193 | 695.007 | 725.8912 | 836.8022 | 953.8416 | 946.6163 | 886.7541 | 833.3617 | 816.7441 | 802.8495 | 809.4127 | 799.5927 | 829.4763 | 882.2357 | 994.0702 | 1078.7907 | 1157.2367 | 1166.8138 | 1119.0365 | 1054.3844 | 968.6483 | 864.2107
2022-09-27 | 780.7001 | 730.2172 | 697.7189 | 687.9221 | 720.0772 | 827.3037 | 943.1932 | 930.3282 | 889.3714 | 846.7466 | 835.7686 | 790.0251 | 786.0567 | 790.4045 | 842.398 | 914.2408 | 1005.4681 | 1061.0533 | 1123.4116 | 1146.5664 | 1105.3579 | 1032.6943 | 945.2134 | 848.9111
2022-09-28 | 771.2236 | 728.5887 | 690.4531 | 681.2083 | 710.1762 | 815.7484 | 926.7422 | 916.4414 | 856.1263 | 783.7754 | 734.9241 | 705.1912 | 706.1467 | 686.1173 | 719.6648 | 827.8669 | 954.7231 | 1040.6984 | 1110.4039 | 1121.6461 | 1076.6058 | 1023.0345 | 944.9579 | 841.7187
2022-09-29 | 769.6076 | 726.5739 | 697.037 | 688.36 | 718.3237 | 825.0952 | 939.1929 | 916.3751 | 848.5288 | 768.2948 | 741.9492 | 708.1358 | 704.0472 | 747.7853 | 780.3669 | 874.8457 | 983.5173 | 1056.1858 | 1116.055 | 1138.4763 | 1098.0961 | 1040.0706 | 949.4228 | 850.5349
2022-09-30 | 765.7641 | 727.1301 | 689.0474 | 679.3604 | 708.0975 | 809.0262 | 917.8289 | 898.5897 | 838.8023 | 742.0707 | 701.3356 | 662.6575 | 671.7448 | 675.5354 | 689.7083 | 796.3495 | 921.4861 | 1007.7119 | 1071.7551 | 1082.6177 | 1039.9897 | 1001.2852 | 943.5228 | 856.3179
2022-10-01 | 738.3652 | 688.6644 | 649.3649 | 631.8774 | 630.2905 | 662.1794 | 705.4101 | 714.7806 | 701.5485 | 667.7054 | 626.9394 | 585.5794 | 534.6552 | 531.644 | 602.6509 | 714.1693 | 845.9386 | 954.1442 | 1031.2278 | 997.7722 | 975.4366 | 939.4647 | 890.5233 | 808.9782
2022-10-02 | 740.003 | 693.3913 | 656.9179 | 635.9723 | 630.9662 | 649.9604 | 675.0602 | 672.6337 | 669.4147 | 624.4916 | 602.3578 | 607.2583 | 565.3084 | 597.3122 | 645.2926 | 746.9964 | 861.4879 | 973.7081 | 1076.142 | 1044.4042 | 1021.8689 | 975.3247 | 892.9342 | 792.0406
2022-10-03 | 719.6346 | 669.2636 | 637.9466 | 631.5561 | 656.2333 | 758.8059 | 863.2969 | 857.4047 | 797.4658 | 745.173 | 742.0492 | 737 | 720.2288 | 731.1482 | 736.758 | 806.45 | 938.479 | 1028.6018 | 1116.5049 | 1097.3503 | 1052.6489 | 989.4534 | 901.7268 | 795.8111
2022-10-04 | 724.2768 | 677.09 | 644.319 | 633.6039 | 659.1418 | 758.7114 | 862.9584 | 857.4178 | 810.5625 | 745.8954 | 713.9467 | 694.3187 | 675.672 | 728.7007 | 778.8199 | 887.5058 | 967.0376 | 1031.927 | 1100.0028 | 1088.4787 | 1050.2548 | 980.929 | 891.933 | 792.6853
2022-10-05 | 711.5967 | 674.9723 | 636.4001 | 626.3968 | 649.2105 | 747.2529 | 853.4838 | 852.6244 | 789.3265 | 747.7504 | 716.0352 | 709.9764 | 688.434 | 697.7388 | 735.0055 | 826.5087 | 929.3518 | 1022.6834 | 1084.6611 | 1063.4724 | 1023.3533 | 971.614 | 891.5813 | 786.5895
2022-10-06 | 708.885 | 666.6231 | 637.3233 | 628.4242 | 651.3741 | 749.962 | 852.2027 | 842.1712 | 790.1802 | 757.0041 | 727.7705 | 734.4457 | 713.0327 | 713.6 | 745.3246 | 829.5028 | 927.735 | 1018.3101 | 1081.0774 | 1071.3232 | 1034.7766 | 978.4608 | 888.6671 | 787.3138
2022-10-07 | 718.1287 | 678.1866 | 640.661 | 629.622 | 652.0637 | 747.5026 | 848.2521 | 841.1345 | 785.0062 | 715.5941 | 693.7422 | 682.1119 | 661.8408 | 698.8913 | 751.9255 | 848.7123 | 929.4073 | 1003.3905 | 1056.8306 | 1033.6481 | 992.466 | 956.3857 | 897.9971 | 808.3912
2022-10-08 | 741.0489 | 691.9668 | 653.1255 | 635.3918 | 633.7446 | 665.9689 | 711.0363 | 714.4709 | 674.7988 | 627.6206 | 590.2835 | 566.6575 | 567.5089 | 603.1003 | 668.3926 | 786.3212 | 892.3997 | 978.4133 | 1034.3122 | 999.5005 | 976.5854 | 941.4191 | 894.8664 | 817.3839
2022-10-09 | 741.1345 | 691.1057 | 654.487 | 633.7358 | 629.053 | 645.7672 | 672.8691 | 675.0037 | 663.3118 | 603.6848 | 570.4398 | 538.4589 | 502.2078 | 509.5981 | 582.8005 | 707.5701 | 862.6494 | 980.7895 | 1065.3264 | 1034.2219 | 1019.0029 | 971.847 | 890.0221 | 790.0707
2022-10-10 | 719.4591 | 668.6473 | 636.9728 | 630.2239 | 654.4691 | 758.2113 | 866.1214 | 862.3017 | 794.5684 | 733.255 | 701.841 | 701.4565 | 693.5193 | 706.6551 | 739.4312 | 819.9934 | 947.6979 | 1038.8958 | 1115.881 | 1095.6307 | 1051.0025 | 987.3719 | 900.2416 | 794.504
2022-10-11 | 729.363 | 680.5512 | 647.9233 | 636.9418 | 662.2975 | 763.7307 | 870.203 | 863.9118 | 810.6186 | 746.0193 | 721.3852 | 686.1665 | 680.9824 | 712.6678 | 733.0298 | 851.9956 | 967.7568 | 1052.5636 | 1107.173 | 1094.2178 | 1055.9971 | 985.3617 | 897.7159 | 797.9258
2022-10-12 | 722.5713 | 682.9737 | 644.7522 | 634.087 | 656.972 | 758.6143 | 865.2386 | 860.7671 | 806.0886 | 765.8355 | 731.2647 | 733.8497 | 755.4012 | 798.244 | 827.9884 | 892.6729 | 991.728 | 1053.9354 | 1100.7077 | 1075.4652 | 1033.4187 | 982.3726 | 903.6215 | 797.6646
2022-10-13 | 709.5057 | 670.0873 | 636.9147 | 628.1277 | 651.3355 | 751.8863 | 856.2565 | 860.2961 | 819.3002 | 783.659 | 753.6637 | 749.7743 | 780.1551 | 757.0515 | 772.9203 | 831.6599 | 948.6026 | 1025.36 | 1082.9371 | 1073.5197 | 1034.2362 | 977.6311 | 887.9379 | 790.5414
2022-10-14 | 722.7304 | 681.1626 | 643.259 | 632.226 | 654.6831 | 751.8166 | 854.2008 | 847.0804 | 796.8749 | 725.9955 | 713.8942 | 710.5931 | 688.7578 | 722.443 | 790.479 | 889.1471 | 959.5569 | 1026.5824 | 1062.5214 | 1037.9315 | 996.5757 | 959.4731 | 901.2819 | 809.9603
2022-10-15 | 745.2214 | 695.4682 | 656.7689 | 638.7413 | 637.0515 | 670.0776 | 716.8959 | 761.9253 | 784.6366 | 751.191 | 705.0681 | 664.6848 | 655.0796 | 640.5993 | 680.7387 | 791.81 | 917.3619 | 990.2428 | 1040.3847 | 1004.2184 | 981.9964 | 947.5062 | 898.162 | 821.5917
2022-10-16 | 741.3429 | 691.3245 | 654.5989 | 633.9243 | 628.8855 | 646.1354 | 672.9281 | 684.1776 | 680.5331 | 631.3261 | 593.4164 | 579.276 | 561.761 | 572.8906 | 637.4152 | 751.6135 | 894.5964 | 993.8892 | 1066.3715 | 1035.4032 | 1019.6614 | 973.3897 | 890.6566 | 789.5735
2022-10-17 | 722.772 | 671.9163 | 640.392 | 633.3746 | 657.6646 | 760.1434 | 868.897 | 878.7774 | 823.767 | 784.417 | 754.5553 | 716.167 | 708.5545 | 739.8725 | 768.9032 | 866.2503 | 968.6674 | 1056.2063 | 1120.8179 | 1098.9524 | 1053.2851 | 991.1598 | 904.3019 | 798.6477
2022-10-18 | 723.578 | 673.1928 | 640.1199 | 629.7635 | 655.19 | 754.6836 | 860.8546 | 859.2853 | 808.0007 | 762.1413 | 753.311 | 703.6059 | 681.205 | 723.674 | 722.8956 | 807.4397 | 942.5328 | 1031.3223 | 1092.9355 | 1082.8615 | 1044.5979 | 976.2575 | 886.1321 | 787.0146
2022-10-19 | 704.0566 | 664.4531 | 625.0659 | 615.7979 | 638.3837 | 735.7308 | 840.7875 | 829.2877 | 766.8909 | 714.7234 | 700.8185 | 690.0982 | 664.1792 | 687.3231 | 742.7487 | 848.5529 | 937.4036 | 1021.6048 | 1067.1046 | 1049.4957 | 1006.6742 | 955.6979 | 874.7149 | 771.6303
2022-10-20 | 712.901 | 673.8743 | 641.7664 | 632.604 | 655.8443 | 756.378 | 862.3094 | 883.6112 | 826.0737 | 768.1041 | 738.6071 | 696.7942 | 663.9334 | 694.415 | 744.5526 | 829.8807 | 955.2214 | 1037.9185 | 1088.5354 | 1076.9329 | 1040.9141 | 984.7942 | 892.4818 | 792.4582
2022-10-21 | 718.5316 | 678.3123 | 640.338 | 629.5467 | 652.0212 | 748.3849 | 850.8474 | 851.2427 | 797.0712 | 720.5373 | 676.4208 | 646.7387 | 637.4004 | 652.0728 | 715.5247 | 836.606 | 936.4429 | 1024.8901 | 1058.037 | 1034.3585 | 992.7507 | 956.6617 | 897.0076 | 804.5997
2022-10-22 | 730.4522 | 681.213 | 641.8646 | 625.0141 | 623.1298 | 653.3869 | 699.3523 | 711.2345 | 683.7084 | 634.6301 | 601.8411 | 565.0073 | 544.9808 | 561.2536 | 604.9286 | 737.8125 | 864.7366 | 973.1705 | 1016.4773 | 987.9482 | 963.4168 | 927.4676 | 876.8819 | 796.56
2022-10-23 | 733.0723 | 684.764 | 648.5457 | 628.0619 | 623.4953 | 640.4257 | 668.8196 | 679.4676 | 680.9875 | 669.5426 | 669.5 | 666.5921 | 656.5652 | 642.3268 | 692.8823 | 785.7898 | 901.7614 | 1000.5606 | 1063.8846 | 1029.336 | 1010.0414 | 960.9671 | 880.3259 | 783.0032
2022-10-24 | 711.9516 | 661.9886 | 630.8106 | 624.4197 | 648.6059 | 749.9271 | 859.7286 | 867.5738 | 809.8457 | 740.2256 | 698.5951 | 705.9362 | 692.4761 | 722.589 | 797.3777 | 887.217 | 971.9396 | 1050.1551 | 1111.0695 | 1088.2101 | 1039.91 | 975.1727 | 888.5038 | 782.4193
2022-10-25 | 715.2505 | 665.0883 | 632.2017 | 622.377 | 647.7331 | 746.1498 | 854.2113 | 849.2025 | 786.7955 | 719.1934 | 666.6266 | 674.5873 | 681.7944 | 740.1756 | 755.459 | 864.9359 | 951.8923 | 1035.5621 | 1087.6158 | 1074.7096 | 1032.9661 | 960.7599 | 872.0941 | 777.1695
2022-10-26 | 707.9935 | 668.095 | 629.6925 | 619.8357 | 642.6516 | 742.1926 | 849.5635 | 843.7745 | 779.213 | 714.6374 | 685.9767 | 661.4447 | 659.7848 | 699.402 | 736.3184 | 853.4846 | 961.7047 | 1034.387 | 1074.3551 | 1055.3486 | 1012.0264 | 958.0484 | 879.3586 | 774.9963
2022-10-27 | 690.6254 | 651.1299 | 617.5355 | 610.1615 | 633.2852 | 730.6361 | 837.054 | 833.2246 | 770.3689 | 712.1526 | 684.4483 | 669.6758 | 659.7736 | 690.3797 | 741.3064 | 840.2305 | 944.3584 | 1004.3883 | 1047.9242 | 1047.4314 | 1005.7906 | 947.4534 | 856.5066 | 759.2639
2022-10-28 | 709.0538 | 668.4827 | 630.529 | 620.4474 | 642.9144 | 737.9139 | 842.0452 | 853.9569 | 804.1175 | 748.4055 | 691.0389 | 648.8747 | 673.8498 | 726.4028 | 811.8112 | 903.1788 | 969.6894 | 1017.1228 | 1039.7204 | 1017.6929 | 977.7914 | 941.8598 | 887.2215 | 792.6357
2022-10-29 | 734.6853 | 685.8662 | 647.2116 | 629.8834 | 628.1444 | 660.876 | 709.4134 | 738.9049 | 744.4969 | 729.3332 | 719.5899 | 698.3582 | 677.6429 | 634.5756 | 681.7174 | 792.0375 | 908.934 | 987.8123 | 1023.2717 | 993.3177 | 968.7583 | 931.4442 | 882.1746 | 803.5241
2022-10-30 | 726.2704 | 679.4186 | 642.958 | 623.2465 | 618.4419 | 635.455 | 663.5893 | 687.5615 | 683.3288 | 661.3844 | 647.0121 | 614.8967 | 604.5286 | 606.3815 | 668.4445 | 782.7823 | 907.412 | 981.307 | 1041.7255 | 1018.5756 | 994.0973 | 950.8331 | 867.7311 | 768.4606
2022-10-31 | 707.3747 | 661.2793 | 629.7901 | 624.4731 | 650.0422 | 754.8802 | 860.0026 | 883.7527 | 846.9547 | 787.5958 | 749.9889 | 700.2158 | 712.7119 | 720.0286 | 763.8279 | 839.2019 | 946.5934 | 1039.9963 | 1097.4813 | 1084.261 | 1031.7429 | 969.1904 | 882.9621 | 779.0772
2022-11-01 | 695.7299 | 644.7795 | 614.2036 | 601.9816 | 635.6225 | 749.3542 | 857.4383 | 849.3912 | 783.1942 | 727.3166 | 698.5367 | 669.5702 | 659.3759 | 665.6888 | 701.2396 | 840.7304 | 938.8514 | 1021.1162 | 1077.4018 | 1048.3072 | 1002.5876 | 934.1061 | 854.0238 | 760.7573
2022-11-02 | 691.1732 | 648.1888 | 612.3962 | 600.5089 | 632.1678 | 746.0889 | 854.3751 | 873.5389 | 791.5886 | 713.7705 | 676.6172 | 644.2616 | 624.5922 | 620.0818 | 676.5058 | 799.7233 | 941.5733 | 1032.216 | 1074.3644 | 1033.66 | 982.416 | 932.4317 | 860.242 | 762.0918
2022-11-03 | 684.2288 | 640.5148 | 611.746 | 601.3032 | 633.3845 | 748.1878 | 856.1298 | 847.3045 | 786.1937 | 719.5187 | 687.7362 | 666.0091 | 631.8399 | 635.1732 | 697.77 | 822.9535 | 938.6161 | 1019.7644 | 1064.1685 | 1037.8346 | 990.9183 | 938.0636 | 855.1236 | 760.4563
2022-11-04 | 690.9345 | 647.0296 | 611.378 | 599.3903 | 630.7608 | 741.8571 | 847.2254 | 859.4444 | 797.0269 | 741.3539 | 696.7831 | 662.8372 | 640.7885 | 639.8335 | 711.1469 | 820.1367 | 922.6058 | 1001.9561 | 1037.1765 | 998.6679 | 950.5944 | 911.9412 | 859.2237 | 775.9745
2022-11-05 | 706.7433 | 652.7903 | 615.5996 | 596.9699 | 603.3388 | 646.5079 | 697.1577 | 733.1862 | 732.5217 | 716.465 | 671.3092 | 628.2315 | 577.2655 | 529.1239 | 584.9016 | 702.0973 | 844.9644 | 955.0559 | 997.2157 | 953.0166 | 923.6649 | 888.9687 | 845.1474 | 770.7279
2022-11-06 | 704.3217 | 650.3431 | 615.5765 | 593.9205 | 596.7386 | 624.4575 | 655.9858 | 674.0275 | 652.1506 | 598.7799 | 555.1422 | 521.22 | 484.941 | 492.3122 | 559.3406 | 682.034 | 835.5751 | 954.3055 | 1028.1745 | 982.4483 | 957.3807 | 915.043 | 838.4388 | 746.4241
2022-11-07 | 681.622 | 627.5045 | 597.5787 | 590.2916 | 622.9693 | 737.1541 | 846.4307 | 857.7837 | 798.2649 | 756.0623 | 765.2494 | 753.515 | 755.5175 | 765.7873 | 800.2704 | 847.789 | 937.2828 | 1016.5686 | 1077.2164 | 1043.4364 | 987.6994 | 928.8484 | 851.8326 | 753.8237
2022-11-08 | 706.0414 | 652.4892 | 616.5468 | 591.458 | 608.2757 | 656.3538 | 700.9548 | 697.0836 | 686.3604 | 615.9128 | 599.8849 | 570.0343 | 542.2062 | 538.7819 | 594.3492 | 736.3938 | 864.1412 | 962.1205 | 1005.0668 | 971.6807 | 932.8119 | 890.1397 | 809.7899 | 731.2651
2022-11-09 | 662.3469 | 616.9505 | 579.8399 | 570.7142 | 602.0705 | 709.8967 | 815.3894 | 818.6925 | 730.0502 | 653.8811 | 618.8871 | 581.7602 | 569.8259 | 572.3579 | 661.6079 | 791.3235 | 905.5164 | 975.567 | 1021.1881 | 989.0635 | 935.5857 | 887.1182 | 813.2185 | 718.4284
2022-11-10 | 658.9035 | 613.1253 | 580.779 | 572.492 | 604.0585 | 713.1549 | 817.4101 | 823.4502 | 775.1958 | 718.4095 | 684.9034 | 645.827 | 651.4769 | 641.743 | 681.9178 | 767.955 | 886.8209 | 969.9406 | 1015.2266 | 998.5651 | 949.7871 | 894.8505 | 810.7926 | 723.9556
2022-11-11 | 686.5868 | 643.0218 | 601.6408 | 577.5934 | 591.9747 | 635.1986 | 673.4091 | 682.4951 | 679.8584 | 639.6072 | 613.611 | 573.3158 | 578.2535 | 577.6049 | 650.6634 | 750.233 | 835.2905 | 917.022 | 943.2525 | 901.8204 | 864.6535 | 851.2786 | 805.8856 | 732.1676
2022-11-12 | 692.717 | 638.1394 | 600.9695 | 583.6934 | 590.1309 | 630.7664 | 676.5641 | 707.0956 | 676.4788 | 631.0838 | 596.6375 | 552.1612 | 517.51 | 518.3195 | 565.4446 | 683.1746 | 828.5469 | 931.1214 | 975.2935 | 935.3008 | 905.8564 | 870.6337 | 826.0502 | 757.1738
2022-11-13 | 694.8859 | 641.2144 | 605.4573 | 584.643 | 587.2301 | 613.272 | 643.5788 | 662.4659 | 645.2956 | 599.5196 | 542.4776 | 506.9387 | 497.2374 | 491.0006 | 555.6227 | 682.1287 | 818.8508 | 940.5493 | 1012.5279 | 970.6374 | 945.6955 | 902.1975 | 824.273 | 732.4854
2022-11-14 | 679.9776 | 626.1537 | 595.8243 | 588.6454 | 621.3073 | 735.159 | 844.2303 | 863.8177 | 796.4829 | 700.6598 | 653.0466 | 619.6299 | 618.013 | 592.7901 | 655.7875 | 796.9236 | 937.9123 | 1008.3337 | 1071.6439 | 1039.5809 | 984.0933 | 925.6433 | 844.2881 | 748.2032
2022-11-15 | 693.1501 | 638.2061 | 607.1302 | 595.3872 | 628.8849 | 741.3721 | 848.8893 | 863.1167 | 813.6401 | 739.2828 | 708.0958 | 684.5672 | 675.6484 | 669.2977 | 754.3802 | 845.8379 | 945.8829 | 1017.9504 | 1064.6302 | 1039.0998 | 990.9644 | 925.0158 | 843.1258 | 750.6937
2022-11-16 | 672.9299 | 629.0742 | 592.4752 | 582.0366 | 613.4837 | 723.5122 | 831.8225 | 850.4582 | 772.6227 | 716.6557 | 697.8363 | 699.4111 | 704.568 | 689.8283 | 744.8576 | 847.6728 | 942.7837 | 999.8511 | 1041.0264 | 1009.9107 | 956.0485 | 906.0727 | 833.2886 | 734.786
2022-11-17 | 665.0837 | 623.2111 | 591.6005 | 582.5816 | 614.4523 | 725.7098 | 830.4365 | 851.1862 | 785.7672 | 728.0901 | 729.29 | 699.9598 | 727.3934 | 726.5693 | 764.6284 | 830.7575 | 933.3826 | 992.8345 | 1035.3181 | 1014.0561 | 965.7782 | 909.7528 | 832.4085 | 739.1659
2022-11-18 | 680.6454 | 636.1411 | 599.6417 | 588.5072 | 619.5941 | 728.1448 | 832.5901 | 860.7921 | 819.5672 | 729.903 | 667.9488 | 626.9734 | 630.6045 | 620.4622 | 719.3127 | 842.2473 | 919.4273 | 990.81 | 1019.4849 | 980.5795 | 932.9981 | 895.0058 | 843.8898 | 759.9611
2022-11-19 | 701.8689 | 648.1331 | 610.693 | 592.6897 | 599.018 | 641.3431 | 690.5572 | 734.46 | 728.8981 | 705.8291 | 662.6074 | 635.0821 | 629.653 | 609.9536 | 681.5302 | 772.8314 | 880.3787 | 954.3816 | 991.9027 | 948.5038 | 920.7127 | 884.0489 | 846.3653 | 770.2342
2022-11-20 | 705.0438 | 651.2492 | 615.9767 | 594.3143 | 596.9396 | 624.7847 | 657.2113 | 706.2152 | 712.3425 | 649.0037 | 656.7618 | 649.0715 | 648.2311 | 630.3277 | 708.1566 | 795.9081 | 898.5776 | 973.9631 | 1031.0879 | 987.2321 | 960.1999 | 921.4319 | 844.3525 | 750.3046
2022-11-21 | 681.1352 | 627.3395 | 597.0071 | 589.7487 | 622.2533 | 735.9014 | 846.3401 | 886.5111 | 847.4856 | 796.4295 | 789.6431 | 788.6034 | 798.5171 | 759.6819 | 777.1183 | 861.9809 | 954.3083 | 1015.4624 | 1074.8232 | 1040.5835 | 987.6362 | 932.9271 | 851.1666 | 752.7104
2022-11-22 | 688.8111 | 634.1999 | 602.5984 | 591.3053 | 624.7278 | 736.1965 | 843.6792 | 875.7216 | 850.5258 | 799.8591 | 758.4324 | 747.8132 | 736.0793 | 727.4366 | 751.6131 | 837.4271 | 947.8517 | 1008.3331 | 1058.2766 | 1041.3054 | 991.7484 | 924.7162 | 841.517 | 748.1341
2022-11-23 | 665.0697 | 620.7443 | 583.0645 | 573.3006 | 604.5451 | 712.7656 | 819.32 | 851.5511 | 824.9276 | 778.6808 | 716.0916 | 684.9696 | 684.3835 | 699.9068 | 738.1623 | 829.6588 | 922.5714 | 986.6219 | 1024.683 | 992.9649 | 940.8044 | 891.6465 | 824.608 | 728.0843
2022-11-24 | 649.3564 | 603.6502 | 570.7613 | 563.5234 | 595.7971 | 704.4117 | 809.0001 | 837.2556 | 783.9905 | 721.8453 | 690.4929 | 685.7808 | 722.0807 | 732.834 | 725.514 | 816.4583 | 907.0188 | 960.3391 | 1004.1612 | 992.7125 | 944.1613 | 895.071 | 806.886 | 713.6484
2022-11-25 | 682.987 | 638.4042 | 597.5576 | 574.0072 | 588.5497 | 631.18 | 670.4608 | 692.3675 | 706.0585 | 649.3655 | 616.6067 | 587.6857 | 593.5486 | 583.8478 | 624.1579 | 737.9613 | 837.8875 | 914.8685 | 939.0111 | 899.5952 | 861.8336 | 849.0011 | 801.0812 | 726.784
2022-11-26 | 683.1586 | 630.0696 | 591.607 | 574.7491 | 580.8071 | 618.5128 | 665.205 | 712.4544 | 711.7393 | 686.4937 | 629.9864 | 611.7281 | 600.5225 | 555.7969 | 613.495 | 722.4489 | 831.7363 | 915.533 | 958.9778 | 922.7097 | 892.0174 | 855.3598 | 810.5072 | 739.9489
2022-11-27 | 686.1386 | 632.8604 | 596.7871 | 576.4011 | 578.8985 | 602.2584 | 631.4416 | 677.9594 | 691.2128 | 664.2148 | 641.4873 | 609.7211 | 601.051 | 590.8289 | 651.8793 | 738.1333 | 853.1154 | 937.5805 | 1000.1578 | 962.6266 | 935.7219 | 891.5145 | 816.1579 | 725.2924
2022-11-28 | 670.5268 | 616.8066 | 586.1595 | 580.0152 | 612.6264 | 724.2808 | 832.202 | 868.4085 | 816.099 | 764.8411 | 749.6945 | 730.9368 | 708.6193 | 673.8076 | 736.6781 | 818.0722 | 921.8821 | 993.5485 | 1055.0161 | 1026.1034 | 970.617 | 910.9153 | 830.3167 | 734.6749
2022-11-29 | 676.8987 | 622.122 | 590.4134 | 580.2168 | 613.9505 | 722.4325 | 828.1717 | 858.5126 | 801.5348 | 736.7642 | 703.6767 | 673.7485 | 676.5774 | 685.3194 | 736.2974 | 835.5266 | 927.2806 | 986.2639 | 1036.6061 | 1016.7939 | 969.253 | 902.0742 | 818.8478 | 729.4413
2022-11-30 | 664.6911 | 620.5597 | 582.859 | 573.2606 | 604.2601 | 711.9486 | 817.0034 | 860.0086 | 828.9904 | 788.7006 | 756.7046 | 729.7366 | 750.6303 | 761.4609 | 772.9188 | 808.1344 | 914.9228 | 984.9146 | 1023.9438 | 993.4164 | 940.5997 | 896.8579 | 824.3266 | 727.8092
2022-12-01 | 658.261 | 612.0145 | 577.4275 | 566.1336 | 595.2811 | 685.6949 | 778.7682 | 800.5733 | 747.5543 | 712.0426 | 685.8758 | 649.9128 | 637.1101 | 645.2039 | 642.0556 | 735.5419 | 840.0221 | 921.8936 | 976.1593 | 974.0902 | 942.9668 | 897.1847 | 823.2668 | 735.1164
2022-12-02 | 661.4397 | 616.3253 | 576.9192 | 564.2094 | 592.8784 | 679.889 | 770.7798 | 809.0779 | 778.28 | 737.8514 | 701.5872 | 653.4253 | 669.4918 | 664.5815 | 699.1653 | 742.2363 | 823.1988 | 903.2683 | 948.7469 | 937.9873 | 914.0901 | 876.4908 | 828.4059 | 745.5476
2022-12-03 | 683.9062 | 631.1682 | 590.9378 | 571.4392 | 576.9462 | 603.0237 | 642.0874 | 679.0194 | 662.5503 | 613.3069 | 533.018 | 492.6452 | 471.4718 | 472.9271 | 538.779 | 667.3332 | 764.848 | 875.6418 | 928.8319 | 905.9072 | 894.5801 | 862.4177 | 821.4135 | 755.8715
2022-12-04 | 683.5367 | 630.4799 | 592.2504 | 570.0562 | 572.1087 | 584.5832 | 607.6867 | 649.9126 | 639.6594 | 602.0584 | 569.529 | 543.4698 | 520.6494 | 523.31 | 575.7873 | 667.8909 | 782.8243 | 879.1133 | 955.4986 | 933.0342 | 924.9119 | 892.8745 | 824.5047 | 734.8484
2022-12-05 | 674.4782 | 621.3819 | 588.8897 | 579.0826 | 609.3997 | 704.1297 | 800.8857 | 841.1553 | 783.9113 | 700.6398 | 657.0637 | 630.1097 | 609.5603 | 607.7737 | 658.9661 | 738.4005 | 864.267 | 955.8547 | 1021.4326 | 1003.7341 | 969.6194 | 918.5604 | 844.6042 | 756.2786
2022-12-06 | 670.9065 | 616.9954 | 582.3157 | 569.4623 | 600.6023 | 690.5227 | 785.3342 | 817.7875 | 757.9423 | 690.4139 | 612.0865 | 584.0596 | 570.7398 | 581.2862 | 630.1691 | 733.9204 | 846.4152 | 928.0374 | 988.068 | 981.054 | 953.3819 | 894.3606 | 817.7503 | 735.8605
2022-12-07 | 660.521 | 615.9539 | 575.9677 | 563.6039 | 592.3868 | 682.0516 | 774.5529 | 814.4957 | 756.3363 | 695.9135 | 626.847 | 608.4587 | 630.2141 | 617.2322 | 665.7621 | 745.6487 | 849.5266 | 928.1279 | 976.5754 | 962.5433 | 927.8202 | 886.2239 | 822.9634 | 732.8448
2022-12-08 | 658.6976 | 612.6077 | 578.144 | 566.7586 | 595.9395 | 686.4052 | 777.6598 | 813.596 | 781.8908 | 750.9955 | 720.4912 | 720.6023 | 707.4657 | 730.8388 | 736.9551 | 782.2452 | 861.5232 | 926.6142 | 977.4336 | 981.8485 | 953.6503 | 905.6152 | 826.2805 | 736.0816
2022-12-09 | 674.1107 | 628.5869 | 590.0072 | 576.249 | 605.1168 | 694.4895 | 785.299 | 824.1355 | 781.9138 | 727.6753 | 670.3511 | 628.7983 | 647.7735 | 655.2554 | 708.274 | 786.4901 | 871.784 | 933.5849 | 971.8249 | 950.3923 | 930.9614 | 895.5427 | 846.6933 | 762.8672
2022-12-10 | 695.4959 | 642.4954 | 603.12 | 582.8067 | 588.3984 | 616.923 | 656.8297 | 711.0288 | 696.4917 | 665.7151 | 609.9295 | 590.8465 | 579.9328 | 559.2482 | 609.0409 | 695.4604 | 803.2931 | 903.0266 | 951.3424 | 923.09 | 910.6205 | 880.394 | 843.9898 | 772.1956
2022-12-11 | 698.4297 | 645.1032 | 607.9209 | 584.7018 | 587.0071 | 601.8854 | 626.3107 | 671.9873 | 663.2613 | 640.0298 | 591.907 | 556.2423 | 532.3112 | 499.0297 | 565.9606 | 687.5455 | 823.8447 | 914.3346 | 986.2207 | 957.2748 | 947.1909 | 911.4252 | 840.7255 | 755.9861
2022-12-12 | 675.0702 | 621.8643 | 589.2617 | 579.3235 | 609.6255 | 704.4027 | 801.0502 | 845.3246 | 789.541 | 730.6143 | 689.1953 | 685.1051 | 701.2105 | 693.0198 | 716.4413 | 787.3968 | 883.8416 | 960.058 | 1026.8489 | 1007.8915 | 974.6143 | 920.0114 | 850.1709 | 758.1184
2022-12-13 | 676.3351 | 621.988 | 587.5203 | 574.3221 | 605.5212 | 696.3073 | 791.8153 | 825.2733 | 779.2665 | 702.4087 | 641.1583 | 612.7179 | 609.3418 | 593.7601 | 627.7248 | 718.3589 | 840.0146 | 936.1083 | 1001.5284 | 991.3709 | 964.4836 | 901.7836 | 825.192 | 744.6908
2022-12-14 | 659.9246 | 615.4021 | 575.1154 | 562.838 | 591.4688 | 680.9523 | 775.1094 | 813.6085 | 755.9879 | 705.8651 | 643.7978 | 606.9538 | 588.4187 | 590.2257 | 630.6928 | 730.567 | 830.3557 | 926.8777 | 981.1887 | 964.0007 | 930.8058 | 885.656 | 816.7869 | 728.7255
2022-12-15 | 662.6916 | 616.3749 | 582.0718 | 570.4988 | 599.821 | 690.8522 | 784.8201 | 822.3184 | 775.0581 | 709.7327 | 660.1165 | 624.6892 | 611.7927 | 588.6277 | 610.4244 | 708.7499 | 824.2909 | 927.0846 | 984.1217 | 977.185 | 949.3005 | 899.8036 | 830.487 | 740.6405
2022-12-16 | 677.4534 | 632.1026 | 593.7292 | 579.9254 | 608.9185 | 698.825 | 791.8473 | 834.9229 | 776.849 | 695.9981 | 627.724 | 595.5918 | 589.2009 | 580.9114 | 623.5496 | 743.4134 | 846.5143 | 932.8579 | 979.0715 | 956.5344 | 928.0609 | 892.7356 | 847.1467 | 767.1962
2022-12-17 | 691.0338 | 637.9007 | 598.1736 | 578.2553 | 583.9286 | 611.4312 | 651.7091 | 713.0378 | 685.7774 | 635.8899 | 581.1964 | 550.663 | 541.3291 | 499.5739 | 546.9901 | 643.722 | 776.5949 | 886.0712 | 942.2703 | 916.9782 | 904.6358 | 873.6488 | 836.0724 | 765.7353
2022-12-18 | 699.3631 | 645.7672 | 608.5375 | 585.1138 | 587.6 | 602.6941 | 627.735 | 680.4657 | 678.6653 | 644.7179 | 612.7313 | 588.8126 | 569.4039 | 566.7697 | 599.6283 | 705.2708 | 821.2545 | 915.6804 | 986.8533 | 959.6211 | 950.603 | 916.6601 | 846.1465 | 756.2153
2022-12-19 | 681.7335 | 628.3586 | 596.0401 | 585.7331 | 616.2574 | 712.7419 | 811.6179 | 867.8376 | 839.5642 | 794.5224 | 721.0832 | 694.9527 | 729.1941 | 778.0859 | 744.5692 | 799.3631 | 898.7816 | 966.4428 | 1040.2315 | 1018.6913 | 983.7632 | 935.4017 | 860.7092 | 766.0414
2022-12-20 | 679.3773 | 625.0922 | 590.7476 | 577.3329 | 608.3237 | 699.6319 | 795.9214 | 842.5493 | 813.1251 | 778.3551 | 743.5606 | 672.0884 | 659.8244 | 684.9366 | 708.5398 | 775.0785 | 868.3805 | 943.8561 | 1005.9941 | 997.3546 | 969.803 | 914.3714 | 836.9606 | 748.8555
2022-12-21 | 669.6006 | 624.6506 | 585.0415 | 571.9593 | 600.7649 | 692.0471 | 786.5643 | 829.6206 | 769.5121 | 705.461 | 639.4622 | 609.2635 | 622.4923 | 611.0246 | 632.814 | 725.4261 | 835.8459 | 937.3346 | 994.8209 | 973.5552 | 942.5178 | 898.431 | 830.3288 | 739.9695
2022-12-22 | 653.679 | 607.5875 | 572.8051 | 561.7632 | 590.8701 | 680.6366 | 773.4758 | 814.84 | 760.699 | 703.0322 | 661.8487 | 637.4991 | 628.0183 | 618.999 | 608.6624 | 687.558 | 807.8299 | 909.6376 | 969.5893 | 966.5085 | 934.2617 | 889.2279 | 817.187 | 729.5162
2022-12-23 | 660.142 | 615.0056 | 575.5009 | 563.0195 | 591.7085 | 678.773 | 770.4014 | 812.1606 | 760.6928 | 696.9647 | 623.9806 | 576.3472 | 566.3516 | 538.8583 | 596.4714 | 693.5045 | 799.3971 | 897.7602 | 949.208 | 931.307 | 902.6227 | 866.5166 | 825.2623 | 743.7087
2022-12-24 | 682.4438 | 629.7022 | 589.3795 | 570.0859 | 575.7541 | 601.7219 | 641.1172 | 698.6173 | 676.0544 | 641.2256 | 581.0122 | 543.5409 | 544.229 | 506.5413 | 525.1111 | 627.9691 | 753.238 | 860.5451 | 928.1505 | 906.0337 | 893.5614 | 864.3476 | 824.6776 | 753.6269
2022-12-25 | 680.2887 | 627.0514 | 588.7617 | 566.1258 | 568.137 | 579.9561 | 602.8828 | 655.8676 | 642.4955 | 585.7824 | 537.023 | 521.1097 | 520.258 | 536.5808 | 543.1034 | 636.0766 | 765.482 | 876.6272 | 958.0279 | 933.0017 | 929.4201 | 891.1957 | 818.1496 | 729.9209
2022-12-26 | 674.9547 | 622.5136 | 585.2987 | 563.7497 | 579.5176 | 614.7179 | 654.7775 | 696.031 | 710.4024 | 709.538 | 681.4552 | 645.7544 | 631.4208 | 649.5518 | 671.1012 | 731.6372 | 821.6612 | 893.2364 | 958.9601 | 944.4526 | 920.0984 | 886.1751 | 809.7113 | 724.1703
2022-12-27 | 653.5627 | 598.8627 | 564.1276 | 552.7761 | 583.9608 | 670.6366 | 764.4698 | 806.6905 | 744.908 | 672.8313 | 612.4208 | 596.3 | 606.0731 | 594.5714 | 606.8882 | 674.4787 | 793.1627 | 891.2185 | 962.1584 | 961.1961 | 931.7875 | 871.5449 | 798.7512 | 714.4676
2022-12-28 | 644.9967 | 600.6745 | 559.6504 | 548.4652 | 577.2013 | 664.2566 | 757.4508 | 801.2338 | 750.157 | 694.4188 | 664.6144 | 648.348 | 652.2913 | 660.4801 | 656.8937 | 714.8205 | 806.1518 | 896.5775 | 953.4877 | 942.196 | 912.3855 | 870.8391 | 801.8598 | 711.0283
2022-12-29 | 641.6507 | 596.2286 | 560.6399 | 550.7052 | 579.6837 | 667.4249 | 759.5894 | 800.7108 | 746.8481 | 707.3132 | 623.2169 | 578.2637 | 578.0353 | 552.7732 | 572.1601 | 662.4528 | 780.3989 | 878.4705 | 949.4929 | 949.9676 | 920.8781 | 866.5598 | 799.086 | 712.0529
2022-12-30 | 655.8211 | 611.3702 | 571.6337 | 559.2956 | 587.5959 | 673.6141 | 764.5588 | 819.2949 | 781.1451 | 726.4395 | 681.7496 | 644.2333 | 628.2098 | 634.6165 | 663.3916 | 725.3554 | 794.5833 | 887.593 | 938.794 | 927.9145 | 903.679 | 867.8473 | 818.0515 | 737.2214
2022-12-31 | 665.1339 | 613.0655 | 571.619 | 553.6919 | 558.959 | 582.3601 | 622.0751 | 680.4565 | 653.6397 | 612.7492 | 533.5101 | 487.8093 | 472.0626 | 422.5139 | 463.3476 | 581.0977 | 710.866 | 822.0116 | 899.0683 | 882.9126 | 871.1888 | 843.2057 | 801.3367 | 730.3101
2023-01-01 | 685.3001 | 644.717 | 613.3558 | 592.8915 | 596.9914 | 619.6609 | 670.8483 | 709.2287 | 689.724 | 625.4455 | 551.3449 | 522.4409 | 507.961 | 515.22 | 598.4845 | 668.2063 | 821.7176 | 924.2186 | 1011.2556 | 992.224 | 968.6899 | 913.3062 | 829.2235 | 729.7344
2023-01-02 | 704.3836 | 662.404 | 632.0056 | 611.4525 | 630.5363 | 684.5859 | 758.1601 | 786.3392 | 791.1685 | 733.0918 | 701.8325 | 682.6137 | 635.9653 | 618.9642 | 650.8038 | 772.3729 | 891.1253 | 984.3133 | 1049.8083 | 1018.6121 | 983.1669 | 933.5514 | 844.3844 | 752.1885
2023-01-03 | 657.6396 | 619.658 | 590.6019 | 581.8159 | 617.6646 | 725.2302 | 859.1543 | 879.1351 | 826.1344 | 741.7106 | 674.534 | 639.5568 | 658.2585 | 628.0059 | 637.4594 | 714.0346 | 853.2579 | 953.7437 | 1026.6425 | 1027.4128 | 984.3269 | 904.845 | 808.4728 | 710.2073
2023-01-04 | 627.3884 | 601.5241 | 568.5173 | 560.8415 | 593.9908 | 694.1002 | 822.2057 | 839.9174 | 767.508 | 690.7111 | 632.1604 | 586.9739 | 561.9027 | 568.52 | 614.3134 | 697.3536 | 822.5751 | 922.5979 | 989.8699 | 987.6766 | 944.0596 | 876.4203 | 791.1024 | 690.675
2023-01-05 | 627.3343 | 592.4485 | 564.0793 | 557.6434 | 591.0526 | 690.3916 | 817.1341 | 826.9212 | 751.6169 | 677.9092 | 623.8211 | 576.0694 | 592.8868 | 580.0911 | 576.213 | 679.5436 | 803.5928 | 896.824 | 976.7658 | 988.3378 | 950.0555 | 875.6866 | 780.69 | 688.9061
2023-01-06 | 646.7894 | 613.3008 | 575.3326 | 566.5224 | 599.4739 | 699.5289 | 826.7604 | 847.7933 | 787.4583 | 697.6221 | 622.9835 | 572.0816 | 568.4532 | 556.3607 | 597.1656 | 691.0606 | 807.0075 | 901.9354 | 964.7121 | 961.2384 | 916.3801 | 862.4776 | 802.4407 | 715.0993
2023-01-07 | 657.1144 | 616.559 | 580.1272 | 565.213 | 572.5804 | 603.9565 | 674.7113 | 708.9954 | 681.1256 | 618.8905 | 555.1325 | 508.2558 | 483.9981 | 456.7679 | 476.409 | 579.9656 | 728.4613 | 848.7693 | 926.3005 | 917.4487 | 889.759 | 843.1436 | 787.2352 | 707.9812
2023-01-08 | 681.3881 | 642.8943 | 610.1726 | 589.9777 | 594.8194 | 618.3383 | 672.5547 | 708.3215 | 687.7358 | 633.614 | 570.4579 | 535.5075 | 492.8629 | 470.569 | 514.6816 | 627.593 | 794.4823 | 907.8832 | 1008.6754 | 990.8482 | 969.7497 | 911.654 | 822.7442 | 721.6478
2023-01-09 | 642.4229 | 602.0866 | 573.1012 | 569.1832 | 604.1438 | 713.2787 | 846.45 | 873.1988 | 806.002 | 723.4642 | 681.1688 | 654.6102 | 615.5183 | 585.4932 | 608.5918 | 696.3397 | 837.7298 | 934.9946 | 1026.9436 | 1019.6547 | 972.9914 | 898.9651 | 804.4776 | 702.8597
2023-01-10 | 668.4429 | 633.1805 | 604.5897 | 594.9067 | 630.849 | 740.8515 | 875.4576 | 898.978 | 839.1716 | 758.9978 | 691.6501 | 638.0769 | 645.1103 | 617.2683 | 632.4142 | 744.2963 | 870.9853 | 968.5013 | 1047.6484 | 1042.2654 | 1001.9508 | 922.9745 | 828.1433 | 728.8051
2023-01-11 | 649.5845 | 622.8715 | 591.4475 | 582.2593 | 615.6882 | 719.7886 | 849.8867 | 872.4902 | 813.3834 | 741.3868 | 710.522 | 683.2395 | 662.2785 | 618.1146 | 643.622 | 709.9552 | 848.6418 | 949.989 | 1027.0801 | 1015.6885 | 975.18 | 908.2181 | 823.1332 | 721.0645
2023-01-12 | 659.6686 | 625.4456 | 597.1401 | 588.5343 | 622.2907 | 727.5171 | 857.006 | 875.7517 | 807.6376 | 723.5106 | 665.814 | 619.7222 | 597.661 | 573.0124 | 613.7178 | 704.8522 | 832.809 | 945.3866 | 1030.0479 | 1030.4823 | 992.8667 | 922.1621 | 827.6295 | 729.9971
2023-01-13 | 667.5235 | 634.7 | 598.0863 | 587.7069 | 620.9909 | 724.9555 | 853.6841 | 879.2044 | 811.0501 | 713.1561 | 646.5609 | 584.3677 | 543.2009 | 549.6641 | 589.4867 | 702.5662 | 829.7571 | 928.6733 | 1000.0724 | 987.203 | 947.6367 | 893.9579 | 832.2201 | 740.759
2023-01-14 | 688.9718 | 648.7254 | 614.1657 | 596.9297 | 604.7057 | 642.8309 | 716.1076 | 764.021 | 745.4888 | 692.1444 | 621.4158 | 584.5869 | 542.3851 | 507.483 | 559.9698 | 670.6182 | 811.6416 | 908.328 | 981.347 | 960.4205 | 934.4305 | 890.9555 | 834.3628 | 753.187
2023-01-15 | 669.1248 | 628.177 | 594.707 | 575.6631 | 580.051 | 600.4184 | 652.5794 | 685.5545 | 682.098 | 633.4051 | 567.2874 | 530.3631 | 509.9751 | 491.4445 | 536.0129 | 645.5773 | 783.4738 | 883.5368 | 981.77 | 965.4302 | 945.7344 | 889.0733 | 800.8309 | 701.9335
2023-01-16 | 689.7137 | 650.7386 | 619.1568 | 599.3737 | 617.412 | 667.8749 | 740.055 | 765.9567 | 778.9154 | 724.7924 | 689.7641 | 643.9304 | 616.151 | 579.9668 | 587.2675 | 695.2456 | 842.0603 | 940.369 | 1025.6005 | 998.875 | 963.5912 | 914.5824 | 822.4057 | 729.3305
2023-01-17 | 661.6084 | 625.6452 | 598.3394 | 589.7014 | 626.1963 | 735.261 | 869.0464 | 893.2422 | 845.8275 | 768.6002 | 714.586 | 666.9054 | 643.9706 | 626.8651 | 640.9011 | 715.5063 | 841.722 | 956.7745 | 1041.361 | 1036.0233 | 997.5761 | 917.0707 | 820.6287 | 723.0068
2023-01-18 | 645.9759 | 619.7346 | 588.633 | 579.5785 | 612.9994 | 716.7353 | 846.6264 | 867.078 | 797.4232 | 709.2105 | 645.415 | 595.128 | 551.3931 | 557.5003 | 580.4154 | 676.6901 | 821.5994 | 931.4666 | 1021.9331 | 1012.9168 | 970.8764 | 905.9183 | 820.6599 | 717.179
2023-01-19 | 649.2948 | 611.514 | 585.6318 | 578.5043 | 612.0585 | 715.3552 | 843.9728 | 863.7572 | 796.1658 | 711.4271 | 656.2532 | 598.874 | 568.0886 | 561.8741 | 589.6303 | 675.3927 | 813.5511 | 919.5168 | 1010.5666 | 1014.2844 | 978.9935 | 908.1344 | 813.1495 | 716.65
2023-01-20 | 645.167 | 612.1864 | 575.9507 | 568.5922 | 601.5498 | 701.8522 | 826.0546 | 846.1338 | 811.3727 | 736.7915 | 655.6552 | 636.9206 | 651.3998 | 648.2723 | 683.9502 | 766.6369 | 845.0995 | 901.6128 | 968.1904 | 963.4868 | 919.705 | 869.1036 | 809.2275 | 718.056
2023-01-21 | 685.2231 | 643.8671 | 609.0548 | 592.0281 | 599.7463 | 636.8336 | 709.5559 | 752.2903 | 732.6912 | 690.9421 | 630.7818 | 589.4783 | 549.5912 | 503.0308 | 532.0567 | 644.7443 | 772.648 | 886.9434 | 969.9601 | 953.3217 | 927.1245 | 880.1343 | 828.0696 | 746.0957
2023-01-22 | 673.4079 | 634.1443 | 600.8966 | 581.2956 | 585.9434 | 607.5428 | 660.4784 | 692.8748 | 690.9505 | 647.1103 | 593.9407 | 535.0122 | 500.856 | 486.1479 | 515.1041 | 613.7456 | 747.8101 | 871.8674 | 988.1367 | 971.3385 | 952.0688 | 897.9669 | 810.4493 | 709.8493
2023-01-23 | 618.7663 | 580.1866 | 549.8422 | 547.715 | 582.5578 | 687.5009 | 816.8184 | 834.4832 | 770.5139 | 684.1096 | 608.0919 | 591.3311 | 594.7655 | 603.0478 | 614.0494 | 689.9099 | 806.044 | 877.862 | 988.0205 | 990.3405 | 942.8133 | 866.9147 | 771.9072 | 672.3142
2023-01-24 | 629.4993 | 593.1957 | 565.2608 | 558.1502 | 593.4978 | 696.4346 | 827.5287 | 848.4675 | 791.7718 | 716.7344 | 659.7352 | 614.4492 | 608.7985 | 586.9211 | 585.7051 | 661.9781 | 778.7616 | 885.2193 | 984.4908 | 992.9215 | 949.7456 | 871.9509 | 774.4486 | 678.0046
2023-01-25 | 627.128 | 601.0885 | 568.139 | 560.5897 | 593.6585 | 693.4923 | 822.1492 | 839.9704 | 780.5486 | 715.9956 | 649.1055 | 618.77 | 630.8864 | 612.1497 | 630.9697 | 689.6377 | 792.4864 | 889.2364 | 988.2258 | 981.9242 | 939.9203 | 874.8576 | 790.0231 | 689.6829
2023-01-26 | 664.5941 | 628.8101 | 601.8601 | 592.9668 | 627.0245 | 734.3898 | 865.092 | 889.6086 | 822.2015 | 735.0377 | 665.2422 | 605.692 | 567.7624 | 569.5224 | 587.0807 | 688.5723 | 812.1287 | 930.0905 | 1039.2051 | 1035.4622 | 996.4986 | 928.0584 | 834.268 | 736.559
2023-01-27 | 651.8071 | 620.0308 | 584.9944 | 575.5449 | 608.3371 | 710.619 | 839.3567 | 862.8456 | 807.3578 | 714.4559 | 653.1776 | 623.3196 | 622.6562 | 610.7452 | 660.8558 | 763.4037 | 839.1444 | 907.8284 | 981.1678 | 969.447 | 928.4551 | 880.5299 | 820.0223 | 727.6633
2023-01-28 | 664.7922 | 623.7993 | 587.927 | 572.3675 | 579.8478 | 613.9339 | 686.0047 | 724.1673 | 687.2901 | 625.5723 | 574.0404 | 559.4571 | 544.8696 | 485.7891 | 475.472 | 582.5912 | 722.6218 | 837.7576 | 944.4049 | 927.9305 | 898.397 | 852.0799 | 797.3951 | 718.4121
2023-01-29 | 666.696 | 629.2174 | 596.5424 | 577.5398 | 581.8261 | 603.3165 | 656.1464 | 694.7279 | 691.3767 | 632.901 | 577.6179 | 517.6125 | 494.8288 | 476.0153 | 500.2056 | 598.675 | 760.3519 | 876.3634 | 991.9921 | 970.8444 | 949.5015 | 891.4739 | 803.5362 | 704.3436
2023-01-30 | 652.5341 | 613.4561 | 586.1111 | 581.5195 | 616.5307 | 728.3245 | 862.4003 | 888.8031 | 817.3177 | 733.0102 | 661.7918 | 636.4423 | 601.6565 | 593.6244 | 591.636 | 694.4225 | 820.5697 | 928.6924 | 1055.8029 | 1040.8847 | 994.3303 | 917.9745 | 824.7328 | 721.2094
2023-01-31 | 663.8697 | 628.4938 | 600.9543 | 591.4099 | 627.227 | 737.0552 | 872.1777 | 896.6856 | 846.6139 | 763.7094 | 698.087 | 643.0704 | 616.7766 | 593.376 | 623.4329 | 710.4253 | 825.5398 | 939.7841 | 1046.4754 | 1037.8095 | 998.2716 | 917.9904 | 821.8989 | 723.9253
2023-02-01 | 644.5554 | 629.1056 | 597.9168 | 584.3662 | 618.8781 | 723.9636 | 836.4093 | 855.3418 | 764.7086 | 655.7759 | 609.1508 | 596.2044 | 552.8093 | 547.1027 | 554.6383 | 621.9934 | 750.5464 | 875.063 | 961.3028 | 975.1198 | 944.2791 | 883.8766 | 801.537 | 712.5108
2023-02-02 | 638.8951 | 614.032 | 583.9414 | 574.7146 | 609.7041 | 712.9661 | 823.4947 | 838.6527 | 761.7606 | 688.7651 | 647.0584 | 566.4377 | 494.386 | 493.9855 | 571.3243 | 622.2079 | 755.9397 | 843.7278 | 938.6487 | 966.8082 | 942.3801 | 875.6737 | 781.2436 | 699.6288
2023-02-03 | 639.1375 | 621.7697 | 583.6617 | 570.7163 | 604.8806 | 707.1011 | 816.632 | 844.6026 | 793.2834 | 707.5109 | 636.2354 | 596.3937 | 549.1366 | 538.6665 | 551.2076 | 622.6124 | 744.7613 | 840.4587 | 910.3724 | 929.3094 | 900.2991 | 848.4515 | 784.3176 | 708.6917
2023-02-04 | 651.4628 | 623.7352 | 587.1498 | 568.9826 | 581.8261 | 626.2479 | 690.0531 | 725.6441 | 686.4576 | 634.3332 | 564.6524 | 526.4716 | 505.1637 | 467.1914 | 460.9464 | 538.2928 | 680.6185 | 797.2279 | 877.741 | 892.3321 | 873.94 | 828.2943 | 768.3206 | 700.7544
2023-02-05 | 663.8941 | 636.1675 | 602.791 | 581.1004 | 591.2452 | 626.3411 | 673.4665 | 705.352 | 674.8004 | 584.9189 | 528.7778 | 479.3082 | 494.9456 | 461.8823 | 472.9658 | 542.3286 | 677.314 | 815.4816 | 931.5569 | 938.8351 | 928.4791 | 874.8243 | 785.5227 | 698.2583
2023-02-06 | 643.1852 | 616.2155 | 587.7699 | 578.6743 | 614.4117 | 725.064 | 840.8353 | 863.4194 | 798.5895 | 712.5125 | 659.4087 | 652.6238 | 608.701 | 586.0384 | 561.2304 | 634.4147 | 766.9927 | 877.0052 | 976.3843 | 991.6616 | 958.669 | 887.7728 | 794.4318 | 706.5017
2023-02-07 | 653.2772 | 629.1366 | 601.0787 | 587.5572 | 624.1627 | 733.0564 | 848.7419 | 868.5347 | 758.557 | 639.7566 | 567.3252 | 522.0262 | 465.9712 | 481.3255 | 486.4076 | 587.611 | 729.6806 | 855.3783 | 965.741 | 987.8157 | 960.9736 | 888.4749 | 792.8008 | 709.3046
2023-02-08 | 639.0563 | 624.4722 | 592.6356 | 579.5607 | 614.0721 | 718.2559 | 829.834 | 841.72 | 739.3956 | 617.0552 | 536.8692 | 509.5206 | 453.9415 | 452.8639 | 499.221 | 583.4418 | 721.8372 | 849.7239 | 948.8898 | 966.1759 | 936.4797 | 876.0877 | 791.2152 | 705.2299
2023-02-09 | 657.9267 | 632.6721 | 606.5227 | 593.24 | 628.5335 | 735.714 | 846.0859 | 857.0526 | 752.3038 | 645.1554 | 576.4292 | 530.9289 | 475.9582 | 481.3164 | 490.5039 | 577.7707 | 732.801 | 861.447 | 969.4342 | 993.5229 | 966.9908 | 902.7974 | 809.5333 | 726.3484
2023-02-10 | 664.1238 | 641.9848 | 607.6246 | 594.1267 | 628.3641 | 735.4522 | 844.3737 | 868.0827 | 806.4061 | 684.6088 | 617.1034 | 550.6249 | 543.4195 | 528.8597 | 561.526 | 655.2279 | 762.3233 | 864.9018 | 947.5138 | 956.9442 | 931.5923 | 879.6206 | 816.4739 | 736.7999
2023-02-11 | 657.7873 | 632.9256 | 597.3672 | 578.3382 | 591.313 | 637.3979 | 701.7755 | 732.5859 | 689.4618 | 613.1017 | 548.5997 | 507.3903 | 464.499 | 436.7497 | 436.0258 | 505.0784 | 655.6111 | 794.5219 | 890.831 | 903.0963 | 888.7899 | 842.8366 | 783.0282 | 715.3958
2023-02-12 | 662.4572 | 636.7505 | 605.1035 | 583.1189 | 593.7107 | 629.3573 | 678.3265 | 706.7385 | 660.7591 | 574.9081 | 488.9112 | 440.9894 | 371.4864 | 355.3991 | 379.016 | 501.9517 | 679.3876 | 803.4213 | 932.4888 | 943.6098 | 933.405 | 877.0121 | 788.3039 | 702.7469
2023-02-13 | 654.5022 | 625.1574 | 599.4552 | 589.4796 | 625.304 | 737.9673 | 855.0518 | 879.3298 | 837.3977 | 774.3763 | 742.2374 | 609.5212 | 599.4167 | 600.9928 | 598.2179 | 667.8118 | 789.4543 | 891.0468 | 993.9547 | 1006.0018 | 972.4236 | 902.3173 | 812.0166 | 721.7401
2023-02-14 | 656.5595 | 633.3729 | 605.0375 | 591.3847 | 628.0103 | 737.8284 | 853.6989 | 872.6763 | 810.6777 | 734.0323 | 676.5179 | 662.7536 | 645.2033 | 631.5117 | 577.5823 | 640.5648 | 759.0791 | 867.6854 | 972.0237 | 994.1675 | 966.0256 | 892.4562 | 799.599 | 714.9708
2023-02-15 | 658.738 | 642.2518 | 612.7468 | 598.2377 | 633.0653 | 741.0408 | 853.8918 | 873.0097 | 802.6534 | 707.4117 | 609.5427 | 573.5037 | 519.8719 | 529.4478 | 529.9968 | 599.3414 | 730.2535 | 864.8665 | 979.3011 | 991.5212 | 962.7813 | 904.1178 | 821.5463 | 732.5769
2023-02-16 | 646.8147 | 620.9915 | 593.4787 | 582.6188 | 617.7067 | 722.8328 | 834.1641 | 832.8911 | 748.3506 | 644.9989 | 556.601 | 514.4665 | 470.1447 | 488.3524 | 500.7525 | 561.7035 | 707.2153 | 831.437 | 949.6952 | 977.7494 | 951.7846 | 887.7078 | 794.2522 | 711.5947
2023-02-17 | 649.6679 | 630.8124 | 594.9735 | 581.1613 | 615.2406 | 719.5111 | 830.017 | 843.2152 | 746.592 | 651.2283 | 605.0503 | 547.3875 | 491.4803 | 484.6576 | 501.7411 | 591.8396 | 713.627 | 828.1071 | 924.0604 | 941.3379 | 913.3138 | 861.8094 | 796.0514 | 717.6053
2023-02-18 | 675.3385 | 647.2533 | 615.9556 | 596.0972 | 609.3117 | 659.3854 | 725.1183 | 752.9845 | 708.6948 | 619.525 | 600.9416 | 589.2838 | 554.4616 | 561.9706 | 542.8255 | 605.6293 | 732.4095 | 837.9035 | 920.0357 | 928.8685 | 914.2187 | 868.2575 | 811.6156 | 743.599
2023-02-19 | 674.7756 | 646.5677 | 614.1137 | 591.5733 | 602.1858 | 639.7909 | 688.929 | 708.6439 | 686.0378 | 613.796 | 538.3296 | 477.2082 | 413.1841 | 387.5449 | 441.7057 | 541.7405 | 679.9362 | 818.2031 | 943.2589 | 952.6964 | 942.6084 | 890.1193 | 801.6768 | 714.4027
2023-02-20 | 674.3696 | 648.9175 | 617.2883 | 594.7629 | 616.9906 | 676.9974 | 742.309 | 755.0395 | 715.8536 | 633.8893 | 590.1741 | 552.753 | 500.9049 | 517.9914 | 517.3031 | 612.3647 | 719.2838 | 839.5472 | 953.3285 | 956.4649 | 931.0684 | 887.1953 | 794.9555 | 714.5105
2023-02-21 | 649.5337 | 622.5259 | 596.2826 | 583.9518 | 621.082 | 729.57 | 844.4566 | 848.0685 | 773.7344 | 673.6598 | 590.7065 | 553.6561 | 511.036 | 534.2154 | 520.6916 | 593.2075 | 732.8138 | 851.6702 | 960.014 | 985.2065 | 956.4662 | 884.1622 | 788.9998 | 706.3762
2023-02-22 | 652.3959 | 637.4315 | 606.1299 | 592.2362 | 626.9793 | 733.7972 | 846.0581 | 855.4501 | 758.581 | 676.6081 | 641.9779 | 602.7338 | 569.6911 | 554.9232 | 590.4171 | 664.7123 | 778.5125 | 868.7566 | 968.5743 | 984.6634 | 955.9975 | 895.6308 | 812.9903 | 723.132
2023-02-23 | 649.7569 | 624.3982 | 597.9094 | 585.5084 | 620.4884 | 726.4899 | 838.1169 | 841.7596 | 759.4217 | 640.6044 | 576.7208 | 527.4557 | 499.8344 | 502.6959 | 542.0015 | 589.9945 | 718.8378 | 837.8459 | 955.6619 | 983.2587 | 960.7241 | 892.5082 | 799.4246 | 714.9102
2023-02-24 | 649.7576 | 628.428 | 592.2378 | 580.4932 | 614.7832 | 718.5504 | 829.1685 | 840.356 | 778.892 | 671.7587 | 591.5299 | 543.7496 | 541.3067 | 542.7697 | 554.9995 | 639.1008 | 725.0424 | 832.4379 | 922.6125 | 942.1392 | 909.7282 | 862.3546 | 796.2834 | 718.0228
2023-02-25 | 646.5369 | 621.1668 | 584.863 | 567.0751 | 580.0196 | 624.2513 | 688.6515 | 704.9991 | 654.4188 | 578.4517 | 525.5399 | 486.9607 | 440.0668 | 435.9114 | 508.5219 | 573.8518 | 659.8571 | 768.9451 | 867.6706 | 884.0061 | 867.126 | 825.1497 | 765.0535 | 697.9136
2023-02-26 | 646.4336 | 622.0978 | 588.4726 | 567.7615 | 577.7957 | 610.3883 | 657.4933 | 674.2397 | 640.2524 | 539.7656 | 471.8584 | 425.0914 | 364.833 | 370.9856 | 381.4102 | 470.9646 | 638.2025 | 780.7553 | 909.8946 | 928.9463 | 913.7061 | 856.0332 | 765.6425 | 680.8134
2023-02-27 | 619.0531 | 591.5227 | 563.3577 | 556.2238 | 591.6399 | 697.7731 | 810.6885 | 813.549 | 705.0867 | 569.4551 | 518.4962 | 501.5923 | 459.2575 | 509.4767 | 531.8927 | 584.997 | 723.1946 | 816.3906 | 932.4049 | 959.4972 | 923.9258 | 853.2166 | 759.6355 | 673.3745
2023-02-28 | 651.8689 | 630.7349 | 600.6037 | 586.955 | 623.3309 | 732.2375 | 848.6297 | 858.676 | 801.7992 | 708.71 | 651.7122 | 635.6356 | 632.1058 | 621.5797 | 656.7496 | 707.5667 | 796.1117 | 872.8568 | 967.733 | 992.1564 | 962.7472 | 888.0166 | 792.6572 | 710.6016
2023-03-01 | 639.9271 | 609.8001 | 578.0522 | 556.9816 | 587.0943 | 685.9098 | 793.7392 | 826.755 | 756.2634 | 675.825 | 614.9162 | 564.9528 | 551.1016 | 518.5422 | 547.2302 | 614.6758 | 724.9169 | 843.8635 | 940.7311 | 953.8495 | 914.0681 | 882.378 | 804.1117 | 710.8232
2023-03-02 | 615.408 | 587.1793 | 557.7966 | 539.1884 | 569.7824 | 667.6423 | 775.03 | 793.4812 | 697.882 | 619.6956 | 580.2551 | 536.9487 | 509.7881 | 500.3716 | 466.6243 | 530.3113 | 671.7398 | 793.7545 | 899.4377 | 936.6081 | 892.8039 | 857.9302 | 769.4 | 678.3083
2023-03-03 | 609.5105 | 583.1006 | 549.0781 | 532.132 | 561.3406 | 654.2254 | 759.4379 | 772.6344 | 693.7044 | 631.6588 | 564.0742 | 467.0368 | 434.3106 | 444.0611 | 515.8588 | 591.0205 | 677.4592 | 774.9181 | 865.1538 | 886.0329 | 843.0487 | 823.5362 | 764.767 | 680.4977
2023-03-04 | 634.8922 | 604.1602 | 569.5563 | 543.4155 | 550.8891 | 586.8533 | 643.9512 | 694.3764 | 649.6724 | 604.4755 | 541.7174 | 498.2041 | 461.0201 | 414.8263 | 468.0105 | 562.6825 | 674.8694 | 768.6172 | 862.2204 | 868.4039 | 843.5238 | 826.063 | 774.5043 | 698.8391
2023-03-05 | 631.7085 | 599.3866 | 566.9688 | 536.7641 | 540.5323 | 559.0591 | 599.3858 | 623.1729 | 572.9576 | 485.806 | 425.929 | 340.7927 | 287.7821 | 271.3669 | 318.2115 | 414.0057 | 572.6248 | 739.7547 | 883.9927 | 898.6613 | 882.2791 | 849.6825 | 766.1472 | 672.6227
2023-03-06 | 623.173 | 585.6217 | 558.7365 | 541.6125 | 570.9568 | 668.7591 | 784.8033 | 801.7465 | 693.9969 | 599.32 | 526.3535 | 458.3016 | 420.0871 | 409.4241 | 421.8782 | 522.3087 | 647.6146 | 798.6019 | 941.9406 | 960.1669 | 921.8297 | 879.6166 | 790.3701 | 693.9977
2023-03-07 | 631.7474 | 599.1269 | 571.6467 | 550.3275 | 580.3392 | 675.749 | 790.0275 | 802.2204 | 699.3629 | 593.2811 | 515.2947 | 466.2646 | 437.5608 | 455.5336 | 505.2751 | 585.4494 | 713.1884 | 829.3001 | 936.925 | 963.4962 | 928.0663 | 879.2434 | 790.5673 | 697.2673
2023-03-08 | 622.7725 | 592.3755 | 561.1261 | 540.2727 | 567.6439 | 660.4571 | 771.8363 | 787.3923 | 695.978 | 614.3787 | 552.9895 | 514.1851 | 478.0795 | 519.0754 | 553.5032 | 593.1681 | 693.521 | 791.6473 | 917.2204 | 936.2779 | 903.326 | 865.8969 | 788.4027 | 693.8339
2023-03-09 | 637.6641 | 608.0488 | 579.6518 | 557.4175 | 585.5518 | 683.5689 | 796.7526 | 818.4279 | 730.6343 | 654.6072 | 585.7778 | 531.0469 | 489.5874 | 483.0477 | 515.0308 | 577.0139 | 690.2353 | 818.6789 | 939.832 | 966.2466 | 930.8188 | 896.5522 | 805.3108 | 710.7672
2023-03-10 | 634.142 | 605.5088 | 573.6071 | 552.26 | 579.4465 | 673.2198 | 783.8615 | 792.218 | 699.5335 | 585.6476 | 544.1845 | 471.2234 | 423.5473 | 423.0852 | 473.2942 | 578.7979 | 676.2479 | 800.7972 | 901.4555 | 919.0545 | 881.3254 | 867.3201 | 804.6675 | 715.6521
2023-03-11 | 647.0407 | 614.5481 | 579.7009 | 551.4223 | 557.9243 | 593.847 | 651.6648 | 694.5449 | 662.5356 | 625.6227 | 572.4661 | 525.9449 | 499.9904 | 437.3394 | 473.2497 | 541.0986 | 659.5217 | 783.3978 | 884.4354 | 886.41 | 860.5443 | 842.5967 | 791.6918 | 715.1791
2023-03-12 | 657.3887 | 621.5947 | 592.6991 | 560.9148 | 564.9314 | 589.9456 | 631.6429 | 667.8492 | 654.6235 | 582.2384 | 526.7569 | 487.6336 | 455.2709 | 410.4846 | 426.1416 | 491.1984 | 627.9791 | 780.8556 | 926.7897 | 935.116 | 918.1702 | 888.7158 | 804.5067 | 708.3294
2023-03-13 | 641.6594 | 603.5308 | 576.171 | 559.4044 | 589.0063 | 691.8863 | 808.7189 | 819.664 | 728.1551 | 636.3521 | 568.2053 | 553.1763 | 503.673 | 514.536 | 531.8951 | 612.313 | 726.8544 | 848.2124 | 978.5231 | 987.9548 | 947.223 | 905.9976 | 817.187 | 719.9913
2023-03-14 | 642.5878 | 610.0298 | 584.8253 | 561.1986 | 591.0912 | 690.0792 | 804.7547 | 814.2175 | 730.099 | 650.2845 | 601.2548 | 555.1232 | 519.0179 | 538.5797 | 541.7905 | 624.3423 | 738.9742 | 844.65 | 955.7169 | 981.0413 | 945.0936 | 896.986 | 807.7417 | 712.2951
2023-03-15 | 627.133 | 596.4728 | 563.5402 | 543.739 | 571.4884 | 665.7813 | 777.6403 | 782.4621 | 706.4437 | 598.6388 | 530.2824 | 477.597 | 424.8393 | 429.9985 | 477.5044 | 567.9053 | 664.887 | 798.0312 | 926.721 | 943.9296 | 906.7385 | 871.116 | 793.4494 | 698.9022
2023-03-16 | 607.1147 | 577.7569 | 544.0863 | 526.4729 | 554.6987 | 648.0402 | 759.1322 | 743.9084 | 634.8964 | 546.4686 | 470.7766 | 424.871 | 393.0772 | 421.8475 | 416.6227 | 480.5251 | 615.6473 | 758.3681 | 887.5191 | 927.1956 | 887.5028 | 851.1998 | 758.8602 | 665.9293
2023-03-17 | 617.3304 | 589.889 | 555.6222 | 536.4502 | 563.691 | 655.4349 | 764.7583 | 756.2704 | 654.3969 | 544.5613 | 477.9662 | 400.411 | 372.1025 | 354.6247 | 403.4479 | 505.9558 | 620.8339 | 756.408 | 875.3628 | 900.6095 | 860.2813 | 841.5906 | 779.9888 | 694.6589
2023-03-18 | 624.8774 | 591.9434 | 557.1641 | 530.485 | 536.5689 | 568.3108 | 624.629 | 637.6919 | 585.3883 | 520.0779 | 447.1582 | 388.3635 | 344.5085 | 327.8773 | 370.0916 | 443.8353 | 581.6553 | 724.3799 | 844.5418 | 856.8381 | 831.4822 | 812.394 | 760.1366 | 685.8461
2023-03-19 | 635.7491 | 600.8628 | 568.8715 | 539.8363 | 543.5379 | 564.4474 | 604.9211 | 611.2605 | 575.585 | 526.4413 | 479.763 | 450.5527 | 408.8483 | 384.6076 | 426.1312 | 468.4459 | 596.5074 | 737.6244 | 890.7425 | 905.8522 | 888.4437 | 856.2578 | 771.4339 | 677.6978
2023-03-20 | 625.8295 | 588.3442 | 559.3751 | 544.4603 | 573.8646 | 674.0818 | 790.1527 | 784.2207 | 699.2995 | 596.8998 | 561.8048 | 523.0417 | 475.9664 | 495.5917 | 530.7462 | 599.1323 | 700.9656 | 812.2 | 945.5883 | 968.2889 | 925.2052 | 881.7405 | 792.8408 | 696.256
2023-03-21 | 633.9676 | 602.6585 | 577.0305 | 553.8021 | 583.6772 | 681.0925 | 795.8836 | 793.3544 | 710.5857 | 632.057 | 596.103 | 536.1355 | 482.1562 | 477.4877 | 494.8816 | 585.3162 | 708.4732 | 813.0654 | 937.8881 | 968.2527 | 932.2218 | 882.6505 | 793.9221 | 700.2163
2023-03-22 | 636.1721 | 606.971 | 576.8004 | 553.8775 | 581.5799 | 676.6125 | 789.4928 | 786.1367 | 715.2638 | 637.2879 | 599.4998 | 577.6082 | 545.0495 | 527.7371 | 564.9957 | 601.0836 | 739.1828 | 830.1831 | 940.0938 | 954.4467 | 921.6678 | 887.5878 | 808.1303 | 712.9443
2023-03-23 | 628.2482 | 599.079 | 566.6661 | 547.4822 | 576.0789 | 672.1113 | 784.6421 | 769.1572 | 679.4273 | 597.0717 | 554.0138 | 505.9534 | 459.2964 | 462.9352 | 484.241 | 576.3487 | 694.2474 | 804.7063 | 923.2832 | 953.9922 | 915.3638 | 881.8819 | 790.7889 | 697.1043
2023-03-24 | 629.4885 | 601.3872 | 568.9476 | 547.458 | 574.8306 | 668.4667 | 778.7747 | 767.1099 | 693.4711 | 641.3795 | 580.1538 | 555.4552 | 537.5598 | 512.5798 | 551.1349 | 597.3658 | 682.8201 | 796.7587 | 898.3034 | 916.6566 | 876.6947 | 855.2916 | 798.2412 | 711.2743
2023-03-25 | 655.2476 | 620.4542 | 588.8453 | 559.8575 | 566.4794 | 603.9837 | 662.1046 | 661.075 | 618.1334 | 582.6864 | 558.53 | 519.9149 | 458.5334 | 428.1176 | 452.1195 | 532.4397 | 661.7083 | 793.7593 | 899.3894 | 907.5959 | 876.1532 | 854.814 | 804.2462 | 727.4605
2023-03-26 | 661.5885 | 628.5492 | 596.2415 | 564.0652 | 569.9012 | 595.8999 | 637.1312 | 634.6904 | 590.1161 | 509.6725 | 453.5583 | 400.6334 | 349.7459 | 330.6335 | 371.4356 | 460.7173 | 616.1326 | 785.3329 | 937.2682 | 941.1361 | 924.4373 | 893.9258 | 810.6065 | 715.499
2023-03-27 | 665.8096 | 627.449 | 597.979 | 565.836 | 582.5625 | 627.6393 | 683.3941 | 658.5602 | 603.7663 | 512.5824 | 463.8802 | 381.2231 | 343.8766 | 343.1667 | 356.9205 | 457.9777 | 620.9843 | 791.6221 | 938.813 | 942.9217 | 907.3144 | 890.8335 | 803.5563 | 716.9541
2023-03-28 | 638.7949 | 605.5602 | 576.7152 | 556.4488 | 588.6741 | 685.9434 | 795.7913 | 761.3839 | 692.8637 | 620.6843 | 583.8366 | 527.7597 | 479.5902 | 475.7685 | 472.1825 | 541.3653 | 666.5529 | 815.4607 | 951.878 | 979.4261 | 941.2532 | 890.5254 | 801.6265 | 708.5492
2023-03-29 | 633.6544 | 601.7191 | 570.1585 | 549.9659 | 580.2301 | 674.4217 | 782.0714 | 767.1383 | 683.0185 | 598.0975 | 509.9134 | 449.6704 | 406.2669 | 394.7696 | 445.104 | 536.0056 | 664.6855 | 798.9291 | 937.0465 | 955.1006 | 919.088 | 885.4711 | 808.0547 | 710.0561
2023-03-30 | 630.3851 | 600.1606 | 568.7814 | 549.9781 | 580.6816 | 677.0951 | 785.3191 | 748.3381 | 663.6373 | 565.396 | 502.2125 | 442.0332 | 407.6507 | 401.3441 | 423.5328 | 489.3225 | 628.521 | 791.8016 | 925.354 | 961.6252 | 924.1479 | 887.1004 | 794.4912 | 701.3926
2023-03-31 | 644.4848 | 615.2554 | 582.4239 | 561.4915 | 591.602 | 687.5672 | 796.4193 | 771.9384 | 685.3183 | 611.9523 | 585.3524 | 567.9786 | 541.5331 | 512.3972 | 539.9097 | 606.4288 | 719.6893 | 838.2193 | 928.3679 | 938.1996 | 898.5345 | 882.8189 | 821.7053 | 733.1907
2023-04-01 | 676.8221 | 642.9162 | 600.4733 | 576.8213 | 585.7859 | 618.9335 | 668.6991 | 680.8628 | 655.036 | 596.5115 | 554.5056 | 497.5729 | 434.1456 | 402.2486 | 452.9461 | 556.9424 | 723.9192 | 827.0141 | 911.2772 | 914.2396 | 912.2839 | 883.3907 | 822.5092 | 760.6301
2023-04-02 | 675.5032 | 641.1202 | 600.1852 | 572.8958 | 580.5241 | 599.4332 | 631.6501 | 640.0263 | 632.2223 | 567.2562 | 517.902 | 459.795 | 415.0827 | 409.533 | 481.963 | 569.2876 | 717.8365 | 829.1107 | 943.3947 | 945.3577 | 951.1501 | 910.6552 | 816.5099 | 734.9986
2023-04-03 | 650.3694 | 613.8086 | 576.6316 | 564.6734 | 597.6192 | 694.3634 | 800.0531 | 789.8023 | 699.5887 | 595.5619 | 545.1733 | 465.7684 | 452.3567 | 495.1855 | 546.4085 | 652.9648 | 752.4304 | 852.8212 | 973.457 | 987.2604 | 968.4798 | 917.5184 | 818.027 | 734.539
2023-04-04 | 652.154 | 620.9606 | 583.2262 | 565.9778 | 599.4986 | 691.9551 | 796.6449 | 776.2295 | 720.8726 | 642.7965 | 564.7436 | 503.3958 | 471.0797 | 447.4556 | 477.1498 | 594.2069 | 722.7517 | 845.3142 | 948.4677 | 982.3898 | 968.3002 | 906.3542 | 808.1415 | 728.2001
2023-04-05 | 638.9013 | 610.6404 | 567.4989 | 552.6074 | 584.4308 | 672.8554 | 775.9062 | 760.326 | 666.6329 | 598.9423 | 535.5043 | 503.8662 | 479.6718 | 424.9148 | 475.1205 | 550.4648 | 703.6804 | 814.6386 | 929.623 | 948.7049 | 935.0134 | 888.502 | 799.1318 | 719.1435
2023-04-06 | 637.9601 | 610.2459 | 569.0998 | 555.5217 | 586.662 | 677.3394 | 777.615 | 751.0445 | 660.3945 | 590.2774 | 530.4972 | 467.7621 | 432.7657 | 428.5419 | 453.1688 | 530.6117 | 683.0663 | 801.2003 | 921.1116 | 959.0647 | 944.2154 | 894.2122 | 791.8836 | 714.0696
2023-04-07 | 653.5625 | 628.6079 | 580.8146 | 552.2448 | 567.9444 | 595.0631 | 637.9354 | 631.8157 | 637.4804 | 587.8191 | 529.5351 | 469.8743 | 453.586 | 438.3875 | 535.8985 | 631.7426 | 715.1714 | 795.5034 | 849.8409 | 859.73 | 847.7922 | 842.534 | 770.6021 | 709.9391
2023-04-08 | 636.2139 | 603.681 | 560.3061 | 538.889 | 547.796 | 573.3881 | 618.547 | 630.0736 | 620.4433 | 561.0837 | 494.7268 | 447.893 | 403.703 | 382.6796 | 403.4984 | 500.3862 | 646.8842 | 745.0836 | 849.9277 | 864.7285 | 858.7148 | 828.2009 | 765.3277 | 706.053
2023-04-09 | 645.8979 | 612.4496 | 571.5708 | 545.7464 | 551.3756 | 564.7026 | 593.915 | 580.6894 | 559.3376 | 481.9315 | 418.6425 | 353.57 | 341.2944 | 312.9089 | 374.1394 | 465.8418 | 625.1646 | 760.2941 | 890.6168 | 909.146 | 909.6004 | 867.1536 | 770.6217 | 693.3552
2023-04-10 | 629.0285 | 593.2175 | 557.4838 | 545.1179 | 577.6975 | 669.9847 | 771.5588 | 741.5037 | 637.4389 | 548.9457 | 499.2537 | 443.259 | 428.8137 | 421.5718 | 469.5161 | 568.7019 | 701.132 | 807.2622 | 936.2017 | 960.0194 | 938.3889 | 885.6763 | 784.9642 | 705.0598
2023-04-11 | 638.8934 | 608.3282 | 572.2792 | 554.3469 | 587.0136 | 676.779 | 777.4922 | 763.6193 | 697.2856 | 597.314 | 563.11 | 505.666 | 454.5274 | 412.8694 | 444.8893 | 552.9915 | 707.4208 | 810.056 | 923.6941 | 965.4972 | 947.6714 | 887.6519 | 786.7743 | 709.9343
2023-04-12 | 623.9139 | 597.576 | 556.0781 | 539.9191 | 570.3363 | 655.6946 | 752.0695 | 721.177 | 646.3345 | 567.174 | 491.6149 | 411.8638 | 398.1022 | 377.4033 | 420.6731 | 521.2044 | 648.2723 | 784.1714 | 900.664 | 929.8775 | 913.9027 | 867.7166 | 776.1694 | 698.8053
2023-04-13 | 640.643 | 614.0336 | 573.4099 | 559.2485 | 590.5449 | 681.8608 | 781.1618 | 757.1174 | 669.911 | 590.4204 | 497.2513 | 437.1868 | 421.7702 | 417.3093 | 476.6269 | 589.3608 | 732.8814 | 820.673 | 926.7048 | 965.8006 | 947.9536 | 899.0423 | 798.5438 | 718.7092
2023-04-14 | 638.4332 | 612.3535 | 568.2759 | 553.4165 | 584.2205 | 671.9314 | 768.259 | 753.2232 | 710.8023 | 613.0243 | 549.2927 | 520.4533 | 498.1696 | 495.0933 | 533.1568 | 627.5997 | 733.8354 | 823.8464 | 894.0497 | 919.2174 | 899.2485 | 869.0694 | 798.2882 | 727.0931
2023-04-15 | 657.6202 | 624.7222 | 582.9895 | 559.3456 | 567.965 | 597.631 | 645.1189 | 643.5806 | 591.3091 | 547.0747 | 475.8471 | 399.7489 | 373.2118 | 348.8205 | 410.6023 | 494.4511 | 641.8496 | 767.6028 | 879.3157 | 889.0846 | 886.3696 | 856.7077 | 794.7864 | 734.399
2023-04-16 | 664.8152 | 630.8669 | 589.1867 | 564.1917 | 570.4692 | 587.7514 | 612.4914 | 608.9963 | 590.4524 | 538.4876 | 494.1832 | 448.4995 | 423.8609 | 403.351 | 428.4791 | 518.0361 | 664.947 | 788.9902 | 903.897 | 918.9839 | 936.756 | 895.1963 | 800.196 | 720.5553
2023-04-17 | 652.2795 | 615.3028 | 579.7204 | 567.5226 | 599.8673 | 694.8934 | 780.7919 | 776.7234 | 726.5584 | 652.0182 | 607.2752 | 582.352 | 530.8187 | 532.8456 | 555.5371 | 645.8219 | 772.5745 | 858.3202 | 973.475 | 988.3533 | 971.0471 | 917.4733 | 819.3292 | 737.8274
2023-04-18 | 652.2335 | 621.1134 | 585.4994 | 567.0697 | 600.0934 | 692.2646 | 788.1313 | 757.1182 | 670.5525 | 589.1429 | 521.8774 | 441.3819 | 421.839 | 416.0204 | 461.1136 | 558.5345 | 707.7935 | 827.0617 | 948.8981 | 984.765 | 968.5768 | 906.3136 | 807.2786 | 729.2342
2023-04-19 | 648.0547 | 619.4918 | 578.0055 | 562.6869 | 594.2938 | 684.7681 | 779.9861 | 773.6288 | 732.3944 | 674.3769 | 615.8938 | 558.417 | 517.79 | 492.5028 | 543.5392 | 626.0794 | 768.9702 | 852.6611 | 940.7466 | 962.7186 | 949.2323 | 904.9452 | 814.5635 | 733.2449
2023-04-20 | 647.9732 | 619.9428 | 579.5949 | 565.1183 | 596.7979 | 690.2666 | 781.9343 | 765.5666 | 691.579 | 642.1164 | 627.1285 | 587.3767 | 560.5544 | 528.5141 | 551.9804 | 629.4211 | 736.0674 | 837.4505 | 936.4332 | 973.1812 | 958.056 | 909.7487 | 806.5656 | 728.237
2023-04-21 | 646.7021 | 619.6694 | 579.6312 | 561.6972 | 592.0863 | 681.7099 | 771.4681 | 760.6098 | 686.5144 | 618.2115 | 564.8401 | 507.6695 | 482.1862 | 494.2892 | 566.5444 | 648.3197 | 750.2715 | 821.6764 | 908.1966 | 929.0264 | 911.0869 | 880.3933 | 809.6202 | 738.8014
2023-04-22 | 667.46 | 637.0873 | 592.5439 | 567.836 | 576.6112 | 608.0458 | 650.0574 | 642.4927 | 626.4422 | 546.1752 | 481.1315 | 431.3443 | 435.7636 | 446.8637 | 466.9195 | 543.7581 | 691.4708 | 791.7218 | 892.7135 | 901.4171 | 899.3356 | 868.9754 | 807.8459 | 746.7716
2023-04-23 | 670.4459 | 638.9183 | 596.5725 | 568.768 | 574.5111 | 593.133 | 619.8355 | 611.8929 | 591.9953 | 537.8814 | 496.1791 | 447.6104 | 445.3957 | 400.5889 | 436.363 | 542.6438 | 703.102 | 803.7433 | 928.8564 | 938.1002 | 942.4237 | 899.6732 | 806.2683 | 727.3158
2023-04-24 | 649.677 | 616.0658 | 578.1688 | 564.3052 | 596.6424 | 694.1345 | 791.0818 | 754.1975 | 694.9814 | 610.5849 | 569.8513 | 533.1305 | 511.6071 | 485.5487 | 526.8913 | 634.4128 | 741.7531 | 845.1001 | 967.3338 | 991.8256 | 966.8462 | 915.9295 | 816.2406 | 734.3206
2023-04-25 | 652.2654 | 619.5366 | 584.4707 | 567.0063 | 601.5251 | 693.3883 | 793.2083 | 755.1952 | 662.369 | 559.7293 | 503.3329 | 439.3255 | 459.2788 | 421.3864 | 473.0952 | 554.3284 | 700.4118 | 821.6076 | 946.3011 | 985.3441 | 965.4901 | 904.2517 | 804.1361 | 726.5705
2023-04-26 | 646.8909 | 618.0384 | 578.9958 | 562.4061 | 594.4826 | 683.9496 | 776.52 | 747.6269 | 675.1379 | 582.9605 | 526.7123 | 470.6571 | 475.8879 | 463.8502 | 527.0254 | 607.8743 | 743.7559 | 834.2795 | 941.4612 | 964.079 | 947.1338 | 900.4327 | 811.0455 | 729.8059
2023-04-27 | 641.7069 | 614.6653 | 575.8701 | 560.4761 | 593.1359 | 684.5541 | 780.0248 | 745.0443 | 677.7015 | 600.0276 | 542.9028 | 514.6406 | 515.9208 | 515.856 | 558.6695 | 637.5751 | 757.0018 | 836.4908 | 933.2436 | 970.9185 | 948.6686 | 898.9289 | 798.9092 | 719.4939
2023-04-28 | 633.6116 | 611.2569 | 567.6564 | 550.8732 | 582.5412 | 668.3897 | 753.6337 | 729.6638 | 678.5043 | 589.8391 | 543.606 | 502.3993 | 472.6886 | 473.9511 | 527.7017 | 598.901 | 718.4611 | 807.4549 | 884.915 | 915.2771 | 891.2679 | 862.8697 | 789.5887 | 719.6816
2023-04-29 | 655.4058 | 623.2835 | 578.1819 | 555.2373 | 564.9132 | 593.6361 | 630.1296 | 614.2078 | 579.6259 | 516.2478 | 484.8473 | 403.3339 | 418.7775 | 400.3945 | 456.7836 | 560.009 | 688.0706 | 769.9069 | 866.8346 | 887.5444 | 878.4736 | 847.8043 | 786.4542 | 726.3824
2023-04-30 | 655.9716 | 625.5279 | 582.6542 | 556.455 | 563.3047 | 579.2178 | 600.5952 | 598.0119 | 594.1696 | 553.1001 | 511.9669 | 453.0066 | 415.757 | 403.9694 | 411.0762 | 517.0313 | 657.2702 | 758.5583 | 882.825 | 903.8258 | 924.9568 | 881.8665 | 787.204 | 707.7521
2023-05-01 | 663.5248 | 614.5382 | 590.6202 | 583.7034 | 613.8028 | 694.4052 | 749.4141 | 707.6214 | 626.3302 | 524.334 | 503.1246 | 448.1438 | 445.9173 | 445.7962 | 509.4203 | 586.9088 | 728.0239 | 833.3202 | 920.1575 | 950.2493 | 929.5303 | 885.0184 | 810.7575 | 727.3914
2023-05-02 | 671.9612 | 628.5537 | 603.5327 | 591.6985 | 620.9512 | 700.0846 | 778.9294 | 727.0578 | 672.2872 | 595.1821 | 546.9645 | 490.7562 | 489.4043 | 479.8392 | 518.0474 | 587.7559 | 692.421 | 817.8409 | 915.6966 | 957.9992 | 938.6734 | 884.907 | 812.3313 | 731.2599
2023-05-03 | 668.1782 | 625.1919 | 597.385 | 587.1651 | 615.7841 | 693.2429 | 768.4897 | 723.9319 | 665.6007 | 607.7171 | 564.0179 | 501.5872 | 489.2106 | 516.9052 | 563.7717 | 629.6876 | 732.1875 | 824.674 | 911.5094 | 937.9764 | 920.2257 | 882.6769 | 817.0675 | 735.5514
2023-05-04 | 676.2636 | 636.6488 | 606.7435 | 595.6577 | 624.5621 | 705.9591 | 778.6935 | 739.0893 | 715.1282 | 640.1893 | 585.1413 | 624.0009 | 606.0274 | 545.029 | 575.2904 | 654.9763 | 765.768 | 855.0869 | 915.7462 | 956.7072 | 938.3335 | 897.1964 | 821.8268 | 740.1852
2023-05-05 | 680.4096 | 640.8632 | 612.7049 | 600.0797 | 628.2358 | 708.0544 | 783.0383 | 753.4997 | 693.1851 | 612.5753 | 557.255 | 500.8133 | 479.9282 | 469.899 | 520.5133 | 607.8888 | 713.9102 | 824.8624 | 902.2183 | 928.2141 | 904.7159 | 883.2069 | 835.7997 | 757.9988
2023-05-06 | 692.7332 | 645.1907 | 614.8465 | 599.1603 | 607.2846 | 633.6666 | 658.4698 | 637.2915 | 586.2949 | 523.4651 | 435.6934 | 376.6667 | 377.4503 | 369.9554 | 409.255 | 515.9976 | 645.9257 | 784.8537 | 869.7321 | 892.6131 | 883.5652 | 859.3905 | 822.9135 | 757.2176
2023-05-07 | 694.1175 | 647.5402 | 617.3028 | 596.9396 | 602.4884 | 615.752 | 623.0157 | 601.2304 | 579.096 | 510.7669 | 481.8794 | 439.693 | 391.5339 | 367.1156 | 420.6221 | 517.1481 | 671.6978 | 799.4517 | 897.4681 | 922.3228 | 922.0734 | 886.095 | 819.1064 | 736.4028
2023-05-08 | 679.0964 | 632.8174 | 607.1405 | 599.0405 | 629.2089 | 713.9942 | 790.6242 | 757.346 | 681.0345 | 624.3568 | 587.8961 | 585.048 | 605.7835 | 620.2066 | 654.1294 | 732.1081 | 794.3482 | 852.0478 | 938.2337 | 962.3452 | 950.9465 | 908.5366 | 834.6969 | 750.6878
2023-05-09 | 672.6597 | 628.143 | 602.9013 | 592.649 | 623.2719 | 701.6796 | 769.6818 | 732.6329 | 666.6763 | 581.1694 | 532.8074 | 494.4699 | 471.9741 | 459.0716 | 491.1072 | 587.3545 | 708.2404 | 828.6611 | 912.0446 | 956.8506 | 939.3502 | 885.3164 | 811.3231 | 731.4024
2023-05-10 | 677.2599 | 635.9314 | 607.8596 | 596.0629 | 624.7413 | 703.7683 | 783.0604 | 768.1227 | 693.7007 | 585.7827 | 534.7091 | 484.2881 | 465.6608 | 455.4737 | 505.4611 | 593.9717 | 697.8256 | 809.0826 | 904.3873 | 939.1369 | 930.3232 | 893.8339 | 830.6763 | 747.8248
2023-05-11 | 675.1088 | 632.1558 | 605.8669 | 594.5524 | 623.9314 | 704.8004 | 755.9287 | 717.5456 | 649.0918 | 565.9209 | 523.1988 | 472.0734 | 482.8868 | 473.9739 | 494.9683 | 576.6187 | 713.7823 | 816.5879 | 904.7127 | 953.9395 | 935.4558 | 896.4451 | 820.3963 | 739.6211
2023-05-12 | 656.268 | 616.1155 | 585.758 | 576.4416 | 604.6 | 679.8348 | 746.4841 | 690.333 | 614.8725 | 544.1174 | 483.1167 | 397.9155 | 391.0054 | 386.4505 | 447.6732 | 548.1753 | 658.8498 | 777.1402 | 852.0795 | 895.7287 | 871.6443 | 848.4246 | 798.6125 | 725.4562
2023-05-13 | 674.9546 | 629.033 | 598.6174 | 582.5379 | 590.3928 | 613.2078 | 631.5578 | 595.6541 | 528.2151 | 486.8038 | 423.8956 | 358.0757 | 361.6543 | 327.9797 | 371.9989 | 471.1973 | 615.3646 | 741.6594 | 838.261 | 871.3843 | 858.8461 | 836.5021 | 797.3773 | 733.9655
2023-05-14 | 675.6689 | 631.1996 | 601.2207 | 582.1214 | 587.497 | 597.5286 | 600.5078 | 569.6343 | 550.1547 | 492.9575 | 466.1341 | 433.0481 | 407.2633 | 361.1865 | 412.9479 | 493.4014 | 625.877 | 750.415 | 864.8628 | 899.5079 | 899.445 | 862.6402 | 794.4143 | 714.2525
2023-05-15 | 672.416 | 625.787 | 598.8552 | 591.3082 | 621.4043 | 705.9158 | 780.9423 | 722.3919 | 642.3854 | 560.6011 | 501.6873 | 459.8626 | 451.0722 | 436.4845 | 482.3662 | 557.8259 | 687.023 | 823.9627 | 930.6483 | 959.144 | 940.5748 | 893.3442 | 822.753 | 738.2868
2023-05-16 | 685.3511 | 643.1979 | 616.9254 | 604.1783 | 634.9905 | 717.5552 | 787.5048 | 747.7502 | 688.8698 | 593.6956 | 529.9036 | 461.936 | 483.4346 | 455.7456 | 488.8762 | 576.2888 | 700.2832 | 816.0284 | 922.7365 | 971.5827 | 955.6525 | 902.321 | 829.451 | 747.809
2023-05-17 | 671.2684 | 628.8236 | 601.6171 | 590.1522 | 618.8442 | 697.3514 | 769.006 | 739.6402 | 676.3795 | 610.7222 | 533.9366 | 482.7302 | 466.5612 | 458.52 | 517.2888 | 609.9806 | 691.4983 | 806.4068 | 907.4665 | 940.3447 | 923.7757 | 884.8992 | 820.8876 | 738.6282
2023-05-18 | 671.9753 | 632.3504 | 602.1804 | 591.2459 | 620.1817 | 701.468 | 771.2446 | 729.1039 | 653.4001 | 580.6091 | 512.311 | 449.6038 | 450.1304 | 432.0718 | 480.3099 | 575.9422 | 701.0487 | 808.3644 | 898.4256 | 950.6944 | 932.2171 | 891.0787 | 815.8492 | 735.0182
2023-05-19 | 672.0187 | 631.6981 | 603.4608 | 591.2461 | 619.8949 | 697.8827 | 761.228 | 694.372 | 625.8992 | 543.0562 | 482.8715 | 423.7704 | 439.3076 | 407.0072 | 478.5617 | 568.9771 | 679.3143 | 790.3128 | 875.9252 | 915.8733 | 893.7729 | 871.1969 | 821.9041 | 747.1389
2023-05-20 | 688.9814 | 642.4434 | 612.6244 | 594.9865 | 602.8951 | 628.0843 | 646.0061 | 606.5974 | 551.2581 | 502.2511 | 454.8144 | 435.044 | 434.3974 | 387.4866 | 420.3148 | 507.4416 | 637.8717 | 771.0997 | 862.7325 | 889.1194 | 878.4637 | 854.3874 | 816.7925 | 751.5669
2023-05-21 | 686.4911 | 642.3316 | 611.7987 | 592.0809 | 597.6694 | 611.4897 | 607.2197 | 557.5179 | 523.4104 | 482.0628 | 432.0645 | 377.1617 | 381.9128 | 329.7123 | 405.6447 | 504.9252 | 695.8884 | 781.2256 | 883.649 | 917.9527 | 912.6935 | 879.4606 | 808.4714 | 727.9352
2023-05-22 | 680.7782 | 632.43 | 605.9648 | 598.0244 | 628.3441 | 714.2647 | 780.4405 | 729.4309 | 641.8991 | 562.5622 | 522.9206 | 493.8726 | 514.7564 | 537.6968 | 589.4275 | 672.3415 | 739.3847 | 845.4339 | 935.2675 | 970.7663 | 949.7459 | 904.5023 | 832.9698 | 748.284
2023-05-23 | 692.9297 | 648.1729 | 621.8087 | 608.7037 | 639.6238 | 722.9348 | 790.5809 | 741.0301 | 678.6066 | 600.6441 | 536.5361 | 465.9118 | 480.0542 | 461.0535 | 509.1417 | 580.8278 | 702.0054 | 834.821 | 937.9419 | 980.8904 | 964.4506 | 910.1196 | 837.5998 | 755.8363
2023-05-24 | 666.9643 | 627.4625 | 598.2415 | 587.0089 | 615.4899 | 692.9483 | 757.1125 | 712.5714 | 675.9648 | 612.1107 | 556.8456 | 510.213 | 497.0608 | 468.3823 | 509.4713 | 585.5345 | 715.8684 | 805.7916 | 898.5086 | 937.7721 | 920.1468 | 881.7272 | 814.9726 | 735.1428
2023-05-25 | 657.6762 | 617.8918 | 588.4236 | 578.6093 | 607.4382 | 685.4058 | 749.2502 | 684.2028 | 598.6567 | 525.1905 | 478.5746 | 432.2751 | 492.2817 | 530.0472 | 546.5947 | 649.0865 | 728.7636 | 805.0963 | 879.5654 | 936.4463 | 914.8049 | 871.4947 | 795.7522 | 715.957
2023-05-26 | 668.7621 | 628.2228 | 599.6006 | 588.78 | 617.9238 | 696.3225 | 752.6105 | 703.1473 | 623.8267 | 551.9469 | 532.4858 | 540.6768 | 600.9572 | 609.2861 | 657.1802 | 718.4105 | 777.2193 | 823.3866 | 878.4812 | 915.2542 | 890.9457 | 866.512 | 817.1454 | 741.6644
2023-05-27 | 692.4732 | 648.0107 | 616.7225 | 599.5052 | 607.9567 | 635.0816 | 648.0423 | 610.066 | 571.6337 | 515.2931 | 504.5179 | 518.1775 | 537.4304 | 531.7378 | 515.183 | 607.9009 | 740.9539 | 822.9018 | 876.0164 | 898.8749 | 887.3803 | 862.7563 | 823.1267 | 757.2788
2023-05-28 | 692.4256 | 647.6396 | 617.5034 | 597.7207 | 603.4425 | 616.9115 | 610.036 | 575.1359 | 549.2211 | 514.5938 | 473.1297 | 467.1687 | 464.5038 | 468.5924 | 570.6373 | 643.7303 | 737.9791 | 812.7916 | 900.8993 | 927.4228 | 925.1939 | 886.555 | 819.6861 | 736.6871
2023-05-29 | 701.5318 | 652.8546 | 623.094 | 603.2944 | 620.466 | 657.5156 | 670.3192 | 621.6474 | 589.5713 | 547.3351 | 528.6048 | 492.3043 | 513.0537 | 552.4264 | 614.8008 | 696.0976 | 767.6454 | 835.299 | 904.9408 | 928.9772 | 912.2035 | 888.6291 | 814.6491 | 741.1634
2023-05-30 | 679.5454 | 637.0432 | 611.5181 | 600.5321 | 632.2011 | 714.3372 | 781.9047 | 730.0895 | 659.0312 | 595.2285 | 546.0335 | 539.8899 | 537.5618 | 539.7638 | 565.9787 | 634.0015 | 732.415 | 832.1847 | 927.9147 | 974.2699 | 954.5443 | 898.4915 | 824.6504 | 743.1444
2023-05-31 | 678.2009 | 635.2594 | 608.35 | 597.0258 | 626.2843 | 706.9338 | 771.4481 | 729.5343 | 682.7568 | 642.3685 | 597.3652 | 576.3832 | 548.1 | 500.7478 | 585.7455 | 657.4644 | 756.6547 | 842.2149 | 925.4721 | 955.3607 | 935.4791 | 894.5219 | 831.0182 | 748.7937
2023-06-01 | 690.0278 | 646.6714 | 609.3883 | 597.5709 | 627.3197 | 716.8314 | 801.2866 | 771.1853 | 732.8219 | 680.1892 | 652.7535 | 654.3788 | 645.4546 | 594.6479 | 636.7129 | 748.4941 | 851.3527 | 908.7837 | 972.228 | 1014.5018 | 995.8189 | 949.9608 | 878.607 | 783.3263
2023-06-02 | 687.373 | 645.5033 | 605.3132 | 592.4431 | 621.8291 | 706.2123 | 784.2915 | 767.5295 | 725.0588 | 655.8637 | 591.9576 | 546.7594 | 522.4453 | 491.2774 | 547.7753 | 644.5655 | 751.1368 | 855.0726 | 930.7919 | 965.0495 | 944.5953 | 919.9695 | 878.4022 | 789.6555
2023-06-03 | 704.9385 | 651.979 | 613.5253 | 595.1647 | 599.1202 | 619.9392 | 644.7186 | 634.8232 | 639.3588 | 615.206 | 547.7597 | 511.7346 | 479.034 | 471.4776 | 504.585 | 614.6653 | 737.3737 | 841.0785 | 910.0956 | 930.8451 | 924.4305 | 901.1389 | 870.5453 | 793.8934
2023-06-04 | 708.3322 | 657.8759 | 620.1077 | 596.9281 | 597.549 | 602.5424 | 605.2844 | 606.7711 | 638.3565 | 634.1017 | 605.0983 | 595.4945 | 556.1211 | 493.6249 | 562.2954 | 660.5986 | 762.1443 | 858.6258 | 954.7177 | 967.9638 | 972.8711 | 934.0913 | 870.2271 | 774.9715
2023-06-05 | 690.197 | 635.2037 | 600.992 | 592.9114 | 623.6789 | 715.8289 | 802.5478 | 793.031 | 746.8233 | 677.6401 | 650.2816 | 614.5784 | 567.5491 | 534.779 | 582.7913 | 685.9042 | 824.6004 | 905.5422 | 994.0882 | 1024.9876 | 1002.6536 | 950.6889 | 881.0989 | 781.8009
2023-06-06 | 684.2169 | 638.3333 | 603.254 | 590.7038 | 622.2949 | 707.9997 | 790.9175 | 773.1483 | 724.3355 | 668.6483 | 617.1931 | 606.2574 | 616.6065 | 588.5338 | 659.5721 | 788.4096 | 823.3167 | 896.5739 | 967.9692 | 1013.6957 | 992.3682 | 932.9236 | 861.7667 | 767.9509
2023-06-07 | 685.8796 | 642.2227 | 603.7168 | 591.4577 | 620.6146 | 704.938 | 783.1484 | 755.3123 | 703.0047 | 631.3415 | 581.8793 | 526.9681 | 523.867 | 507.7932 | 540.0659 | 633.4395 | 757.8061 | 861.7292 | 962.8928 | 997.0571 | 980.2981 | 935.6311 | 877.3331 | 781.3557
2023-06-08 | 680.8724 | 637.9933 | 599.7882 | 588.7527 | 617.9712 | 704.9912 | 784.3108 | 745.7359 | 702.0987 | 645.7762 | 602.4388 | 575.161 | 553.3386 | 507.674 | 544.6379 | 644.1029 | 742.8467 | 855.2267 | 947.2943 | 1001.4876 | 983.1453 | 938.4262 | 864.881 | 770.7479
2023-06-09 | 685.2117 | 640.1563 | 603.6495 | 590.9344 | 619.6983 | 703.8296 | 782.9363 | 761.0992 | 726.957 | 668.9386 | 626.6479 | 604.5816 | 570.6376 | 555.9323 | 622.2461 | 728.7268 | 814.2011 | 866.3583 | 932.6044 | 965.0223 | 942.681 | 918.1543 | 876.3862 | 789.0745
2023-06-10 | 704.1919 | 651.3156 | 613.7267 | 594.1493 | 597.9496 | 618.8427 | 643.6504 | 651.1614 | 657.849 | 632.4359 | 600.2029 | 565.3712 | 507.0285 | 455.0291 | 518.4416 | 637.6959 | 731.8145 | 830.9578 | 908.8426 | 929.93 | 922.1087 | 899.4825 | 868.6525 | 793.1668
2023-06-11 | 714.2323 | 663.51 | 625.644 | 602.0473 | 602.8659 | 608.6579 | 615.6359 | 609.8932 | 616.8732 | 567.62 | 506.5332 | 460.7747 | 442.4366 | 429.1752 | 478.0572 | 581.1922 | 700.9205 | 823.8639 | 945.8745 | 974.4172 | 982.7229 | 942.7014 | 877.9171 | 782.5265
2023-06-12 | 714.4138 | 663.9394 | 625.8872 | 602.6276 | 616.7583 | 645.4369 | 663.1404 | 636.8826 | 647.1902 | 617.5809 | 587.7487 | 535.6143 | 504.8211 | 499.5194 | 515.6894 | 651.1461 | 767.9896 | 870.1943 | 955.7789 | 973.7256 | 962.6415 | 936.8976 | 867.4697 | 781.1147
2023-06-13 | 691.7128 | 644.7427 | 610.1746 | 596.7676 | 628.4796 | 714.452 | 794.5434 | 758.3457 | 724.7934 | 652.999 | 602.7728 | 544.6874 | 544.8876 | 531.4876 | 574.0354 | 674.6901 | 777.3176 | 890.8483 | 971.5236 | 1020.1081 | 1001.4489 | 942.4317 | 871.2347 | 777.3591
2023-06-14 | 688.5501 | 643.2436 | 604.9625 | 592.0427 | 620.5881 | 705.5091 | 791.9186 | 757.5548 | 722.3575 | 668.8567 | 617.2472 | 572.7345 | 549.3923 | 523.5344 | 576.4115 | 685.7554 | 794.656 | 885.2811 | 972.5519 | 997.4527 | 983.044 | 938.2057 | 879.9857 | 784.309
2023-06-15 | 680.9995 | 636.8295 | 599.0122 | 587.9646 | 616.8051 | 704.0458 | 788.886 | 774.7979 | 745.9402 | 713.442 | 643.8103 | 654.8494 | 647.3999 | 605.0713 | 586.2593 | 656.6295 | 764.2757 | 862.7626 | 953.2565 | 1001.0724 | 981.8381 | 936.982 | 864.1387 | 769.2386
2023-06-16 | 680.4666 | 638.0695 | 598.2704 | 585.9868 | 614.3829 | 697.7 | 778.6907 | 750.6958 | 714.8532 | 656.0719 | 589.3602 | 536.1286 | 516.1124 | 502.2201 | 579.3941 | 682.9059 | 778.7839 | 870.3225 | 923.3413 | 958.858 | 934.7332 | 910.9637 | 869.0568 | 781.8082
2023-06-17 | 695.1325 | 642.7923 | 604.0376 | 585.0244 | 588.8408 | 607.9738 | 634.3141 | 649.9634 | 670.825 | 655.2002 | 613.4384 | 546.4602 | 491.8403 | 435.3868 | 474.7828 | 560.8495 | 671.302 | 799.2801 | 891.4918 | 916.9017 | 910.5042 | 885.0885 | 854.5076 | 780.1912
2023-06-18 | 706.3341 | 654.0783 | 617.6393 | 594.6023 | 595.183 | 599.6148 | 609.172 | 609.559 | 633.1829 | 589.5216 | 532.2976 | 493.9409 | 420.4064 | 396.0579 | 441.3085 | 572.4044 | 723.7868 | 827.0488 | 936.4304 | 963.6095 | 970.714 | 931.4833 | 867.1414 | 772.9886
2023-06-19 | 681.0106 | 625.7909 | 594.2646 | 587.1186 | 617.8564 | 708.2363 | 799.3675 | 767.1086 | 717.1922 | 639.5148 | 597.9491 | 555.6553 | 555.6381 | 519.9091 | 546.6009 | 664.0565 | 750.1545 | 852.0268 | 969.4747 | 1010.2219 | 992.2565 | 943.3824 | 871.3753 | 774.1834
2023-06-20 | 674.78 | 624.5706 | 592.2724 | 581.2828 | 612.4031 | 696.5588 | 774.0882 | 754.853 | 733.9827 | 677.7807 | 607.7237 | 596.8837 | 580.0689 | 536.8979 | 535.3638 | 616.5871 | 712.9012 | 834.8593 | 940.0988 | 997.9849 | 981.2563 | 917.7028 | 846.2583 | 754.6078
2023-06-21 | 676.357 | 629.4527 | 593.5804 | 581.8903 | 610.4123 | 695.2007 | 780.8464 | 742.4275 | 689.3796 | 640.0622 | 600.561 | 566.0003 | 551.5998 | 508.8679 | 540.9234 | 633.4498 | 722.0604 | 836.8216 | 937.9061 | 979.6316 | 965.8345 | 923.7835 | 862.7958 | 768.5352
2023-06-22 | 679.1411 | 631.7224 | 596.175 | 586.7927 | 616.2414 | 702.9706 | 782.1769 | 744.4063 | 687.473 | 637.6995 | 593.2706 | 535.4452 | 509.4959 | 494.6914 | 531.2127 | 617.0638 | 737.3084 | 849.3807 | 941.2745 | 995.3567 | 980.0788 | 934.4131 | 861.1014 | 766.9153
2023-06-23 | 676.6974 | 632.5193 | 594.8219 | 582.3876 | 611.015 | 693.3327 | 776.3437 | 756.183 | 724.7579 | 650.1003 | 591.1063 | 536.1476 | 510.1274 | 495.4062 | 522.8231 | 620.2836 | 712.8355 | 817.5906 | 906.6886 | 952.7827 | 929.9851 | 905.0848 | 862.3444 | 776.6521
2023-06-24 | 709.428 | 655.8484 | 615.2121 | 598.8092 | 602.7533 | 624.5488 | 653.1204 | 655.2038 | 662.0631 | 647.7797 | 621.5359 | 600.9211 | 569.7707 | 518.5675 | 560.468 | 657.5686 | 727.3496 | 841.6557 | 916.21 | 934.4822 | 927.6743 | 904.33 | 874.3789 | 799.4175
2023-06-25 | 708.5217 | 656.6773 | 617.8109 | 594.3054 | 595.2237 | 599.4358 | 606.5373 | 605.7089 | 617.7871 | 582.4126 | 518.3455 | 439.1745 | 399.9258 | 390.7306 | 444.5352 | 559.554 | 690.4329 | 813.9439 | 931.2341 | 961.4919 | 968.9204 | 930.9279 | 865.2011 | 771.6818
2023-06-26 | 672.3933 | 618.0889 | 586.1154 | 579.0157 | 609.543 | 702.1354 | 792.2245 | 766.0855 | 712.4627 | 677.1834 | 628.8039 | 594.4897 | 564.9973 | 542.0258 | 527.9927 | 638.9103 | 764.8699 | 866.0479 | 970.5839 | 1008.7527 | 982.1159 | 931.2505 | 860.4452 | 763.3087
2023-06-27 | 688.386 | 638.5965 | 607.5803 | 594.0431 | 626.0931 | 716.6997 | 804.2383 | 771.4562 | 721.1274 | 640.419 | 594.87 | 534.0254 | 526.5919 | 525.8351 | 593.8226 | 711.7967 | 804.9901 | 885.5376 | 975.9577 | 1021.7442 | 999.182 | 941.4741 | 868.9253 | 775.0438
2023-06-28 | 686.932 | 640.4275 | 604.6825 | 592.1299 | 621.4266 | 706.2584 | 792.0114 | 777.9299 | 734.8772 | 689.3935 | 637.6859 | 600.8449 | 599.4943 | 575.9428 | 614.538 | 723.7651 | 817.8248 | 894.3564 | 967.9125 | 997.2859 | 981.0479 | 938.4983 | 878.7339 | 781.9918
2023-06-29 | 689.0636 | 644.6028 | 608.75 | 596.3775 | 625.9938 | 715.9712 | 804.9731 | 774.5652 | 726.0779 | 680.6329 | 631.5734 | 585.0717 | 561.5243 | 546.7913 | 599.4517 | 721.0631 | 787.8599 | 875.9521 | 964.5378 | 1011.8586 | 995.6511 | 950.8797 | 877.0654 | 782.9285
2023-06-30 | 684.4827 | 640.0466 | 603.614 | 589.8812 | 618.3611 | 703.5221 | 787.9265 | 774.0668 | 747.6989 | 687.1543 | 612.875 | 557.0014 | 517.9287 | 502.4 | 600.1314 | 681.1102 | 791.0075 | 867.0543 | 925.713 | 961.6462 | 940.3997 | 914.6803 | 875.9704 | 788.5192
2023-07-01 | 749.9819 | 701.6779 | 658.6895 | 637.4799 | 636.8412 | 656.3536 | 681.8525 | 689.8487 | 693.9726 | 671.0671 | 632.7844 | 586.392 | 575.5813 | 595.4011 | 629.8026 | 705.9416 | 826.4058 | 917.7342 | 969.4003 | 998.8882 | 983.887 | 961.7955 | 923.1857 | 841.2789
2023-07-02 | 759.2323 | 710.0142 | 669.2428 | 643.9287 | 639.691 | 641.7719 | 647.7482 | 653.317 | 665.289 | 630.3557 | 599.0715 | 553.8368 | 518.614 | 498.6879 | 554.7794 | 659.2717 | 796.7054 | 917.9165 | 1011.7237 | 1043.4691 | 1042.949 | 1005.6435 | 928.6865 | 825.3144
2023-07-03 | 730.7224 | 678.917 | 643.6771 | 635.0037 | 663.8953 | 761.5805 | 864.9461 | 866.4973 | 852.5496 | 801.0961 | 766.1298 | 730.7183 | 688.1607 | 670.1213 | 684.264 | 756.3053 | 865.3176 | 972.3695 | 1062.1655 | 1102.0258 | 1072.3354 | 1020.9762 | 934.1002 | 827.5789
2023-07-04 | 755.4939 | 708.3051 | 671.1062 | 641.8344 | 654.0919 | 680.2931 | 708.6461 | 691.518 | 698.9537 | 682.9085 | 642.1804 | 585.7368 | 557.0499 | 532.4145 | 565.6901 | 665.7598 | 785.1077 | 914.0905 | 985.9093 | 1034.6578 | 1018.2736 | 981.8378 | 897.1995 | 808.1083
2023-07-05 | 721.3523 | 674.6575 | 637.2727 | 626.5293 | 653.9423 | 745.4057 | 839.6809 | 839.0693 | 782.9168 | 732.1102 | 706.9285 | 658.5854 | 641.5431 | 627.9767 | 660.8326 | 746.3537 | 874.5783 | 957.326 | 1025.9722 | 1067.035 | 1039.0466 | 999.0121 | 923.8026 | 818.6018
2023-07-06 | 717.2834 | 675.129 | 636.1628 | 624.7642 | 652.0137 | 744.6636 | 843.2843 | 839.2366 | 791.4127 | 759.4828 | 736.0138 | 697.3577 | 628.3197 | 620.6893 | 635.0109 | 733.6363 | 824.1446 | 925.563 | 1002.9395 | 1068.9207 | 1042.8087 | 996.9983 | 908.737 | 807.0028
2023-07-07 | 720.8839 | 677.54 | 639.6013 | 626.3824 | 652.8008 | 741.4832 | 834.3113 | 841.0995 | 787.5941 | 741.5418 | 698.538 | 645.8527 | 607.7594 | 612.4994 | 645.9958 | 735.6187 | 819.608 | 922.0952 | 980.2284 | 1028.9418 | 993.5624 | 973.8122 | 920.7863 | 826.2832
2023-07-08 | 752.6868 | 700.1453 | 660.4501 | 639.1727 | 638.3428 | 658.0098 | 689.453 | 712.1802 | 726.3121 | 694.5888 | 643.3965 | 610.2547 | 568.6843 | 553.2379 | 553.5847 | 630.0441 | 745.1069 | 877.1501 | 963.7527 | 1001.0074 | 985.8711 | 964.7632 | 925.3482 | 842.7984
2023-07-09 | 740.7275 | 690.0344 | 650.9713 | 626.6405 | 622.1914 | 621.6665 | 631.0529 | 637.1915 | 640.5137 | 605.8474 | 562.7431 | 495.8869 | 455.783 | 450.1835 | 497.4545 | 609.2604 | 771.7901 | 889.0512 | 983.8323 | 1023.9589 | 1020.7377 | 982.5149 | 903.5891 | 802.8491
2023-07-10 | 724.9988 | 673.7297 | 638.9791 | 630.5959 | 659.5679 | 756.8624 | 858.4679 | 857.5921 | 807.1787 | 755.7843 | 728.6988 | 684.9178 | 640.5369 | 626.3185 | 696.9685 | 774.7311 | 897.7624 | 965.8283 | 1057.0518 | 1097.1588 | 1063.3151 | 1014.4203 | 927.5185 | 821.4604
2023-07-11 | 727.2575 | 680.732 | 646.0403 | 632.7404 | 662.6189 | 756.2829 | 861.7153 | 861.2115 | 834.0093 | 772.3951 | 741.1653 | 717.7654 | 671.2497 | 625.8811 | 639.9532 | 717.9098 | 823.6973 | 945.308 | 1032.1666 | 1091.6322 | 1062.5731 | 1001.3568 | 915.9836 | 814.2005
2023-07-12 | 732.371 | 686.9292 | 649.1015 | 637.2071 | 664.0563 | 756.6346 | 855.1159 | 856.1607 | 795.6915 | 757.0306 | 721.8543 | 671.0885 | 654.6576 | 692.2903 | 757.4615 | 869.3091 | 946.5746 | 994.7559 | 1048.698 | 1082.1523 | 1051.7192 | 1011.6078 | 937.5523 | 831.7071
2023-07-13 | 726.9819 | 685.8796 | 646.3911 | 634.4382 | 662.3277 | 756.9455 | 855.2819 | 858.2404 | 843.404 | 832.5954 | 797.3788 | 740.081 | 709.7476 | 665.2463 | 672.1247 | 755.9908 | 870.3267 | 973.0207 | 1025.7996 | 1085.6448 | 1057.1834 | 1011.8846 | 924.6685 | 822.4995
2023-07-14 | 739.9764 | 696.1477 | 657.9956 | 643.3596 | 670.4781 | 761.7245 | 861.1986 | 868.6264 | 835.566 | 783.748 | 733.089 | 691.135 | 648.3497 | 647.2863 | 685.3204 | 798.4499 | 890.3123 | 966.82 | 1013.4745 | 1052.8627 | 1019.3402 | 997.4608 | 944.269 | 849.9156
2023-07-15 | 762.3367 | 709.5405 | 670.5608 | 649.3176 | 648.4519 | 670.0475 | 704.4885 | 728.8729 | 716.7543 | 674.4381 | 636.9555 | 611.9665 | 589.6149 | 590.7339 | 622.2378 | 715.9577 | 807.9638 | 909.8916 | 987.2822 | 1017.3446 | 1002.2966 | 981.1195 | 941.0237 | 858.8658
2023-07-16 | 760.7422 | 709.6716 | 671.1933 | 645.5041 | 641.0971 | 644.1538 | 656.3113 | 674.852 | 695.7201 | 653.0407 | 587.6456 | 549.1518 | 507.5346 | 519.7995 | 584.2934 | 681.4562 | 793.4989 | 916.2003 | 1017.3342 | 1047.1572 | 1047.1186 | 1008.7905 | 933.1754 | 829.297
2023-07-17 | 724.5262 | 674.2075 | 638.0648 | 629.8728 | 658.4648 | 756.3429 | 862.2745 | 878.104 | 825.417 | 789.2653 | 761.2312 | 747.4854 | 707.0356 | 720.7798 | 740.648 | 815.421 | 907.2912 | 983.7784 | 1053.4075 | 1095.7515 | 1060.849 | 1012.5678 | 925.9035 | 819.7894
2023-07-18 | 724.9182 | 680.3146 | 643.7119 | 630.4278 | 660.2924 | 753.8316 | 855.2902 | 856.8604 | 825.7977 | 756.9984 | 742.0243 | 738.246 | 745.0544 | 721.2463 | 748.9074 | 830.1191 | 915.6601 | 970.0838 | 1025.6555 | 1085.374 | 1058.9287 | 998.4503 | 911.1407 | 809.2482
2023-07-19 | 729.3793 | 686.8576 | 647.6933 | 634.2534 | 661.3008 | 754.2535 | 855.7605 | 859.7429 | 805.3681 | 754.7903 | 725.4757 | 694.4104 | 644.3446 | 648.2034 | 679.8048 | 757.4582 | 871.9867 | 966.7446 | 1039.8127 | 1075.1499 | 1049.4822 | 1006.604 | 932.8907 | 827.1883
2023-07-20 | 716.2773 | 676.4809 | 636.9056 | 625.3191 | 652.4159 | 745.8327 | 844.3329 | 842.4495 | 776.5315 | 723.5314 | 688.8525 | 625.5299 | 607.7306 | 611.712 | 658.1681 | 747.8721 | 834.3747 | 939.4839 | 1011.8669 | 1070.311 | 1041.5114 | 997.539 | 909.5539 | 807.2779
2023-07-21 | 734.7576 | 691.9191 | 653.6339 | 639.4215 | 666.1539 | 758.1129 | 857.2371 | 854.5001 | 814.3154 | 744.5389 | 691.261 | 643.6682 | 619.4902 | 629.483 | 691.2564 | 796.9943 | 883.3638 | 960.0009 | 1008.9138 | 1046.1449 | 1012.492 | 992.8602 | 940.8948 | 845.4039
2023-07-22 | 763.7062 | 711.1304 | 671.5854 | 650.0001 | 649.5017 | 671.4985 | 708.5323 | 755.6076 | 763.1542 | 701.2108 | 651.9983 | 614.0783 | 570.7081 | 555.6786 | 603.2418 | 739.3356 | 875.6648 | 945.3079 | 994.1293 | 1014.6952 | 1001.1909 | 981.7445 | 941.7793 | 860.1628
2023-07-23 | 756.0636 | 704.2558 | 663.1417 | 638.1685 | 633.7928 | 635.9817 | 649.0967 | 666.901 | 696.9969 | 674.6465 | 629.0133 | 585.1848 | 537.3537 | 548.1501 | 596.2438 | 683.4351 | 804.1318 | 915.217 | 1003.7456 | 1038.8168 | 1035.2717 | 998.9267 | 919.9467 | 818.4904
2023-07-24 | 726.3276 | 673.3581 | 640.3229 | 631.8789 | 660.7065 | 758.5798 | 867.1306 | 895.9811 | 878.5096 | 840.7002 | 816.7692 | 808.938 | 813.4342 | 769.1482 | 778.0917 | 836.3541 | 915.7122 | 976.3775 | 1061.6292 | 1097.85 | 1065.77 | 1015.6045 | 928.6929 | 822.2038
2023-07-25 | 727.8936 | 681.7508 | 645.4476 | 632.13 | 661.9441 | 754.3424 | 856.7668 | 852.3104 | 805.7927 | 742.7547 | 711.6307 | 672.2149 | 651.693 | 645.6665 | 669.3093 | 779.9184 | 886.5638 | 973.8352 | 1032.9346 | 1086.5377 | 1058.6507 | 999.6248 | 913.0498 | 811.4959
2023-07-26 | 723.6881 | 679.8342 | 641.629 | 627.9287 | 653.8778 | 744.1252 | 845.051 | 847.6087 | 817.9333 | 772.2371 | 731.3634 | 713.9567 | 656.5257 | 630.4595 | 667.8374 | 762.0606 | 884.8414 | 967.1918 | 1028.503 | 1064.7961 | 1037.3267 | 1000.3987 | 925.3957 | 821.0236
2023-07-27 | 729.1687 | 684.0381 | 648.4328 | 635.2247 | 661.8123 | 756.7183 | 859.7187 | 865.4996 | 813.904 | 784.5191 | 731.4357 | 682.998 | 637.0639 | 629.6133 | 645.8512 | 749.9558 | 857.7756 | 958.2113 | 1031.0724 | 1082.4122 | 1058.0449 | 1014.9188 | 927.8987 | 825.0934
2023-07-28 | 734.7883 | 691.5333 | 653.1403 | 637.8557 | 663.8368 | 754.802 | 853.5316 | 854.9919 | 818.348 | 750.8366 | 693.7719 | 661.7471 | 640.2007 | 621.4195 | 655.067 | 766.8249 | 860.5081 | 954.4402 | 1003.0481 | 1041.9035 | 1011.6868 | 991.7384 | 939.6399 | 844.8638
2023-07-29 | 747.2279 | 695.0412 | 655.8142 | 633.9716 | 632.5774 | 651.1272 | 686.2853 | 702.4639 | 679.2563 | 651.8019 | 596.714 | 522.0374 | 496.184 | 496.3116 | 530.676 | 632.691 | 759.6703 | 886.0663 | 961.0865 | 990.3781 | 978.6851 | 958.9849 | 918.7793 | 837.5543
2023-07-30 | 748.6324 | 698.177 | 656.6891 | 631.6723 | 626.3222 | 626.8833 | 638.9739 | 653.7662 | 645.1454 | 597.4449 | 564.2993 | 515.1837 | 462.3598 | 462.0431 | 529.3035 | 616.7479 | 770.4025 | 884.295 | 996.8567 | 1026.999 | 1025.107 | 990.505 | 911.5747 | 809.5921
2023-07-31 | 729.8569 | 679.4677 | 643.8104 | 634.5627 | 662.5971 | 758.9771 | 865.5956 | 879.8552 | 832.5271 | 764.0334 | 747.4304 | 754.053 | 711.3904 | 740.3362 | 810.7314 | 864.3508 | 947.2837 | 1010.0309 | 1055.7033 | 1097.0592 | 1065.5004 | 1018.9014 | 933.1433 | 825.4704
2023-08-01 | 803.5026 | 749.1945 | 709.7111 | 697.9316 | 731.2277 | 836.4129 | 945.3532 | 944.9673 | 920.68 | 878.4342 | 829.928 | 800.9212 | 768.4476 | 747.1841 | 731.3406 | 806.2095 | 911.2362 | 1023.6891 | 1113.7488 | 1167.0089 | 1140.0181 | 1074.569 | 981.4334 | 880.281
2023-08-02 | 796.5592 | 747.2038 | 706.883 | 695.1051 | 725.9241 | 829.8897 | 936.9192 | 914.986 | 864.4066 | 808.2058 | 763.1841 | 725.6471 | 718.0591 | 699.7244 | 747.4055 | 816.3564 | 941.1529 | 1042.6401 | 1111.6546 | 1147.0632 | 1118.9261 | 1071.5755 | 994.3237 | 889.3068
2023-08-03 | 789.0912 | 742.4523 | 700.0712 | 689.549 | 721.1846 | 827.453 | 933.8641 | 901.3644 | 822.0051 | 764.667 | 726.6756 | 656.8808 | 669.5853 | 663.1329 | 693.9329 | 793.5606 | 909.8167 | 1024.1205 | 1093.2389 | 1146.3842 | 1119.7527 | 1068.9772 | 975.5469 | 873.5624
2023-08-04 | 793.4897 | 747.8279 | 702.8283 | 690.7165 | 721.4833 | 822.9966 | 925.851 | 913.6497 | 852.4984 | 783.2151 | 762.4894 | 705.7878 | 671.0101 | 663.9734 | 684.2189 | 776.1498 | 890.8701 | 1012.051 | 1063.1744 | 1105.4433 | 1071.9022 | 1043.5477 | 985.4439 | 892.2041
2023-08-05 | 809.3187 | 753.1002 | 709.5962 | 690.4782 | 694.8245 | 728.6946 | 773.4861 | 773.0283 | 761.6915 | 739.2536 | 682.4601 | 663.5495 | 653.1075 | 614.3244 | 653.8814 | 752.4796 | 871.097 | 966.7014 | 1029.9972 | 1063.6786 | 1046.7251 | 1019.0375 | 971.411 | 891.2044
2023-08-06 | 808.6379 | 752.8697 | 708.7662 | 686.7011 | 687.4427 | 703.4583 | 728.199 | 732.3497 | 750.8207 | 736.4612 | 666.2894 | 639.379 | 618.5642 | 587.2771 | 637.4556 | 724.8317 | 863.8168 | 966.6929 | 1061.6161 | 1095.8246 | 1090.1211 | 1046.3418 | 962.5348 | 861.6422
2023-08-07 | 794.1481 | 736.4829 | 697.8996 | 691.0523 | 723.5518 | 832.6659 | 945.9309 | 943.4321 | 911.0901 | 834.1926 | 790.0672 | 756.4847 | 747.7747 | 740.861 | 764.2038 | 833.6236 | 954.8235 | 1055.1144 | 1134.7871 | 1165.653 | 1130.9733 | 1076.8744 | 986.3472 | 880.1857
2023-08-08 | 796.6942 | 744.4676 | 705.4427 | 693.4753 | 726.953 | 832.2951 | 941.4045 | 917.5731 | 857.1918 | 799.3089 | 736.3937 | 673.2044 | 680.0871 | 656.9327 | 693.0232 | 775.5008 | 931.7413 | 1046.0399 | 1112.0766 | 1161.212 | 1131.5195 | 1068.4695 | 974.4964 | 873.0965
2023-08-09 | 791.1212 | 739.6235 | 699.9761 | 688.8898 | 719.055 | 822.9159 | 933.6342 | 939.1895 | 900.9343 | 829.3667 | 785.0613 | 756.4442 | 748.7514 | 726.4344 | 757.7329 | 852.9432 | 966.6328 | 1048.7124 | 1100.093 | 1139.3707 | 1110.1343 | 1063.3385 | 983.9773 | 879.7397
2023-08-10 | 790.419 | 741.8263 | 701.1587 | 690.5175 | 722.0303 | 829.1405 | 936.0404 | 919.4896 | 872.4054 | 816.4254 | 772.1277 | 743.1928 | 700.2147 | 678.569 | 697.157 | 759.024 | 884.6335 | 1015.0725 | 1095.3692 | 1149.5216 | 1118.3154 | 1071.3008 | 977.9049 | 876.5945
2023-08-11 | 774.7423 | 726.1762 | 683.6714 | 673.5769 | 703.5669 | 803.1005 | 907.2338 | 886.4582 | 820.0184 | 756.4595 | 716.0006 | 658.4822 | 620.4239 | 620.1911 | 675.6868 | 773.9439 | 904.2862 | 995.3557 | 1040.0016 | 1079.9951 | 1045.2624 | 1017.763 | 958.8025 | 866.4861
2023-08-12 | 804.4723 | 750.141 | 704.2818 | 685.6105 | 689.8051 | 722.5311 | 766.8387 | 760.0898 | 737.8979 | 696.0739 | 661.022 | 591.5257 | 557.9954 | 534.9416 | 579.2369 | 688.3813 | 829.7812 | 946.4167 | 1017.9615 | 1055.0497 | 1037.2584 | 1009.5774 | 964.0769 | 882.718
2023-08-13 | 812.7363 | 757.5083 | 713.6427 | 691.1377 | 692.0445 | 707.993 | 734.7113 | 731.3132 | 734.647 | 690.1954 | 629.5006 | 572.6178 | 545.8573 | 537.3125 | 603.133 | 704.1957 | 854.7543 | 980.3013 | 1074.6533 | 1100.879 | 1097.9519 | 1052.0484 | 970.099 | 868.0591
2023-08-14 | 788.3481 | 730.882 | 691.8842 | 685.2842 | 717.6583 | 825.5358 | 936.6274 | 934.1184 | 885.6697 | 799.3017 | 750.6787 | 718.7616 | 709.6057 | 720.6185 | 782.2294 | 880.173 | 977.6116 | 1058.8231 | 1129.7065 | 1159.6228 | 1125.5159 | 1069.9096 | 978.2034 | 873.6973
2023-08-15 | 783.1357 | 732.1289 | 692.9832 | 681.8791 | 715.087 | 817.9142 | 927.4536 | 908.1156 | 850.8814 | 762.7309 | 721.8599 | 652.9548 | 673.9405 | 661.3291 | 688.9137 | 775.026 | 941.9387 | 1026.8657 | 1097.066 | 1145.613 | 1115.8542 | 1050.0908 | 957.5548 | 857.4842
2023-08-16 | 788.0902 | 739.5386 | 697.4318 | 686.0862 | 716.5945 | 820.3525 | 928.5129 | 903.1291 | 828.5842 | 788.55 | 758.1852 | 731.6472 | 693.1551 | 698.2168 | 780.6492 | 883.0517 | 987.5127 | 1072.6123 | 1111.2168 | 1135.4035 | 1106.6689 | 1058.593 | 979.1599 | 876.4008
2023-08-17 | 785.9507 | 738.2045 | 695.8375 | 685.5763 | 717.1548 | 823.0114 | 932.2189 | 901.0407 | 833.4649 | 772.8489 | 731.3223 | 666.511 | 673.2088 | 692.4044 | 729.1075 | 798.5706 | 927.6414 | 1038.2926 | 1098.0328 | 1144.6999 | 1113.8876 | 1062.2785 | 970.0313 | 869.0498
2023-08-18 | 817.126 | 768.1821 | 721.9038 | 695.1575 | 707.6976 | 742.825 | 781.7353 | 750.0351 | 748.4321 | 731.5249 | 696.4819 | 641.5863 | 624.5134 | 635.7721 | 701.7354 | 820.0913 | 918.5591 | 1004.2537 | 1031.0347 | 1044.4606 | 1020.9167 | 1020.8925 | 962.9901 | 881.5345
2023-08-19 | 802.0732 | 745.5206 | 701.2975 | 683.6161 | 688.3994 | 720.6607 | 765.7468 | 768.9288 | 749.8118 | 714.2581 | 678.7142 | 630.434 | 560.8348 | 556.3721 | 588.8015 | 691.1791 | 847.1211 | 967.0702 | 1032.5165 | 1052.7079 | 1036.1388 | 1007.5966 | 961.0471 | 880.6954
2023-08-20 | 812.8071 | 754.607 | 710.4468 | 688.1876 | 688.979 | 704.5542 | 734.8634 | 722.1214 | 716.6944 | 677.4757 | 633.4343 | 580.0032 | 556.9081 | 534.9232 | 615.4243 | 759.8118 | 895.3876 | 1000.449 | 1080.2248 | 1099.129 | 1094.514 | 1048.0705 | 966.3633 | 864.0905
2023-08-21 | 785.576 | 729.3686 | 690.2273 | 683.8245 | 716.1004 | 823.4323 | 937.9007 | 927.9604 | 867.1078 | 828.0417 | 797.3534 | 760.8372 | 721.2745 | 704.6607 | 728.626 | 816.665 | 938.0625 | 1043.3616 | 1130.3655 | 1156.5444 | 1124.0167 | 1066.3712 | 976.3344 | 871.3849
2023-08-22 | 791.7664 | 740.6969 | 701.3643 | 689.8148 | 722.4427 | 827.5281 | 939.7651 | 922.5722 | 878.1042 | 827.6029 | 774.4381 | 764.2472 | 760.8229 | 754.312 | 812.9347 | 876.4175 | 983.4083 | 1071.6182 | 1115.0406 | 1156.9925 | 1127.4226 | 1062.1815 | 969.9003 | 869.208
2023-08-23 | 783.5178 | 735.3593 | 692.3326 | 681.3608 | 711.4325 | 813.2683 | 924.4561 | 934.654 | 900.1272 | 903.0323 | 881.5701 | 852.8913 | 858.8796 | 872.3346 | 909.7095 | 977.5224 | 1046.9012 | 1079.2729 | 1102.7999 | 1128.4835 | 1099.411 | 1052.7274 | 976.2424 | 875.0319
2023-08-24 | 785.0189 | 733.5361 | 690.5979 | 680.3807 | 711.3514 | 814.7804 | 929.5781 | 952.5277 | 921.4595 | 885.2468 | 852.3264 | 831.2566 | 822.1051 | 797.907 | 845.979 | 916.8935 | 1009.124 | 1073.0498 | 1096.9755 | 1134.0648 | 1106.288 | 1055.1798 | 962.695 | 862.699
2023-08-25 | 794.9215 | 744.6138 | 698.9495 | 687.3696 | 717.7423 | 817.6918 | 923.5235 | 912.9603 | 890.9003 | 823.126 | 789.2242 | 780.9284 | 764.2252 | 779.3716 | 828.9572 | 909.4191 | 991.7652 | 1054.9536 | 1067.8115 | 1091.7571 | 1064.4824 | 1037.0202 | 979.9563 | 885.9138
2023-08-26 | 808.0465 | 750.4799 | 704.2055 | 685.8428 | 688.8014 | 720.4288 | 765.3538 | 776.6601 | 750.4701 | 740.9674 | 679.3436 | 643.0415 | 613.9093 | 611.5359 | 712.4885 | 837.174 | 930.4498 | 989.561 | 1028.0008 | 1044.5252 | 1035.6061 | 1008.8848 | 963.4336 | 882.1334
2023-08-27 | 808.0672 | 750.263 | 705.7147 | 683.2155 | 683.4928 | 701.0103 | 723.246 | 726.4673 | 743.6611 | 724.9928 | 680.9748 | 656.8412 | 600.1419 | 619.4749 | 720.2852 | 800.4975 | 904.1901 | 984.4499 | 1065.4766 | 1089.6944 | 1086.5696 | 1044.4577 | 960.5052 | 858.8244
2023-08-28 | 773.8085 | 714.7939 | 678.0722 | 672.7978 | 704.2804 | 811.0499 | 925.5216 | 920.5009 | 840.0339 | 794.1048 | 771.2245 | 738.1639 | 752.4317 | 722.0102 | 749.0448 | 828.9592 | 960.4703 | 1048.8852 | 1115.8673 | 1144.4654 | 1109.3675 | 1053.2807 | 960.8877 | 856.1489
2023-08-29 | 781.2733 | 730.5363 | 692.0603 | 681.316 | 713.1116 | 813.3855 | 924.5011 | 896.0908 | 832.8599 | 754.6071 | 707.8205 | 651.1776 | 657.1303 | 683.4898 | 737.1778 | 827.8622 | 966.3756 | 1041.3839 | 1090.1668 | 1135.7803 | 1113.9054 | 1048.9948 | 955.4757 | 854.6709
2023-08-30 | 785.1444 | 733.8616 | 694.0193 | 683.1687 | 712.5702 | 812.1997 | 925.019 | 900.4387 | 837.6151 | 784.6381 | 750.7756 | 703.5751 | 682.9025 | 686.7119 | 739.4858 | 822.0706 | 955.0383 | 1043.4024 | 1100.177 | 1122.8628 | 1101.9195 | 1054.9348 | 975.2549 | 872.5452
2023-08-31 | 777.9926 | 727.8448 | 687.0134 | 677.9748 | 707.5225 | 808.9979 | 917.4939 | 913.0095 | 856.1965 | 794.1073 | 741.3783 | 697.0915 | 671.4318 | 677.6639 | 685.5938 | 766.0992 | 879.3525 | 968.0722 | 1061.1733 | 1124.7967 | 1100.8979 | 1051.0631 | 956.5158 | 857.0963
2023-09-01 | 782.7194 | 739.262 | 700.1563 | 692.3261 | 723.0802 | 826.5449 | 936.5552 | 909.8805 | 861.717 | 756.3155 | 718.9034 | 697.3051 | 701.8823 | 693.7049 | 701.7622 | 773.2328 | 901.1786 | 990.9701 | 1076.7265 | 1090.5374 | 1047.3427 | 1016.3891 | 959.5038 | 871.6174
2023-09-02 | 811.0736 | 759.4883 | 723.3845 | 705.194 | 710.1869 | 750.5405 | 800.7327 | 787.5136 | 770.8474 | 739.2326 | 710.0371 | 687.098 | 640.3076 | 612.6579 | 632.04 | 730.1008 | 866.114 | 975.9414 | 1066.8882 | 1068.658 | 1038.8724 | 1009.5609 | 965.1709 | 887.4121
2023-09-03 | 810.2619 | 757.6254 | 723.1181 | 702.1612 | 703.9011 | 726.6198 | 760.2034 | 760.5098 | 789.3928 | 770.2745 | 760.13 | 758.6041 | 744.8588 | 718.4716 | 716.0216 | 770.8341 | 892.989 | 978.1274 | 1097.826 | 1097.7914 | 1082.5895 | 1039.5464 | 964.4618 | 866.9588
2023-09-04 | 818.5556 | 765.3466 | 727.9949 | 707.7602 | 723.858 | 774.8398 | 828.7003 | 795.3563 | 785.7776 | 753.1943 | 745.2589 | 711.975 | 674.1066 | 695.1385 | 691.6313 | 771.3325 | 886.7584 | 997.4828 | 1102.9496 | 1096.7566 | 1065.8623 | 1032.6495 | 950.2167 | 862.1867
2023-09-05 | 791.5019 | 745.3955 | 713.0428 | 702.9812 | 736.4544 | 843.5696 | 955.6415 | 914.1663 | 835.8069 | 755.745 | 719.3545 | 650.0274 | 659.3219 | 668.4296 | 702.5977 | 809.8803 | 932.5885 | 1029.5222 | 1134.8505 | 1155.7469 | 1116.2119 | 1049.6337 | 962.997 | 865.9706
2023-09-06 | 786.4425 | 742.0516 | 706.4353 | 696.0635 | 726.6731 | 831.1598 | 941.0342 | 900.9093 | 826.526 | 751.2454 | 721.3523 | 668.3144 | 648.0737 | 636.446 | 677.5275 | 784.5869 | 912.9891 | 1019.8126 | 1121.2147 | 1127.7602 | 1092.0976 | 1041.4585 | 966.5482 | 868.6747
2023-09-07 | 789.6757 | 747.0062 | 711.4082 | 701.6675 | 731.9885 | 840.6998 | 957.3896 | 932.361 | 894.5337 | 818.0987 | 758.9227 | 727.8303 | 721.2879 | 741.7383 | 752.071 | 825.9257 | 932.7171 | 1027.4338 | 1127.01 | 1145.9892 | 1107.5763 | 1053.2699 | 965.2097 | 869.805
2023-09-08 | 784.682 | 740.5617 | 704.256 | 694.7312 | 724.9684 | 827.6654 | 937.1994 | 899.1219 | 832.0181 | 740.1721 | 701.813 | 656.2924 | 642.8707 | 638.2458 | 689.3389 | 807.9975 | 927.2234 | 997.0008 | 1084.6234 | 1093.9871 | 1049.6736 | 1018.4385 | 962.8058 | 872.8936
2023-09-09 | 804.7615 | 753.838 | 717.4526 | 699.6423 | 704.6159 | 744.0642 | 796.3104 | 787.3908 | 762.8599 | 711.416 | 688.5349 | 634.5095 | 573.5718 | 574.6406 | 597.9282 | 713.4801 | 846.7998 | 965.4595 | 1064.4228 | 1059.8067 | 1032.3693 | 1002.8657 | 958.602 | 880.8389
2023-09-10 | 806.6786 | 755.4362 | 717.1727 | 696.417 | 697.9568 | 720.8186 | 750.1069 | 722.4725 | 719.444 | 658.7489 | 630.103 | 599.492 | 564.2133 | 551.911 | 584.8746 | 702.4943 | 866.8651 | 979.2177 | 1092.9967 | 1091.8626 | 1075.9723 | 1030.7845 | 950.6668 | 854.0547
2023-09-11 | 781.2107 | 729.0188 | 695.452 | 690.2955 | 722.685 | 833.9645 | 950.9241 | 925.1517 | 883.5261 | 803.244 | 770.1366 | 777.1303 | 796.9226 | 840.4234 | 849.9351 | 928.5743 | 1001.8938 | 1065.2099 | 1141.7434 | 1146.8548 | 1101.5056 | 1045.5274 | 958.286 | 858.379
2023-09-12 | 786.0408 | 741.2078 | 707.6205 | 697.1466 | 730.1895 | 837.5 | 955.9203 | 940.8889 | 905.0811 | 844.6647 | 839.8676 | 837.6105 | 856.1906 | 828.2946 | 829.6336 | 940.2851 | 1018.0563 | 1056.1574 | 1129.0025 | 1146.0339 | 1107.9052 | 1041.6851 | 952.5997 | 855.8068
2023-09-13 | 786.1911 | 739.667 | 702.1303 | 692.0932 | 722.1583 | 827.4355 | 942.0716 | 926.0551 | 900.8767 | 881.6034 | 865.2065 | 841.935 | 841.7518 | 836.7946 | 873.3798 | 933.5133 | 1016.5341 | 1053.3756 | 1121.5214 | 1124.1917 | 1085.3026 | 1035.3944 | 963.4201 | 868.0052
2023-09-14 | 774.4872 | 728.7115 | 690.9213 | 682.5238 | 713.5376 | 818.3048 | 931.3727 | 899.8289 | 833.3302 | 778.8002 | 769.3315 | 752.2382 | 727.3583 | 729.232 | 733.9838 | 810.6856 | 925.7348 | 1021.6345 | 1094.319 | 1119.7843 | 1078.6905 | 1025.351 | 936.5112 | 842.2211
2023-09-15 | 792.5236 | 749.9125 | 713.3086 | 702.5802 | 732.9113 | 838.0228 | 953.3813 | 956.0282 | 921.1863 | 844.4167 | 762.7123 | 742.2025 | 735.0312 | 707.5498 | 756.7852 | 852.5449 | 971.9025 | 1037.9782 | 1102.0217 | 1102.9035 | 1059.7861 | 1031.0205 | 974.3224 | 885.1943
2023-09-16 | 815.1 | 765.8582 | 727.9263 | 709.5391 | 714.6484 | 755.8296 | 806.6824 | 805.0277 | 793.8401 | 749.0846 | 705.2456 | 650.2615 | 560.813 | 559.6081 | 587.8135 | 693.1046 | 860.7614 | 986.7142 | 1081.446 | 1071.3904 | 1045.0194 | 1016.3755 | 972.3288 | 895.4301
2023-09-17 | 810.898 | 757.9095 | 719.7951 | 699.2245 | 700.9357 | 723.8031 | 757.3889 | 738.483 | 739.3149 | 696.6258 | 638.315 | 621.2888 | 621.8372 | 597.649 | 626.2246 | 728.1111 | 892.1718 | 997.1917 | 1095.8929 | 1093.7645 | 1077.3986 | 1033.585 | 953.8167 | 856.6846
2023-09-18 | 784.3882 | 733.4768 | 700.3837 | 694.6766 | 727.3567 | 837.4624 | 953.234 | 926.9759 | 848.805 | 747.2832 | 713.2699 | 649.6999 | 632.9714 | 645.3637 | 681.4918 | 779.2761 | 918.9781 | 1033.5838 | 1146.4989 | 1150.0228 | 1106.9703 | 1050.0553 | 964.4186 | 863.706
2023-09-19 | 788.1469 | 741.2531 | 707.6411 | 697.0866 | 729.4363 | 836.2656 | 953.004 | 923.5657 | 874.15 | 797.8101 | 749.8697 | 700.7798 | 672.8616 | 676.3447 | 719.8581 | 809.0129 | 923.2961 | 1031.6173 | 1128.0798 | 1146.8733 | 1107.2706 | 1040.8676 | 952.9984 | 856.6498
2023-09-20 | 788.3088 | 743.433 | 706.2809 | 695.9005 | 726.5679 | 832.6807 | 946.0085 | 928.1729 | 875.465 | 796.8517 | 751.4934 | 686.1117 | 641.2837 | 645.8434 | 693.9724 | 813.7879 | 956.3589 | 1049.7899 | 1127.6128 | 1132.0208 | 1092.5145 | 1041.4386 | 968.0299 | 869.2703
2023-09-21 | 792.3591 | 748.9764 | 712.6924 | 702.9497 | 733.3493 | 843.6827 | 960.0972 | 931.2581 | 883.601 | 831.2677 | 797.332 | 773.5174 | 735.6508 | 742.0343 | 717.9902 | 803.5001 | 958.3201 | 1070.0811 | 1132.8493 | 1148.0443 | 1109.578 | 1055.4673 | 967.8065 | 871.6182
2023-09-22 | 787.9576 | 746.8913 | 709.1628 | 698.4111 | 728.1103 | 832.5859 | 945.8962 | 947.6313 | 879.6494 | 791.9235 | 743.6772 | 695.3485 | 655.4566 | 656.4465 | 695.0352 | 811.383 | 927.51 | 1032.7757 | 1097.2142 | 1096.9005 | 1055.1434 | 1024.3588 | 968.5177 | 877.8808
2023-09-23 | 813.1892 | 761.7289 | 721.4936 | 703.6196 | 708.5641 | 748.6126 | 803.3956 | 794.7079 | 763.7884 | 679.1254 | 665.4203 | 616.3541 | 568.7357 | 579.7323 | 631.9462 | 743.2562 | 898.2692 | 997.548 | 1073.8381 | 1064.6503 | 1037.2333 | 1006.1983 | 963.5343 | 890.2131
2023-09-24 | 816.9641 | 763.8343 | 726.0211 | 704.6246 | 706.3837 | 732.0371 | 767.1737 | 746.3918 | 734.6987 | 673.6681 | 621.4222 | 569.2687 | 520.8095 | 521.9726 | 564.8549 | 674.8329 | 864.5414 | 999.7841 | 1104.1538 | 1099.6591 | 1088.2656 | 1041.6568 | 964.4413 | 866.421
2023-09-25 | 799.7281 | 745.4489 | 712.9567 | 706.254 | 737.1453 | 850.1822 | 970.3862 | 965.4735 | 903.0851 | 847.7147 | 788.2769 | 737.9392 | 710.8336 | 717.9657 | 750.983 | 855.1785 | 982.0958 | 1065.0506 | 1161.1307 | 1164.5559 | 1123.1743 | 1067.7675 | 980.8181 | 879.9262
2023-09-26 | 799.9625 | 753.6585 | 721.0061 | 709.7718 | 742.0208 | 851.6887 | 969.1335 | 951.4498 | 900.2798 | 850.5952 | 826.994 | 805.8493 | 798.0504 | 786.0419 | 818.2686 | 874.7801 | 993.5173 | 1080.9954 | 1140.8355 | 1160.5903 | 1124.3516 | 1058.7627 | 971.5925 | 874.0963
2023-09-27 | 786.1909 | 741.9727 | 705.1535 | 694.9505 | 723.6332 | 827.6755 | 942.8143 | 930.3664 | 884.9985 | 849.2239 | 843.0714 | 800.1525 | 786.3678 | 779.2529 | 847.5183 | 925.1251 | 1016.325 | 1066.6863 | 1118.8011 | 1123.8381 | 1089.6292 | 1039.739 | 964.0252 | 866.5538
2023-09-28 | 783.8931 | 737.6977 | 700.7592 | 691.4541 | 721.1118 | 826.5677 | 937.9367 | 920.2029 | 866.1157 | 797.8337 | 752.3128 | 715.8326 | 701.4376 | 680.6442 | 704.4419 | 812.9884 | 949.1703 | 1036.4303 | 1105.0735 | 1128.7904 | 1091.731 | 1038.0205 | 950.2142 | 854.4074
2023-09-29 | 790.5734 | 747.6758 | 711.6716 | 700.4845 | 729.0771 | 831.5767 | 945.4443 | 923.6177 | 866.7422 | 777.2036 | 739.853 | 698.6244 | 674.0563 | 719.648 | 773.9956 | 881.3273 | 984.0757 | 1051.5852 | 1093.6202 | 1098.962 | 1059.7036 | 1028.6765 | 971.3184 | 882.0456
2023-09-30 | 797.3179 | 749.5767 | 708.5588 | 691.6174 | 695.3417 | 731.9081 | 783.3611 | 773.7898 | 740.2971 | 671.9624 | 642.0379 | 598.392 | 574.5044 | 565.4678 | 571.9477 | 696.7792 | 860.6972 | 968.0645 | 1044.8545 | 1044.4664 | 1022.3188 | 992.4747 | 946.5953 | 873.9303
2023-10-01 | 749.8161 | 698.8279 | 660.5799 | 639.4479 | 634.2304 | 653.5677 | 676.0718 | 676.1838 | 679.1424 | 637.4983 | 596.0559 | 560.9105 | 492.5373 | 497.9179 | 587.3448 | 701.7203 | 850.3486 | 963.8914 | 1067.9426 | 1033.0641 | 1019.4047 | 976.9552 | 896.4558 | 797.8735
2023-10-02 | 729.138 | 680.3399 | 647.0123 | 640.0496 | 663.9937 | 768.1736 | 876.6728 | 863.7037 | 804.3124 | 736.3235 | 716.9205 | 728.584 | 679.9121 | 717.4059 | 742.3964 | 834.5778 | 932.3479 | 1028.0664 | 1117.9551 | 1090.4382 | 1050.4643 | 997.3142 | 911.236 | 808.569
2023-10-03 | 734.4593 | 687.6665 | 654.218 | 642.712 | 667.9623 | 767.6426 | 871.3719 | 857.6215 | 806.3032 | 757.1961 | 748.3798 | 737.2149 | 706.1893 | 715.4014 | 721.7801 | 795.9058 | 934.3109 | 1027.3043 | 1098.0467 | 1086.4831 | 1052.2089 | 988.4407 | 900.066 | 802.0338
2023-10-04 | 725.2962 | 684.4686 | 647.1754 | 636.2654 | 658.6898 | 754.6615 | 858.3434 | 852.1173 | 801.9662 | 743.1764 | 718.3819 | 702.4355 | 663.4474 | 714.0962 | 778.6434 | 893.8319 | 972.3957 | 1031.5535 | 1089.651 | 1061.3402 | 1030.322 | 983.1697 | 906.3677 | 806.0913
2023-10-05 | 720.4557 | 680.3114 | 643.0857 | 633.2043 | 655.6183 | 753.5804 | 859.6 | 852.9678 | 795.6851 | 760.4287 | 732.6244 | 724.389 | 687.1635 | 695.6604 | 723.3472 | 813.6156 | 923.7833 | 1017.1137 | 1075.9769 | 1065.862 | 1033.8531 | 982.9648 | 893.3647 | 795.1142
2023-10-06 | 725.7642 | 682.7587 | 647.6224 | 635.8715 | 657.8427 | 752.4798 | 853.7072 | 845.5393 | 805.2882 | 763.5017 | 724.9001 | 728.7984 | 691.695 | 684.0073 | 734.5584 | 829.0377 | 920.3772 | 1006.6069 | 1052.5548 | 1026.2535 | 991.5002 | 962.8394 | 905.8632 | 813.841
2023-10-07 | 744.9822 | 697.4627 | 656.9785 | 638.8682 | 636.54 | 668.5237 | 712.4602 | 716.4097 | 687.2387 | 647.4062 | 633.3017 | 621.4863 | 568.3449 | 591.9767 | 639.6168 | 752.729 | 867.3099 | 959.5343 | 1025.6162 | 991.8687 | 969.1336 | 942.5397 | 896.4606 | 821.3713
2023-10-08 | 752.7582 | 702.1344 | 664.1214 | 642.8845 | 637.55 | 655.0282 | 680.1668 | 673.7325 | 651.3251 | 597.5599 | 560.1565 | 535.2198 | 527.709 | 575.5987 | 656.7124 | 778.7689 | 899.5753 | 990.8169 | 1065.9263 | 1030.0384 | 1021.3357 | 979.6378 | 902.6554 | 806.7657
2023-10-09 | 729.6904 | 677.3875 | 643.9196 | 637.086 | 661.4393 | 767.5011 | 877.2064 | 867.9104 | 802.582 | 718.6699 | 687.0152 | 654.6977 | 615.8753 | 628.65 | 681.5798 | 798.0655 | 939.4808 | 1040.3589 | 1114.8789 | 1086.7848 | 1050.5997 | 993.816 | 908.3608 | 806.598
2023-10-10 | 732.9922 | 686.004 | 652.3179 | 640.9234 | 665.8513 | 766.7251 | 874.3995 | 862.2149 | 803.8018 | 746.5805 | 709.7415 | 699.8664 | 677.9491 | 690.6367 | 725.2423 | 810.8976 | 945.4782 | 1038.5522 | 1097.1852 | 1085.3211 | 1050.7036 | 987.6226 | 898.8912 | 800.784
2023-10-11 | 731.546 | 689.072 | 651.8411 | 640.5151 | 662.9513 | 762.4399 | 868.1442 | 860.296 | 803.402 | 745.2408 | 726.1343 | 691.109 | 667.6779 | 697.6529 | 730.5938 | 856.7033 | 973.988 | 1054.0997 | 1097.869 | 1067.7287 | 1036.3731 | 988.288 | 912.9952 | 812.6906
2023-10-12 | 732.0979 | 688.8821 | 652.0054 | 641.6112 | 664.4852 | 766.7233 | 873.4403 | 862.9897 | 814.176 | 779.8394 | 749.511 | 749.0448 | 757.9093 | 800.8825 | 820.6672 | 881.9217 | 988.7126 | 1049.1804 | 1092.5244 | 1078.5952 | 1044.2764 | 993.727 | 905.8373 | 807.2211
2023-10-13 | 726.8219 | 687.4292 | 647.9335 | 636.4005 | 658.3483 | 754.6102 | 857.4281 | 864.4363 | 835.4892 | 791.4603 | 751.7745 | 746.0684 | 772.4227 | 732.256 | 766.3199 | 833.9879 | 944.2031 | 1016.1779 | 1055.324 | 1029.406 | 991.6975 | 962.1843 | 905.4097 | 817.2582
2023-10-14 | 749.7009 | 699.6257 | 659.1591 | 640.8516 | 638.4922 | 671.0108 | 717.4079 | 721.8018 | 697.4201 | 655.5355 | 652.6354 | 649.2204 | 599.8163 | 617.2344 | 680.1922 | 795.2498 | 899.1828 | 984.534 | 1030.9703 | 995.959 | 973.7312 | 944.8065 | 899.2327 | 822.1927
2023-10-15 | 756.3471 | 705.343 | 667.455 | 646.0199 | 640.663 | 659.5549 | 686.1667 | 724.0189 | 761.3732 | 720.2538 | 673.1974 | 641.8217 | 628.1192 | 611.9228 | 668.1492 | 784.2859 | 926.7481 | 1003.6105 | 1073.179 | 1034.8729 | 1027.219 | 987.4689 | 906.0039 | 811.4706
2023-10-16 | 730.4993 | 678.1266 | 644.5506 | 637.6876 | 661.6956 | 765.3342 | 875.4685 | 875.5806 | 817.6146 | 744.5247 | 708.0391 | 701.6126 | 678.6394 | 693.678 | 736.8087 | 841.9444 | 970.4819 | 1051.1161 | 1113.3334 | 1085.4471 | 1047.9773 | 994.5852 | 908.3353 | 806.0585
2023-10-17 | 736.042 | 689.0384 | 655.6348 | 644.0922 | 669.2897 | 770.1292 | 878.4925 | 880.0377 | 833.5965 | 798.8714 | 762.4851 | 716.8784 | 697.1499 | 725.2075 | 755.4027 | 858.8834 | 966.7542 | 1056.3694 | 1102.0151 | 1089.1841 | 1054.2351 | 991.2592 | 903.0495 | 804.7174
2023-10-18 | 725.3062 | 681.1587 | 643.5131 | 632.7676 | 655.0429 | 752.1389 | 857.4302 | 855.4165 | 800.3436 | 761.9361 | 758.7943 | 712.5545 | 670.3156 | 708.0472 | 718.3225 | 808.2898 | 946.1445 | 1031.2087 | 1081.9887 | 1055.0818 | 1024.255 | 979.0946 | 900.617 | 801.0609
2023-10-19 | 712.7966 | 669.7438 | 631.811 | 622.8144 | 645.3745 | 742.7154 | 847.9832 | 829.8298 | 773.9146 | 727.6584 | 718.017 | 703.7679 | 661.0356 | 685.6334 | 732.2713 | 836.4413 | 932.3092 | 1015.7593 | 1057.7916 | 1051.798 | 1016.4842 | 966.2284 | 875.3686 | 779.7843
2023-10-20 | 729.5578 | 690.7922 | 652.3036 | 640.5213 | 662.5832 | 759.3519 | 864.0487 | 888.1714 | 840.5952 | 773.3836 | 736.0736 | 693.0441 | 640.1798 | 664.1063 | 734.8902 | 831.7611 | 952.2714 | 1030.2825 | 1062.4997 | 1033.5046 | 999.4219 | 970.2619 | 910.1104 | 820.033
2023-10-21 | 746.2062 | 697.3684 | 656.7966 | 638.6412 | 636.2738 | 668.3047 | 714.469 | 726.1041 | 699.2286 | 651.8554 | 616.7966 | 582.692 | 542.2629 | 543.1414 | 600.8489 | 739.3442 | 874.6114 | 981.98 | 1026.2368 | 992.135 | 968.9421 | 942.3157 | 894.9496 | 816.5994
2023-10-22 | 739.4675 | 689.4582 | 651.7991 | 631.4589 | 626.0849 | 642.7195 | 670.6741 | 669.7638 | 656.3362 | 603.1194 | 570.7591 | 537.128 | 502.8976 | 530.3626 | 590.5846 | 729.0338 | 873.3703 | 991.6014 | 1054.4183 | 1020.7019 | 1004.5503 | 961.3492 | 880.176 | 781.3572
2023-10-23 | 721.0775 | 670.7505 | 637.9885 | 631.3769 | 655.6935 | 758.757 | 870.6921 | 870.2203 | 817.3986 | 781.9606 | 783.5347 | 790.6625 | 789.6531 | 766.8422 | 795.6072 | 878.6203 | 979.5635 | 1060.2574 | 1112.3698 | 1079.5488 | 1039.3455 | 982.5225 | 897.9856 | 798.4568
2023-10-24 | 725.3706 | 679.2179 | 645.9065 | 635.0116 | 660.1025 | 759.3731 | 868.829 | 867.66 | 817.15 | 752.9594 | 705.1276 | 705.756 | 678.8592 | 706.8706 | 786.5324 | 883.4255 | 972.3932 | 1051.7313 | 1093.6895 | 1079.1354 | 1040.5482 | 974.3991 | 886.5245 | 788.2185
2023-10-25 | 716.3761 | 672.6853 | 635.2837 | 624.7895 | 647.151 | 744.1932 | 851.8274 | 846.2875 | 780.0933 | 717.6635 | 671.4774 | 682.2596 | 671.1546 | 729.5839 | 756.5782 | 872.0251 | 954.7958 | 1029.5188 | 1069.3328 | 1044.1512 | 1013.1607 | 962.8722 | 887.0522 | 791.2034
2023-10-26 | 716.8864 | 673.4323 | 636.4957 | 627.2409 | 650.1089 | 749.7043 | 857.5006 | 844.4555 | 783.8289 | 725.8379 | 700.1634 | 672.1312 | 653.7061 | 694.7728 | 720.9783 | 836.7729 | 954.4863 | 1026.664 | 1063.2478 | 1056.4219 | 1021.2818 | 967.6209 | 879.5653 | 783.3859
2023-10-27 | 706.977 | 667.5926 | 627.6699 | 617.6426 | 639.5197 | 732.0572 | 837.7538 | 836.8865 | 785.0492 | 717.9881 | 680.0698 | 664.3377 | 637.4475 | 661.8549 | 733.8214 | 844.7842 | 941.3834 | 995.5109 | 1019.9026 | 1003.0849 | 962.0083 | 930.5484 | 873.3916 | 784.8718
2023-10-28 | 735.7936 | 686.8175 | 646.2533 | 628.8759 | 626.4162 | 658.1759 | 706.1722 | 729.2768 | 704.8962 | 677.3312 | 630.1126 | 587.1428 | 589.0424 | 622.8766 | 703.7684 | 810.5834 | 910.531 | 974.9238 | 1007.2144 | 974.4947 | 954.2457 | 927.1843 | 884.86 | 804.7601
2023-10-29 | 745.5156 | 697.7547 | 660.501 | 639.6703 | 634.6586 | 654.7473 | 682.1124 | 703.6937 | 724.2716 | 701.2878 | 690.3072 | 678.2974 | 657.9849 | 608.9185 | 672.4594 | 786.2604 | 917.6145 | 1000.5486 | 1054.2101 | 1024.2979 | 1007.4042 | 968.1347 | 888.6049 | 793.4199
2023-10-30 | 715.21 | 666.2555 | 632.811 | 627.8865 | 653.4755 | 760.559 | 867.1272 | 881.0242 | 820.2653 | 775.4749 | 761.8733 | 739.3723 | 732.9376 | 729.0461 | 768.8996 | 874.6178 | 983.8415 | 1038.1197 | 1088.3643 | 1069.2513 | 1021.8169 | 970.7548 | 884.9677 | 783.3264
2023-10-31 | 721.4446 | 678.4704 | 645.1041 | 634.9598 | 661.2364 | 765.1796 | 870.162 | 886.5981 | 857.3867 | 800.8403 | 758.7944 | 702.4729 | 711.6809 | 707.1948 | 753.1 | 832.9848 | 945.5991 | 1041.0842 | 1079.4668 | 1075.6384 | 1032.2447 | 967.9624 | 881.7 | 785.6269
2023-11-01 | 697.9009 | 652.9934 | 618.2047 | 605.8176 | 637.5677 | 750.4317 | 858.6023 | 848.6813 | 779.1591 | 729.7727 | 706.4161 | 680.3726 | 650.1903 | 653.3869 | 702.0461 | 850.8201 | 948.9959 | 1026.2602 | 1070.5335 | 1023.4878 | 982.9844 | 936.6467 | 868.9029 | 775.2156
2023-11-02 | 701.5103 | 655.4959 | 621.1376 | 609.5886 | 641.8238 | 758.7654 | 867.2095 | 879.7825 | 799.8676 | 726.9907 | 693.7764 | 659.5912 | 620.996 | 617.592 | 665.925 | 788.1195 | 938.5289 | 1028.403 | 1065.8933 | 1037.1969 | 993.3315 | 943.7286 | 862.9226 | 772.1802
2023-11-03 | 701.1717 | 657.4773 | 622.2326 | 609.4671 | 641.0132 | 754.159 | 861.3265 | 855.4331 | 803.9046 | 728.6485 | 687.6461 | 664.2248 | 611.0119 | 608.9365 | 691.8725 | 830.5642 | 938.1271 | 1013.4488 | 1038.8983 | 999.3738 | 955.2339 | 921.8388 | 871.9714 | 786.7114
2023-11-04 | 719.2416 | 666.1206 | 627.8005 | 608.2715 | 614.4247 | 659.7975 | 711.3891 | 737.0092 | 702.0232 | 674.6955 | 637.4092 | 603.8964 | 555.5843 | 533.2463 | 598.9541 | 724.4262 | 862.1577 | 959.5482 | 1002.4318 | 955.2415 | 926.5467 | 901.007 | 859.2265 | 789.8887
2023-11-05 | 717.9611 | 663.0966 | 626.9031 | 604.4716 | 607.2405 | 637.1558 | 668.0698 | 694.8404 | 708.1461 | 684.5417 | 640.227 | 605.62 | 551.1884 | 497.6999 | 570.1721 | 691.0902 | 852.877 | 968.5338 | 1031.6837 | 982.0471 | 961.8992 | 925.1778 | 850.5203 | 759.1428
2023-11-06 | 693.0218 | 637.4327 | 606.076 | 598.851 | 631.8128 | 749.6726 | 860.6815 | 869.8401 | 792.826 | 717.551 | 674.7498 | 651.307 | 606.6602 | 617.7317 | 663.3797 | 777.7744 | 915.4139 | 1015.7678 | 1078.2381 | 1035.8356 | 987.4527 | 935.8131 | 856.1862 | 762.9915
2023-11-07 | 695.0135 | 644.4105 | 612.192 | 600.1098 | 633.6738 | 747.0577 | 855.6959 | 859.2514 | 807.5232 | 769.8771 | 774.1064 | 755.9658 | 761.5248 | 760.0061 | 793.4654 | 843.5047 | 936.2513 | 1015.9282 | 1057.9972 | 1032.7546 | 986.4076 | 927.8244 | 850.4632 | 759.4365
2023-11-08 | 683.4897 | 634.9067 | 598.6372 | 587.7001 | 619.0008 | 727.9665 | 833.7816 | 833.9488 | 763.0812 | 671.9871 | 646.7606 | 625.0879 | 596.7848 | 586.2725 | 661.6721 | 793.8074 | 914.6757 | 994.4661 | 1035.8142 | 997.494 | 952.3768 | 906.6046 | 838.9189 | 748.3584
2023-11-09 | 670.6669 | 623.2997 | 586.7421 | 577.5656 | 609.2065 | 719.8138 | 824.5632 | 821.7894 | 736.2967 | 665.3516 | 634.6359 | 592.125 | 564.0976 | 567.2651 | 649.4894 | 778.8986 | 902.0745 | 969.8621 | 1011.1061 | 990.2508 | 944.0433 | 898.1246 | 814.6311 | 726.651
2023-11-10 | 700.3386 | 655.7262 | 612.9896 | 587.7255 | 601.9203 | 645.9903 | 683.5717 | 686.0397 | 702.4571 | 662.2193 | 634.6264 | 587.3954 | 570.7585 | 548.2212 | 600.8088 | 717.637 | 838.0554 | 929.6477 | 946.4069 | 901.7205 | 867.294 | 857.3431 | 810.9311 | 746.0187
2023-11-11 | 688.8364 | 635.2275 | 594.9603 | 577.7959 | 583.4934 | 622.8563 | 670.2347 | 700.2921 | 664.8763 | 628.3967 | 596.3031 | 564.8476 | 570.9008 | 539.2612 | 613.3954 | 709.076 | 819.744 | 904.0483 | 948.3545 | 912.6421 | 884.9234 | 858.6144 | 819.9345 | 748.7587
2023-11-12 | 704.011 | 649.5927 | 612.2811 | 590.841 | 593.1798 | 620.6344 | 646.9634 | 667.8065 | 653.462 | 597.642 | 564.1872 | 527.6323 | 482.0999 | 487.2481 | 550.6099 | 672.5009 | 835.5548 | 943.7057 | 1008.6314 | 963.1581 | 943.0734 | 906.0677 | 831.01 | 745.4303
2023-11-13 | 683.2253 | 628.0925 | 595.505 | 589.1736 | 622.0692 | 737.9909 | 848.371 | 859.1419 | 787.6479 | 719.0897 | 662.8607 | 635.2111 | 617.7353 | 615.2724 | 657.9663 | 774.4998 | 895.1424 | 999.1659 | 1059.9636 | 1021.3953 | 973.7972 | 922.3978 | 841.4657 | 748.6558
2023-11-14 | 694.0391 | 643.4979 | 611.3008 | 599.171 | 632.6277 | 745.9099 | 853.7801 | 865.253 | 804.5787 | 712.7042 | 660.4417 | 618.9417 | 600.4982 | 573.9649 | 639.74 | 788.7194 | 935.582 | 1007.1683 | 1052.0494 | 1029.1023 | 982.7674 | 924.4218 | 842.9083 | 753.2852
2023-11-15 | 694.285 | 644.8884 | 610.1914 | 598.4115 | 630.1291 | 741.2187 | 849.8754 | 864.4612 | 807.2194 | 740.8498 | 714.723 | 694.9654 | 671.1696 | 656.6671 | 756.6763 | 855.1428 | 955.0142 | 1021.5673 | 1056.1038 | 1017.4567 | 973.1623 | 925.3202 | 856.9013 | 764.433
2023-11-16 | 682.4671 | 635.9133 | 600.2145 | 590.0839 | 621.9139 | 735.0007 | 840.8494 | 852.6724 | 778.9017 | 728.4567 | 714.5267 | 713.2044 | 713.829 | 690.8727 | 737.182 | 839.4056 | 942.5446 | 996.5103 | 1032.6245 | 1010.029 | 963.0768 | 917.8058 | 835.736 | 743.3715
2023-11-17 | 683.2067 | 642.1632 | 604.0967 | 592.6553 | 623.7077 | 733.0516 | 838.4597 | 864.0241 | 809.0323 | 743.5299 | 735.0477 | 704.6121 | 728.7433 | 715.1962 | 769.0531 | 843.6832 | 939.0974 | 991.0585 | 1013.2394 | 973.138 | 928.3315 | 895.5729 | 851.5781 | 768.2868
2023-11-18 | 707.5105 | 653.388 | 614.2274 | 595.5858 | 601.6309 | 644.4997 | 693.5901 | 736.7924 | 718.2379 | 657.1492 | 602.4758 | 561.2738 | 543.9696 | 510.5718 | 605.1749 | 746.1556 | 857.8674 | 947.0804 | 983.3527 | 939.3675 | 911.3741 | 885.1052 | 842.6177 | 771.9992
2023-11-19 | 713.7809 | 658.9724 | 622.1217 | 600.4692 | 602.9081 | 632.0794 | 663.6526 | 699.2117 | 708.2764 | 676.9434 | 634.0614 | 616.5532 | 612.4102 | 587.2329 | 676.2634 | 770.5827 | 893.0245 | 970.2823 | 1027.024 | 977.9796 | 959.1773 | 919.2848 | 851.2483 | 758.4047
2023-11-20 | 693.8462 | 638.9306 | 606.9357 | 599.5454 | 632.3034 | 749.7778 | 862.8917 | 903.4795 | 851.7715 | 765.1064 | 774.3473 | 776.3275 | 786.9271 | 765.4482 | 815.8553 | 892.0953 | 977.3042 | 1032.2125 | 1077.504 | 1036.7405 | 987.5815 | 941.1164 | 861.2224 | 766.6605
2023-11-21 | 695.157 | 644.7006 | 612.2605 | 600.2261 | 633.6844 | 746.9202 | 855.3363 | 888.4481 | 856.1923 | 809.7622 | 797.6117 | 788.5377 | 802.0417 | 762.7228 | 767.8586 | 857.0862 | 953.8419 | 1013.9133 | 1054.5511 | 1029.3925 | 986.6131 | 931.454 | 849.743 | 757.613
2023-11-22 | 689.2786 | 640.6149 | 604.9612 | 593.5611 | 625.1144 | 735.1494 | 842.0664 | 874.5147 | 841.2306 | 795.8945 | 759.5327 | 752.0347 | 740.0199 | 728.9114 | 764.3475 | 849.3099 | 956.6734 | 1010.2273 | 1048.619 | 1014.8299 | 968.8641 | 925.0064 | 855.3487 | 762.2202
2023-11-23 | 675.5247 | 627.8804 | 591.6207 | 582.3249 | 614.3853 | 726.2959 | 831.9235 | 860.3562 | 839.9342 | 800.5391 | 742.2644 | 708.4181 | 710.8174 | 719.2354 | 741.4007 | 829.2209 | 929.1034 | 990.4626 | 1021.9707 | 999.8011 | 953.5028 | 907.192 | 828.6885 | 737.4212
2023-11-24 | 689.5555 | 643.9168 | 601.2297 | 577.4137 | 591.8889 | 633.8874 | 671.4245 | 694.8824 | 700.7 | 656.4023 | 631.327 | 617.1266 | 633.6727 | 642.8332 | 636.9502 | 758.25 | 849.9133 | 910.0954 | 928.702 | 889.5483 | 856.2063 | 850.5479 | 803.6017 | 732.362
2023-11-25 | 685.9357 | 632.6042 | 592.3991 | 575.4208 | 581.1072 | 618.8371 | 664.9585 | 708.2405 | 690.6031 | 639.0005 | 600.765 | 579.2197 | 590.0246 | 552.968 | 588.6112 | 699.0006 | 825.586 | 904.9697 | 944.8891 | 907.9497 | 878.9294 | 855.7257 | 814.5256 | 743.1574
2023-11-26 | 692.9528 | 639.0443 | 601.38 | 580.7881 | 583.1248 | 607.3429 | 635.169 | 674.7111 | 690.6987 | 656.3735 | 599.9475 | 590.9691 | 582.4968 | 532.8434 | 605.2301 | 719.3684 | 843.5631 | 930.2476 | 992.7773 | 953.4883 | 932.0071 | 893.285 | 816.4884 | 728.7339
2023-11-27 | 676.3778 | 621.4442 | 588.786 | 583.1303 | 615.9572 | 730.3624 | 839.9342 | 878.0428 | 832.2144 | 780.9228 | 758.2162 | 737.1568 | 739.9143 | 725.6472 | 758.0407 | 832.9779 | 930.9055 | 995.8922 | 1047.1326 | 1013.382 | 962.9004 | 910.592 | 833.4776 | 741.5299
2023-11-28 | 683.5291 | 632.7633 | 600.4314 | 589.537 | 623.4587 | 733.7978 | 839.7458 | 868.4865 | 823.0238 | 777.0899 | 757.3742 | 733.0149 | 714.4357 | 662.6595 | 726.2647 | 812.2289 | 920.641 | 991.961 | 1034.4807 | 1014.5041 | 969.0422 | 909.2398 | 828.1993 | 739.3568
2023-11-29 | 678.5886 | 630.5062 | 594.1516 | 583.7136 | 614.7983 | 722.4539 | 827.21 | 858.8617 | 795.6402 | 737.1391 | 709.2559 | 682.1682 | 677.6794 | 673.2314 | 739.1289 | 846.5799 | 937.8476 | 989.7265 | 1028.1661 | 991.3217 | 948.5815 | 904.211 | 833.7483 | 743.9964
2023-11-30 | 674.1289 | 626.5059 | 590.3929 | 581.1925 | 613.0335 | 722.9628 | 828.2775 | 866.6909 | 837.7971 | 803.7802 | 775.9235 | 745.7316 | 769.5119 | 780.629 | 776.4416 | 798.193 | 911.9297 | 979.731 | 1014.0943 | 995.5159 | 949.5761 | 907.9243 | 826.6861 | 736.9747
2023-12-01 | 677.1213 | 630.8779 | 590.3574 | 576.8218 | 605.7599 | 694.6918 | 787.2742 | 811.8724 | 766.2641 | 721.9744 | 687.9887 | 650.3422 | 635.4053 | 633.7792 | 639.5476 | 742.9785 | 841.4079 | 917.1983 | 954.6414 | 938.2445 | 910.7588 | 882.8082 | 841.31 | 762.5836
2023-12-02 | 688.8245 | 635.8564 | 593.8444 | 574.2285 | 579.2462 | 604.9824 | 643.4542 | 694.4677 | 681.0829 | 667.0733 | 637.7751 | 589.4977 | 594.4248 | 575.9483 | 603.7193 | 651.5471 | 764.7177 | 862.6005 | 916.2784 | 899.8248 | 895.6715 | 868.8988 | 829.3449 | 758.954
2023-12-03 | 696.3633 | 642.5711 | 602.9307 | 580.3802 | 582.4213 | 596.1351 | 618.1395 | 645.215 | 641.4627 | 584.6279 | 503.8163 | 472.039 | 439.3815 | 443.7789 | 525.7364 | 659.3002 | 769.896 | 885.0857 | 955.7849 | 929.4998 | 927.2808 | 896.1498 | 828.3569 | 747.0106
2023-12-04 | 675.9755 | 621.9606 | 587.1212 | 578.1492 | 608.6598 | 705.0414 | 803.2531 | 841.8296 | 782.4434 | 725.6912 | 694.4824 | 677.3734 | 664.7753 | 658.8492 | 689.1904 | 770.8552 | 867.6478 | 941.618 | 1005.1823 | 984.0056 | 955.1448 | 915.7034 | 845.2693 | 754.6653
2023-12-05 | 690.513 | 640.4387 | 605.7393 | 591.4118 | 622.9877 | 716.6823 | 813.4256 | 847.7815 | 796.6772 | 716.5517 | 669.2399 | 637.6572 | 611.11 | 599.5969 | 652.5795 | 735.5538 | 866.3539 | 957.5327 | 1005.0421 | 994.945 | 969.9974 | 919.9135 | 846.0454 | 764.3516
2023-12-06 | 675.6603 | 627.1638 | 588.4741 | 575.3297 | 604.3159 | 693.6963 | 785.9002 | 819.5967 | 754.1052 | 694.7549 | 621.7851 | 597.4858 | 570.7116 | 572.0643 | 634.9479 | 745.7339 | 858.8199 | 933.8952 | 982.7696 | 960.0167 | 937.3287 | 898.6531 | 833.3804 | 751.6806
2023-12-07 | 671.7478 | 624.0901 | 585.433 | 573.2042 | 602.5257 | 694.1517 | 785.0918 | 821.8967 | 765.7125 | 712.8128 | 648.3877 | 627.5506 | 649.9206 | 623.8018 | 664.8137 | 742.5163 | 851.7637 | 927.1255 | 970.9136 | 967.1453 | 938.6408 | 899.4814 | 828.9423 | 744.8415
2023-12-08 | 677.1628 | 630.8989 | 590.4151 | 576.7194 | 605.673 | 694.6063 | 785.5322 | 825.4815 | 800.1289 | 761.6315 | 723.5192 | 722.8187 | 706.5273 | 728.6097 | 749.0805 | 798.019 | 867.3384 | 924.7604 | 957.3757 | 946.3517 | 923.4519 | 892.5511 | 845.6501 | 763.1433
2023-12-09 | 701.9929 | 648.7373 | 607.6745 | 587.0992 | 592.2769 | 620.951 | 660.3898 | 711.2785 | 687.1048 | 660.6523 | 611.8503 | 570.5227 | 576.9902 | 566.6189 | 607.1902 | 699.5931 | 816.7906 | 895.2774 | 941.5661 | 913.2653 | 912.6778 | 889.2294 | 848.3498 | 777.1824
2023-12-10 | 708.5167 | 654.3585 | 615.4818 | 592.0568 | 594.2152 | 609.8503 | 633.1468 | 679.3141 | 676.9696 | 640.1283 | 583.941 | 571.4434 | 562.003 | 535.5261 | 601.3354 | 691.0949 | 813.5389 | 916.8708 | 981.9402 | 950.4854 | 946.8294 | 915.7936 | 851.8429 | 764.8374
2023-12-11 | 691.6149 | 637.1717 | 603.2415 | 593.1157 | 623.873 | 722.8938 | 822.3133 | 863.9138 | 804.7024 | 761.8745 | 715.6433 | 690.5355 | 678.509 | 632.022 | 679.1663 | 792.2076 | 911.0859 | 979.1646 | 1037.575 | 1010.2934 | 978.393 | 934.8309 | 861.5809 | 777.1432
2023-12-12 | 691.4669 | 641.0163 | 606.1989 | 591.8544 | 623.4167 | 717.0923 | 814.1617 | 853.8635 | 804.7093 | 750.6659 | 705.9244 | 696.3137 | 715.5656 | 694.6495 | 716.915 | 790.7523 | 890.1494 | 964.418 | 1013.2446 | 1001.5945 | 977.8353 | 922.3138 | 852.2459 | 765.7875
2023-12-13 | 682.3058 | 633.4346 | 594.8191 | 581.2832 | 610.1814 | 700.6768 | 795.7414 | 831.1225 | 781.16 | 710.9891 | 653.7397 | 628.356 | 617.3729 | 588.1147 | 634.9425 | 731.7235 | 854.3943 | 944.7347 | 999.0161 | 972.6043 | 951.0313 | 908.2712 | 843.5674 | 762.6074
2023-12-14 | 671.6609 | 623.7719 | 584.9771 | 572.8822 | 602.3059 | 693.6591 | 787.5955 | 821.8647 | 766.841 | 722.8332 | 665.7186 | 627.1583 | 604.5603 | 594.3045 | 626.3468 | 724.0689 | 829.4298 | 924.0424 | 973.8983 | 966.8929 | 940.5665 | 897.802 | 821.9502 | 740.1637
2023-12-15 | 681.7798 | 635.8669 | 595.2725 | 581.416 | 610.4435 | 700.0372 | 793.83 | 835.4782 | 793.7952 | 721.0144 | 664.5031 | 628.6462 | 612.6363 | 570.2612 | 606.8075 | 716.0902 | 826.3556 | 923.28 | 963.7554 | 941.2877 | 918.2417 | 886.4109 | 849.8193 | 768.3139
2023-12-16 | 705.4598 | 651.8156 | 611.2052 | 590.5567 | 596.0421 | 625.199 | 666.0303 | 721.2163 | 679.934 | 626.4433 | 566.5183 | 534.5426 | 511.7482 | 476.2522 | 514.5244 | 651.3001 | 787.7699 | 892.2789 | 947.6001 | 919.0156 | 908.9238 | 885.7393 | 848.6402 | 781.3532
2023-12-17 | 703.9423 | 649.8312 | 610.6726 | 587.3782 | 589.6891 | 604.3871 | 627.9809 | 681.5676 | 664.629 | 608.273 | 553.6768 | 531.7373 | 522.2662 | 474.3514 | 537.3261 | 637.7556 | 785.1783 | 899.5266 | 973.1253 | 947.4472 | 943.8315 | 908.5853 | 843.2587 | 757.9578
2023-12-18 | 691.6613 | 637.1154 | 602.893 | 592.9096 | 623.8023 | 723.4864 | 824.8964 | 876.3602 | 826.6099 | 773.0349 | 743.2991 | 727.3991 | 720.26 | 716.3774 | 718.7596 | 814.1449 | 911.3675 | 982.37 | 1039.5982 | 1010.8796 | 980.214 | 938.0262 | 866.9461 | 775.4876
2023-12-19 | 698.3368 | 647.6714 | 613.2944 | 598.4718 | 630.1388 | 725.0987 | 822.8583 | 873.1001 | 848.8446 | 807.8674 | 732.223 | 700.9744 | 738.5604 | 786.94 | 743.2695 | 799.6227 | 902.83 | 968.7784 | 1025.1202 | 1011.5177 | 985.982 | 939.0243 | 862.9399 | 775.0674
2023-12-20 | 684.0402 | 635.1522 | 596.7284 | 582.9004 | 611.8656 | 702.6884 | 797.1905 | 844.229 | 808.056 | 781.3078 | 752.8411 | 684.2717 | 673.6846 | 695.122 | 716.4419 | 787.4202 | 879.2471 | 947.5419 | 998.4551 | 974.5253 | 951.6866 | 917.7644 | 852.7647 | 764.5014
2023-12-21 | 681.0571 | 632.9203 | 594.8326 | 581.9815 | 611.4574 | 704.9377 | 799.3408 | 839.91 | 781.7965 | 722.7276 | 660.7704 | 627.9045 | 640.7678 | 614.9051 | 626.9865 | 716.9481 | 833.2038 | 934.0021 | 988.4786 | 977.4084 | 953.2222 | 911.6226 | 836.175 | 752.4443
2023-12-22 | 672.8272 | 626.6539 | 585.8467 | 572.603 | 601.4751 | 689.7664 | 782.9725 | 828.2499 | 779.4955 | 714.8357 | 664.9069 | 640.6013 | 628.69 | 609.0449 | 607.0393 | 695.6011 | 810.4796 | 905.6276 | 948.5727 | 929.9604 | 901.9804 | 875.2472 | 836.0834 | 756.8973
2023-12-23 | 687.683 | 634.6814 | 592.5842 | 573.3117 | 578.3877 | 604.4475 | 643.4472 | 696.0988 | 662.1017 | 625.2269 | 560.6931 | 514.2809 | 492.157 | 433.326 | 485.8928 | 598.9211 | 738.4174 | 856.2246 | 917.4 | 892.6651 | 883.2986 | 859.1529 | 825.8855 | 756.884
2023-12-24 | 694.4593 | 640.7589 | 600.9546 | 578.5927 | 580.86 | 594.1119 | 617.1599 | 668.0136 | 656.5231 | 613.3214 | 553.105 | 523.9835 | 526.2611 | 488.1705 | 514.4971 | 622.6778 | 763.0029 | 873.3331 | 959.3016 | 937.7149 | 933.1571 | 899.3511 | 831.8682 | 745.8095
2023-12-25 | 694.8475 | 640.7486 | 602.327 | 580.1234 | 595.963 | 635.6125 | 678.8872 | 720.3336 | 701.8624 | 646.5662 | 613.2975 | 597.5118 | 594.5618 | 617.7402 | 585.3575 | 686.0329 | 806.2801 | 910.2157 | 971.824 | 938.8149 | 924.8528 | 901.2777 | 825.6252 | 745.3156
2023-12-26 | 668.9086 | 618.1113 | 582.6788 | 570.3542 | 601.9963 | 691.4246 | 786.1159 | 829.3203 | 801.526 | 781.5286 | 734.5967 | 700.3727 | 705.9569 | 719.844 | 746.3263 | 786.7489 | 866.6697 | 920.4139 | 975.3504 | 979.533 | 956.875 | 901.9263 | 826.3847 | 736.2223
2023-12-27 | 659.0604 | 610.9538 | 570.9286 | 558.8387 | 587.4234 | 673.5765 | 765.5688 | 808.3768 | 739.4732 | 675.8863 | 621.3723 | 608.6241 | 619.9599 | 593.0067 | 614.5772 | 687.3661 | 806.1332 | 897.4516 | 956.7051 | 939.9708 | 916.1666 | 875.6979 | 814.3348 | 730.015
2023-12-28 | 656.4824 | 609.1391 | 569.3071 | 558.3866 | 587.5214 | 676.7747 | 769.373 | 809.9083 | 760.592 | 709.244 | 683.8695 | 665.1851 | 671.6164 | 681.2831 | 659.6792 | 710.4625 | 806.4782 | 894.1803 | 946.6121 | 945.396 | 922.9012 | 882.9816 | 806.4897 | 722.2661
2023-12-29 | 659.3812 | 613.9406 | 572.4445 | 560.2691 | 588.9572 | 674.7099 | 766.5377 | 812.013 | 765.3769 | 718.2342 | 625.8225 | 580.5734 | 577.208 | 535.48 | 567.981 | 668.374 | 780.4646 | 871.913 | 926.0398 | 910.7611 | 886.3876 | 852.4387 | 817.3428 | 738.4996
2023-12-30 | 682.9987 | 630.2715 | 587.9395 | 568.8464 | 573.968 | 599.3502 | 640.2992 | 706.9593 | 687.3271 | 658.0695 | 621.5967 | 584.6878 | 557.1461 | 548.2561 | 563.6639 | 636.4154 | 738.1398 | 849.6858 | 908.8144 | 893.0871 | 887.7765 | 863.5244 | 820.6127 | 751.524
2023-12-31 | 676.2918 | 623.2757 | 582.4045 | 561.4349 | 563.193 | 573.599 | 594.9655 | 646.3873 | 630.4753 | 580.9336 | 501.026 | 464.1038 | 450.6507 | 392.1644 | 448.0547 | 570.7084 | 715.4274 | 830.8142 | 928.3563 | 911.1872 | 908.3529 | 875.5028 | 806.3795 | 720.6114
2024-01-01 | 697.2984 | 655.9424 | 624.4532 | 604.5168 | 623.6125 | 676.6503 | 749.41 | 775.0619 | 752.1792 | 689.8571 | 631.8638 | 605.7094 | 579.9846 | 583.2743 | 640.6542 | 717.1164 | 861.8492 | 957.8075 | 1024.1931 | 997.1594 | 959.4804 | 920.6888 | 832.7824 | 741.2078
2024-01-02 | 690.7857 | 650.1998 | 621.9246 | 611.8626 | 648.9228 | 764.2977 | 900.2866 | 929.5407 | 884.8581 | 802.0428 | 748.27 | 730.2648 | 705.9159 | 671.7238 | 707.5302 | 814.651 | 928.3897 | 1008.5532 | 1064.9108 | 1054.3933 | 1019.1537 | 944.315 | 855.5819 | 759.1874
2024-01-03 | 656.0441 | 625.2373 | 592.9071 | 583.5963 | 617.2758 | 724.698 | 857.8454 | 879.7012 | 817.1534 | 737.2651 | 674.773 | 643.8597 | 661.045 | 613.1819 | 634.5953 | 716.1812 | 855.4528 | 951.7384 | 1013.6419 | 998.5666 | 960.605 | 905.1289 | 820.7936 | 721.8564
2024-01-04 | 633.4325 | 604.9507 | 575.516 | 567.985 | 601.4549 | 703.0665 | 831.0163 | 844.02 | 772.467 | 702.6975 | 647.7839 | 599.1227 | 569.432 | 566.0718 | 604.2302 | 680.969 | 811.5117 | 911.7113 | 976.6837 | 987.5511 | 951.1144 | 884.5342 | 791.16 | 697.3154
2024-01-05 | 642.1259 | 607.0853 | 572.9613 | 563.5423 | 596.7554 | 694.0364 | 820.1326 | 833.5136 | 766.063 | 681.0916 | 618.6584 | 568.0892 | 580.6643 | 550.1636 | 564.5667 | 678.1984 | 794.8034 | 882.1009 | 946.0142 | 943.1381 | 909.2628 | 854.0164 | 795.2353 | 714.2617
2024-01-06 | 673.6657 | 631.0333 | 590.9809 | 574.1327 | 581.017 | 614.4862 | 685.5211 | 722.1285 | 680.2778 | 616.9633 | 550.6982 | 502.0583 | 482.7775 | 439.4726 | 473.7088 | 584.2778 | 736.1769 | 850.9349 | 923.9309 | 915.8913 | 891.2366 | 849.4901 | 799.8633 | 725.5328
2024-01-07 | 665.1735 | 623.4053 | 587.7265 | 569.3785 | 573.4766 | 591.6766 | 643.8726 | 669.9575 | 653.5453 | 581.4662 | 516.1839 | 478.7993 | 451.569 | 421.4402 | 456.6239 | 565.661 | 730.6489 | 857.8361 | 957.0967 | 945.5235 | 925.9781 | 876.7766 | 788.8605 | 692.48
2024-01-08 | 667.6948 | 628.2597 | 599.0767 | 593.5771 | 629.2559 | 745.2526 | 881.4887 | 911.1273 | 834.1486 | 756.5215 | 696.0128 | 672.5705 | 633.7891 | 604.8487 | 626.5558 | 729.0612 | 878.0618 | 968.8171 | 1057.0999 | 1040.8244 | 996.0822 | 931.6669 | 839.1645 | 736.0841
2024-01-09 | 654.7483 | 617.5178 | 587.405 | 578.1468 | 613.8832 | 721.945 | 855.0791 | 875.5329 | 816.4954 | 738.4489 | 691.8782 | 657.7022 | 620.1337 | 573.8301 | 596.8233 | 688.1898 | 835.6313 | 934.9267 | 1009.1584 | 1009.2506 | 971.1053 | 895.7686 | 800.5849 | 705.399
2024-01-10 | 667.8672 | 639.4451 | 607.7076 | 597.1336 | 630.7634 | 740.7372 | 874.6858 | 900.9911 | 835.0789 | 761.8984 | 700.6591 | 650.4823 | 650.2535 | 608.8666 | 635.3822 | 754.5301 | 881.7671 | 974.2146 | 1041.9206 | 1019.2386 | 983.3186 | 926.4501 | 842.7745 | 741.9915
2024-01-11 | 657.0655 | 627.038 | 599.0659 | 589.5711 | 623.2545 | 728.8615 | 858.7455 | 877.2607 | 821.3941 | 758.6021 | 732.6421 | 701.3184 | 683.7213 | 622.9543 | 637.8116 | 697.9241 | 842.6737 | 942.4593 | 1017.2734 | 1017.5306 | 984.7374 | 917.9113 | 824.2788 | 728.8163
2024-01-12 | 675.5852 | 640.4104 | 606.4745 | 594.8789 | 628.2293 | 731.3385 | 860.4535 | 883.8127 | 824.2319 | 731.1753 | 666.0445 | 617.1764 | 581.3871 | 545.5028 | 606.5958 | 707.1081 | 827.8327 | 934.6522 | 1003.9812 | 987.942 | 954.2951 | 903.8221 | 843.2656 | 755.9794
2024-01-13 | 694.8239 | 652.7792 | 614.0563 | 595.4901 | 602.8762 | 639.7754 | 713.2903 | 754.6373 | 707.7352 | 639.4568 | 581.3211 | 522.8647 | 455.0152 | 439.1187 | 472.4999 | 602.3214 | 765.9269 | 883.1363 | 964.4363 | 945.4014 | 925.6103 | 883.3156 | 830.9526 | 752.1574
2024-01-14 | 698.382 | 656.9453 | 623.1619 | 602.2543 | 607.2013 | 631.7955 | 687.7876 | 728.7025 | 721.417 | 660.4741 | 589.786 | 561.7974 | 516.5724 | 478.7943 | 547.3083 | 661.1715 | 818.9359 | 920.9936 | 1016.1409 | 993.9357 | 975.2401 | 926.318 | 837.5999 | 739.1499
2024-01-15 | 681.7663 | 640.8053 | 606.5074 | 587.6407 | 605.3804 | 653.991 | 725.1093 | 746.1578 | 741.9697 | 696.4035 | 648.8448 | 615.1617 | 587.6872 | 562.6541 | 576.6063 | 694.5678 | 823.4155 | 916.7658 | 992.9167 | 967.1358 | 934.6981 | 893.768 | 802.4254 | 712.932
2024-01-16 | 675.8681 | 638.2641 | 608.9301 | 599.833 | 636.643 | 749.0859 | 883.4499 | 909.4473 | 872.5709 | 795.7096 | 740.1765 | 698.0364 | 690.107 | 632.9546 | 646.9398 | 740.5153 | 883.905 | 968.3554 | 1045.659 | 1038.6975 | 1002.0848 | 926.6783 | 833.7469 | 736.1239
2024-01-17 | 661.7518 | 634.18 | 602.917 | 592.7605 | 626.2468 | 735.0629 | 868.1789 | 894.7968 | 839.7244 | 768.544 | 719.2212 | 674.0901 | 649.1874 | 613.0602 | 640.9229 | 720.7181 | 848.2844 | 960.5947 | 1034.613 | 1011.6589 | 978.7087 | 920.5168 | 835.2332 | 736.1761
2024-01-18 | 653.8037 | 624.4258 | 596.5236 | 587.349 | 620.9919 | 726.088 | 855.7235 | 872.1905 | 804.9492 | 724.1203 | 664.746 | 611.2244 | 552.9004 | 554.8035 | 569.1749 | 659.9932 | 812.8212 | 922.7632 | 1012.4438 | 1015.6207 | 980.702 | 916.2496 | 822.1426 | 724.4687
2024-01-19 | 665.0657 | 626.6582 | 595.0672 | 584.7846 | 618.015 | 719.0234 | 846.8415 | 870.3518 | 810.0712 | 718.3192 | 655.3055 | 596.5494 | 552.3836 | 533.9789 | 582.5348 | 676.8026 | 807.6683 | 907.6472 | 983.6658 | 971.5436 | 940.2184 | 888.845 | 828.3933 | 741.9506
2024-01-20 | 672.2481 | 629.6673 | 591.3074 | 575.906 | 582.8346 | 616.5429 | 684.9206 | 720.994 | 706.2639 | 663.5835 | 589.7334 | 572.574 | 572.7517 | 550.8417 | 573.0168 | 670.6549 | 781 | 856.5701 | 932.8746 | 922.3871 | 897.7269 | 858.967 | 807.5872 | 728.9701
2024-01-21 | 694.6174 | 651.5157 | 617.6728 | 597.1407 | 601.6727 | 625.1562 | 679.8886 | 714.6218 | 708.1212 | 660.2712 | 599.429 | 567.1221 | 527.9805 | 473.7002 | 519.5282 | 635.9598 | 779.0206 | 898.0284 | 1003.3334 | 983.5134 | 964.5838 | 915.0592 | 831.8005 | 731.9393
2024-01-22 | 660.4101 | 620.1737 | 589.9358 | 585.0106 | 620.5288 | 734.3177 | 868.9288 | 895.4753 | 836.4712 | 771.0191 | 721.4328 | 673.5107 | 649.2415 | 623.4365 | 629.7749 | 717.2069 | 833.4169 | 937.1344 | 1042.2073 | 1027.5702 | 984.1224 | 917.8069 | 827.0283 | 724.4761
2024-01-23 | 630.5813 | 595.345 | 563.8684 | 556.3864 | 592.04 | 695.9515 | 825.9532 | 837.3054 | 780.4543 | 697.341 | 618.6246 | 595.8197 | 602.4894 | 598.2247 | 607.5796 | 686.9912 | 807.7151 | 878.9793 | 970.6611 | 980.9068 | 941.5615 | 863.6768 | 767.7601 | 675.2126
2024-01-24 | 628.5658 | 599.7563 | 568.6287 | 560.7447 | 593.7889 | 696.564 | 827.0702 | 849.6454 | 786.2778 | 717.3813 | 667.519 | 626.0871 | 620.9231 | 583.5281 | 590.8701 | 673.0831 | 789.0146 | 890.3186 | 978.5197 | 970.11 | 931.7416 | 874.5338 | 788.1759 | 690.4223
2024-01-25 | 634.7665 | 605.5826 | 575.7856 | 568.2193 | 601.4421 | 702.7977 | 830.6904 | 844.4015 | 788.0486 | 731.7581 | 670.3846 | 636.8953 | 650.9737 | 618.6599 | 627.8862 | 680.9022 | 789.2082 | 883.2674 | 979.3718 | 987.0969 | 953.9065 | 886.5269 | 791.9065 | 697.9966
2024-01-26 | 681.2277 | 644.976 | 612.257 | 600.1991 | 633.5836 | 737.7008 | 866.8637 | 895.2926 | 837.7376 | 742.5519 | 664.2664 | 602.4858 | 548.7074 | 541.2609 | 579.1556 | 691.6416 | 806.0384 | 916.8489 | 1010.5252 | 994.3482 | 960.2793 | 910.1524 | 850.9397 | 763.3216
2024-01-27 | 679.44 | 638.4614 | 601.1056 | 583.4228 | 590.5468 | 625.6732 | 697.4737 | 736.2309 | 701.922 | 637.7916 | 583.5224 | 554.6333 | 540.8268 | 502.9244 | 543.0241 | 662.5662 | 768.6267 | 855.5172 | 939.7 | 926.4422 | 906.8352 | 870.3944 | 818.0806 | 738.6414
2024-01-28 | 674.3281 | 632.0534 | 596.9669 | 577.8828 | 582.2403 | 602.0667 | 655.2773 | 685.084 | 660.1111 | 589.8813 | 535.6477 | 530.9074 | 512.8441 | 450.2389 | 454.3645 | 564.9057 | 716.8293 | 836.4814 | 966.7941 | 953.3074 | 934.2445 | 887.7192 | 801.1543 | 704.3002
2024-01-29 | 653.0097 | 614.7954 | 585.5615 | 581.2537 | 616.7633 | 729.8202 | 862.9321 | 894.5834 | 832.5705 | 751.0113 | 696.2378 | 647.3016 | 631.6345 | 603.8789 | 605.3508 | 694.2992 | 835.9965 | 928.8794 | 1034.1895 | 1021.17 | 978.5308 | 910.9073 | 819.587 | 718.5294
2024-01-30 | 663.978 | 628.7197 | 599.9726 | 589.9717 | 625.8919 | 736.3931 | 869.4609 | 888.6 | 823.1106 | 742.9784 | 667.9669 | 637.1908 | 593.8646 | 577.4895 | 575.0679 | 682.8077 | 809.6669 | 916.7611 | 1028.0968 | 1025.1795 | 989.106 | 913.1051 | 819.2481 | 723.0291
2024-01-31 | 661.8672 | 633.7671 | 602.9601 | 592.8364 | 626.3272 | 735.1902 | 869.3361 | 894.3294 | 836.1737 | 758.6022 | 698.2467 | 646.7145 | 614.5252 | 575.3379 | 618.6679 | 711.1871 | 823.9455 | 934.375 | 1032.4574 | 1008.5511 | 973.7876 | 917.8689 | 833.8258 | 734.9566
2024-02-01 | 653.6775 | 636.1825 | 607.7091 | 594.0305 | 629.2371 | 736.0227 | 847.9425 | 862.1723 | 770.5173 | 666.6383 | 624.5367 | 609.5071 | 560.7188 | 546.4015 | 545.2505 | 607.0662 | 741.33 | 866.416 | 952.3362 | 977.6418 | 954.5406 | 894.2737 | 804.4493 | 721.8693
2024-02-02 | 655.6242 | 630.2916 | 595.8111 | 583.8419 | 617.7352 | 718.8366 | 828.7095 | 847.3563 | 775.4209 | 693.128 | 644.6495 | 562.6453 | 487.9554 | 469.8507 | 566.8426 | 624.6994 | 752.7361 | 834.2278 | 916.855 | 929.8653 | 910.2363 | 860.9742 | 797.9256 | 725.4746
2024-02-03 | 665.8411 | 640.3931 | 600.779 | 580.6705 | 593.2594 | 639.1613 | 703.3354 | 747.1195 | 713.2674 | 651.7555 | 586.8784 | 548.7958 | 491.0556 | 465.0653 | 458.2551 | 542.9468 | 694.9296 | 805.6855 | 881.46 | 893.7094 | 881.0089 | 839.3626 | 783.8062 | 720.5026
2024-02-04 | 662.6472 | 633.7413 | 598.1264 | 577.0231 | 587.0986 | 619.8892 | 667.6459 | 696.8673 | 669.3725 | 610.1427 | 540.8446 | 511.4624 | 491.9604 | 447.7774 | 452.0962 | 529.7967 | 685.8174 | 808.1688 | 908.2608 | 920.0195 | 909.3924 | 861.7786 | 774.5033 | 691.4657
2024-02-05 | 655.8814 | 626.9803 | 596.4169 | 587.2456 | 623.1405 | 735.9796 | 851.8935 | 875.1768 | 790.5209 | 681.9446 | 625.3239 | 585.5339 | 607.7346 | 568.356 | 559.4564 | 619.3295 | 741.798 | 866.9635 | 977.3057 | 987.7874 | 957.6142 | 895.7315 | 804.8863 | 715.9534
2024-02-06 | 658.5252 | 635.2924 | 605.9771 | 591.7471 | 628.3354 | 738.6386 | 852.8871 | 870.4284 | 810.0465 | 727.7233 | 669.5109 | 655.5369 | 612.812 | 580.475 | 548.371 | 625.877 | 763.839 | 876.3887 | 960.8493 | 982.9648 | 959.833 | 887.9956 | 794.205 | 713.4791
2024-02-07 | 657.5637 | 639.6419 | 608.786 | 594.4924 | 628.996 | 737.9532 | 852.966 | 874.4585 | 756.4762 | 642.8509 | 574.5806 | 531.339 | 454.6729 | 467.9173 | 483.4755 | 590.4966 | 734.1288 | 857.9064 | 960.3987 | 966.9219 | 944.1333 | 893.3197 | 808.0845 | 724.2803
2024-02-08 | 649.4392 | 632.5721 | 603.0561 | 589.6855 | 624.7792 | 730.3418 | 841.5087 | 849.5658 | 748.7253 | 632.4194 | 556.4747 | 524.5112 | 451.4264 | 450.1968 | 490.632 | 570.468 | 716.0755 | 845.1614 | 944.4058 | 972.9033 | 949.2238 | 886.9079 | 794.0373 | 714.878
2024-02-09 | 674.9734 | 649.1398 | 618.3968 | 602.5612 | 637.1176 | 742.5728 | 853.1793 | 868.3344 | 771.2944 | 656.4717 | 579.7607 | 531.9895 | 455.2757 | 456.5687 | 484.7145 | 580.0047 | 730.5842 | 855.4714 | 952.5454 | 962.6201 | 939.8728 | 891.2992 | 827.6913 | 753.5978
2024-02-10 | 692.8925 | 662.6115 | 626.4468 | 605.8543 | 618.9276 | 669.9618 | 736.0644 | 774.3158 | 732.3626 | 635.5823 | 574.7383 | 509.2939 | 482.6334 | 444.7913 | 472.9451 | 581.227 | 718.2 | 836.2008 | 925.4057 | 927.5433 | 918.5831 | 875.8562 | 818.5403 | 751.5412
2024-02-11 | 672.4891 | 646.2223 | 611.1695 | 589.2031 | 599.2804 | 634.5116 | 682.0377 | 706.4849 | 676.1672 | 592.5995 | 528.5482 | 494.8111 | 447.0083 | 416.1719 | 428.1589 | 499.1778 | 664.6961 | 809.7316 | 926.4057 | 933.4494 | 926.6846 | 879.1496 | 790.948 | 708.0069
2024-02-12 | 656.4092 | 629.1665 | 599.6706 | 590.2365 | 626.2145 | 739.6781 | 856.9238 | 875.9246 | 778.9208 | 672.9852 | 589.4326 | 551.8703 | 477.686 | 461.9421 | 466.7714 | 582.5663 | 747.6961 | 855.3891 | 979.4532 | 990.0318 | 959.1472 | 897.0303 | 807.1955 | 720.5686
2024-02-13 | 669.4922 | 643.7431 | 617.2751 | 602.1961 | 638.8901 | 751.1652 | 866.7685 | 885.7864 | 849.0782 | 789.6935 | 752.7568 | 611.959 | 603.3268 | 594.0547 | 585.1767 | 659.3285 | 785.8292 | 889.0243 | 977.1931 | 996.401 | 970.9762 | 902.2424 | 811.9486 | 728.649
2024-02-14 | 661.0938 | 644.149 | 612.9416 | 598.4525 | 633.1043 | 742.9417 | 857.6277 | 877.5004 | 810.1429 | 739.1486 | 686.3263 | 675.6614 | 657.6252 | 636.7573 | 581.92 | 650.0902 | 768.8456 | 872.3077 | 966.9136 | 973.4343 | 949.5148 | 897.0795 | 815.4543 | 730.2552
2024-02-15 | 669.5113 | 650.5688 | 623.65 | 608.7349 | 644.1446 | 753.7653 | 864.468 | 880.0731 | 813.0315 | 722.8486 | 629.2447 | 591.1353 | 529.2052 | 532.209 | 523.7727 | 588.8896 | 726.5805 | 860.5455 | 975.1605 | 997.9122 | 974.8734 | 916.5161 | 825.6535 | 743.1608
2024-02-16 | 664.0988 | 637.5604 | 605.1987 | 591.4311 | 625.3744 | 728.7526 | 835.4431 | 839.9617 | 764.8168 | 653.9129 | 558.2775 | 515.0255 | 452.047 | 464.6667 | 494.1503 | 562.4514 | 702.1877 | 821.4921 | 928.1364 | 941.4565 | 919.3048 | 871.7462 | 810.6688 | 736.8456
2024-02-17 | 675.4942 | 648.4548 | 610.9513 | 589.9893 | 602.713 | 650.2168 | 714.9607 | 744.3393 | 666.9321 | 596.33 | 556.0085 | 501.1347 | 425.1861 | 393.0963 | 402.8363 | 506.5391 | 657.8163 | 788.352 | 892.675 | 906.8275 | 895.5981 | 854.4225 | 795.6931 | 729.655
2024-02-18 | 687.7744 | 658.7081 | 628.2281 | 605.32 | 616.1463 | 654.7827 | 705.7484 | 727.8425 | 694.3834 | 597.5744 | 576.3855 | 573.8545 | 539.4046 | 548.3213 | 534.203 | 596.6206 | 736.9515 | 846.5849 | 949.6851 | 959.9415 | 953.4151 | 903.5645 | 819.1504 | 735.9336
2024-02-19 | 689.0194 | 660.0628 | 627.1646 | 604.3222 | 626.8217 | 688.9894 | 754.8911 | 760.5054 | 733.0493 | 661.0077 | 598.3095 | 539.6226 | 459.7817 | 432.8781 | 464.1721 | 571.9867 | 702.608 | 838.3568 | 949.2089 | 951.4693 | 929.3561 | 894.6459 | 803.8842 | 725.4628
2024-02-20 | 667.2797 | 643.6729 | 613.7101 | 600.5542 | 638.0573 | 750.5124 | 865.86 | 876.7827 | 792.8634 | 692.4018 | 631.1649 | 595.0112 | 550.9069 | 556.3066 | 560.1521 | 644.2844 | 748.174 | 860.0034 | 971.0763 | 992.4256 | 966.6334 | 900.845 | 809.4864 | 726.3142
2024-02-21 | 653.3916 | 634.3633 | 604.6507 | 591.0505 | 625.8041 | 734.2882 | 847.9419 | 851.9898 | 770.4927 | 675.2721 | 597.2545 | 562.0556 | 506.0563 | 522.7561 | 519.3066 | 595.9439 | 735.0539 | 850.1862 | 950.9051 | 960.8905 | 936.9781 | 887.9452 | 803.5058 | 720.5758
2024-02-22 | 661.9071 | 644.9292 | 616.2477 | 602.1393 | 637.3952 | 745.8098 | 858.257 | 863.2305 | 767.8697 | 691.1589 | 660.0489 | 617.6321 | 580.2358 | 556.4833 | 584.535 | 653.2621 | 772.4144 | 862.0259 | 961.6257 | 988.9631 | 966.5269 | 906.7539 | 816.5833 | 733.3329
2024-02-23 | 667.4176 | 641.5005 | 610.3769 | 595.1571 | 629.3549 | 733.2302 | 843.4759 | 850.4686 | 775.4105 | 648.576 | 576.5408 | 526.2948 | 482.1454 | 477.5182 | 535.9752 | 590.913 | 713.9535 | 828.0035 | 932.871 | 945.6897 | 927.8244 | 879.1217 | 815.6621 | 740.0079
2024-02-24 | 676.4012 | 647.0034 | 609.3776 | 590.82 | 603.5401 | 651.7198 | 716.54 | 741.1812 | 697.3944 | 613.8926 | 538.3398 | 491.1942 | 474.8449 | 450.9329 | 456.4202 | 555.6611 | 670.5055 | 792.0684 | 889.7208 | 906.4512 | 893.1713 | 853.8065 | 796.7621 | 730.646
2024-02-25 | 657.3823 | 631.1011 | 595.4516 | 574.7989 | 584.9111 | 617.4218 | 665.3816 | 674.5499 | 635.1611 | 551.3155 | 497.996 | 468.834 | 415.1054 | 410.0428 | 499.3695 | 565.9738 | 663.491 | 777.3907 | 897.9541 | 913.7171 | 903.9808 | 858.2345 | 770.4304 | 688.1104
2024-02-26 | 641.0025 | 615.2124 | 584.2647 | 576.1908 | 611.9397 | 722.5672 | 837.2619 | 841.3951 | 754.2425 | 633.4223 | 568.1377 | 530.5134 | 465.1406 | 471.9941 | 462.1982 | 542.3625 | 696.7882 | 823.6338 | 945.8009 | 968.1055 | 935.7421 | 875.4509 | 783.9132 | 698.1999
2024-02-27 | 633.9555 | 610.2579 | 581.023 | 568.6737 | 604.6948 | 710.606 | 822.8618 | 819.381 | 715.492 | 581.605 | 526.5634 | 503.1323 | 444.3263 | 497.352 | 520.7991 | 576.9664 | 720.139 | 814.5025 | 915.9035 | 950.3142 | 923.4963 | 852.5733 | 759.3628 | 680.1841
2024-02-28 | 653.5749 | 638.7199 | 606.0926 | 592.3103 | 626.9049 | 735.5969 | 849.4147 | 858.2983 | 794.9344 | 709.0134 | 656.4424 | 642.8771 | 637.6113 | 613.9595 | 659.1965 | 714.65 | 801.768 | 871.5207 | 953.8879 | 963.7259 | 940.8914 | 889.7332 | 805.2481 | 723.2194
2024-02-29 | 649.8353 | 633.801 | 604.4928 | 591.1414 | 626.1104 | 732.2031 | 842.8809 | 845.5461 | 787.757 | 710.1324 | 664.3361 | 641.2386 | 641.6106 | 616.2278 | 659.8497 | 702.0066 | 787.8833 | 857.1804 | 942.5072 | 970.6291 | 950.0948 | 891.6059 | 799.0187 | 720.2927
2024-03-01 | 656.5202 | 623.4091 | 589.9519 | 566.7686 | 596.7561 | 693.6881 | 799.4648 | 834.152 | 778.5424 | 697.6823 | 635.1359 | 579.8807 | 554.5935 | 514.583 | 551.7776 | 619.4349 | 721.6545 | 834.3864 | 915.5476 | 925.4166 | 890.8298 | 873.7759 | 815.5533 | 736.5022
2024-03-02 | 648.4444 | 611.8831 | 576.4412 | 548.9044 | 555.9109 | 591.3321 | 648.909 | 690.5878 | 629.925 | 570.0281 | 529.1099 | 483.7052 | 433.2907 | 400.5541 | 374.8218 | 457.8139 | 617.5652 | 750.0339 | 850.2835 | 868.5822 | 840.9221 | 827.5174 | 777.76 | 706.1813
2024-03-03 | 635.9644 | 600.5045 | 566.5957 | 540.2317 | 544.4415 | 565.0332 | 604.773 | 630.1792 | 591.4697 | 549.0665 | 488.7527 | 399.9846 | 348.4374 | 346.0082 | 426.399 | 513.47 | 637.2034 | 753.2409 | 875.4835 | 891.7568 | 868.0331 | 847.7012 | 763.4619 | 672.9605
2024-03-04 | 630.2859 | 597.4193 | 567.5271 | 551.3465 | 582.8018 | 688.0377 | 800.0885 | 834.996 | 750.5986 | 676.8549 | 616.2037 | 591.1418 | 558.9809 | 517.1146 | 563.8281 | 647.1116 | 753.1127 | 835.1537 | 945.2553 | 958.2004 | 915.4877 | 879.5193 | 794.7158 | 697.8218
2024-03-05 | 629.9942 | 600.3129 | 571.6746 | 550.5665 | 582.3348 | 683.8733 | 794.2836 | 799.6581 | 702.5351 | 593.9023 | 529.7525 | 438.8018 | 386.4006 | 375.6342 | 401.3313 | 490.2513 | 632.2169 | 785.9751 | 914.337 | 945.9036 | 908.2674 | 862.2545 | 776.5901 | 687.5475
2024-03-06 | 632.4452 | 607.0554 | 577.2507 | 556.7361 | 586.4632 | 686.8909 | 797.0892 | 809.1963 | 705.8463 | 621.0098 | 548.2181 | 467.6194 | 416.5133 | 403.8261 | 427.9087 | 536.0622 | 656.6416 | 804.3198 | 925.0595 | 936.8871 | 901.8353 | 874.3204 | 796.5166 | 705.091
2024-03-07 | 636.7732 | 609.7358 | 582.7187 | 563.5065 | 594.2551 | 694.1464 | 802.1577 | 810.6287 | 709.0022 | 613.8696 | 545.2267 | 487.1917 | 447.9044 | 466.5233 | 519.3104 | 595.4369 | 720.3106 | 829.6069 | 928.2385 | 953.9758 | 919.7171 | 887.7708 | 802.2217 | 713.1081
2024-03-08 | 642.6222 | 610.5686 | 578.2027 | 556.8085 | 586.6944 | 681.4452 | 787.3276 | 802.411 | 724.5825 | 639.7492 | 575.6432 | 531.9037 | 476.7165 | 518.6589 | 561.0613 | 599.7358 | 690.5973 | 779.7528 | 890.7342 | 907.6698 | 874.5342 | 854.7798 | 800.1998 | 720.6466
2024-03-09 | 673.2765 | 636.3932 | 602.5172 | 573.0816 | 580.5308 | 620.8109 | 680.4071 | 721.3331 | 667.4779 | 607.7081 | 538.8287 | 481.4367 | 409.8595 | 386.2524 | 429.0718 | 509.4926 | 636.3125 | 773.8845 | 894.2028 | 898.3155 | 874.1932 | 863.951 | 813.1981 | 739.1224
2024-03-10 | 662.2531 | 625.8975 | 594.6066 | 565.7651 | 570.3915 | 596.1221 | 637.9508 | 654.8699 | 602.3764 | 506.1947 | 471.7106 | 405.3792 | 327.8959 | 325.0373 | 382.8579 | 500.7236 | 632.3853 | 775.4198 | 913.2771 | 923.4425 | 905.8287 | 885.6648 | 802.1888 | 707.1818
2024-03-11 | 640.9116 | 604.7901 | 574.3313 | 555.8133 | 585.2307 | 686.1344 | 804.3486 | 833.4819 | 762.184 | 694.0098 | 641.8306 | 614.6353 | 593.8262 | 532.3558 | 561.5958 | 617.2444 | 729.711 | 841.7307 | 959.5454 | 969.7272 | 930.7667 | 895.6257 | 809.7786 | 712.9836
2024-03-12 | 654.8208 | 620.6059 | 594.3318 | 569.723 | 599.6569 | 699.8968 | 817.4844 | 838.3546 | 777.1767 | 684.7246 | 624.3292 | 587.658 | 557.3675 | 510.1873 | 503.4601 | 559.2776 | 682.2611 | 822.9373 | 951.6636 | 975.6188 | 946.3721 | 903.879 | 815 | 722.4292
2024-03-13 | 648.3402 | 621.2679 | 590.2989 | 568.216 | 595.3112 | 692.9085 | 810.0719 | 817.8251 | 731.1458 | 648.5276 | 579.8745 | 555.5894 | 491.1992 | 500.5376 | 527.4719 | 613.4442 | 725.6051 | 843.9055 | 951.9644 | 954.6391 | 928.0508 | 901.9837 | 822.8361 | 729.2598
2024-03-14 | 644.6465 | 616.1772 | 590.6614 | 566.9136 | 594.4085 | 691.1096 | 805.2594 | 811.0191 | 727.9184 | 660.6651 | 621.4603 | 572.9142 | 522.8968 | 541.1189 | 544.6124 | 624.1743 | 737.8652 | 837.1444 | 941.1255 | 965.3213 | 939.7328 | 906.7761 | 818.3028 | 725.4738
2024-03-15 | 643.6952 | 609.9719 | 575.231 | 553.1149 | 579.7993 | 668.9163 | 780.524 | 785.523 | 725.5263 | 615.8017 | 543.1011 | 481.629 | 410.9792 | 415.7318 | 470.8702 | 562.5687 | 652.5819 | 778.2318 | 893.4446 | 910.4455 | 882.4941 | 862.681 | 805.0535 | 723.8999
2024-03-16 | 640.9049 | 603.9205 | 564.0668 | 537.6733 | 543.8402 | 574.6386 | 632.0638 | 633.8835 | 559.6673 | 492.6172 | 416.6423 | 363.9377 | 301.9437 | 319.2827 | 321.7439 | 403.5271 | 557.0401 | 712.3046 | 839.6305 | 856.9713 | 831.6231 | 819.4019 | 767.1488 | 693.4085
2024-03-17 | 644.2936 | 608.7069 | 574.3804 | 545.987 | 548.9476 | 568.2021 | 608.8696 | 607.0506 | 545.2795 | 458.9905 | 401.4642 | 323.7022 | 271.2589 | 250.4944 | 305.5187 | 419.3942 | 573.2097 | 730.8404 | 886.6705 | 904.2496 | 884.2668 | 860.3676 | 777.9736 | 685.9077
2024-03-18 | 616.7858 | 580.9455 | 550.741 | 533.7694 | 562.8422 | 661.2637 | 777.284 | 774.0444 | 682.3643 | 587.9658 | 516.8385 | 474.0432 | 425.5442 | 422.6606 | 459.7225 | 522.3712 | 654.1177 | 783.3197 | 921.8072 | 942.9817 | 901.8637 | 863.6562 | 776.3892 | 681.6785
2024-03-19 | 631.8086 | 598.962 | 569.8533 | 547.7058 | 577.313 | 675.0086 | 790.6401 | 780.8288 | 698.8242 | 628.7978 | 578.7688 | 552.1688 | 511.8087 | 489.4504 | 510.8201 | 544.6037 | 657.5048 | 783.5767 | 920.5319 | 952.3381 | 916.7549 | 871.0639 | 781.3103 | 691.1328
2024-03-20 | 632.3123 | 605.9266 | 573.4371 | 553.1636 | 579.9275 | 676.5761 | 792.294 | 783.1699 | 705.7584 | 613.5291 | 578.3714 | 533.6326 | 470.4743 | 489.0989 | 536.2934 | 610.4413 | 709.1177 | 815.283 | 926.1503 | 941.7362 | 906.8022 | 878.6831 | 799.6864 | 706.7307
2024-03-21 | 637.3889 | 610.1147 | 583.9084 | 560.4792 | 587.9802 | 684.2116 | 798.4961 | 795.0261 | 715.4183 | 650.3109 | 623.213 | 560.8776 | 495.7635 | 486.2731 | 506.3257 | 593.7371 | 715.6148 | 813.917 | 932.8476 | 960.3356 | 929.888 | 894.0349 | 806.2573 | 715.5864
2024-03-22 | 655.036 | 622.7014 | 590.4953 | 564.9686 | 591.4255 | 684.8518 | 796.8878 | 795.6641 | 742.9313 | 661.9546 | 620.5156 | 593.9201 | 550.4292 | 526.2974 | 571.4764 | 606.4042 | 739.6916 | 822.5899 | 917.8707 | 929.1585 | 901.278 | 881.7416 | 821.7565 | 740.1327
2024-03-23 | 665.9051 | 628.5941 | 589.844 | 561.6723 | 568.1538 | 603.8116 | 663.044 | 666.9031 | 615.1423 | 552.3277 | 507.8021 | 457.7387 | 377.7237 | 368.4592 | 399.0309 | 510.8436 | 645.7007 | 767.7376 | 884.1111 | 891.5362 | 863.3778 | 854.6713 | 803.2552 | 728.6554
2024-03-24 | 660.0779 | 623.329 | 590.5756 | 559.8602 | 562.9126 | 585.0029 | 626.6732 | 624.0728 | 592.9181 | 561.2376 | 505.8727 | 492.1898 | 457.6674 | 420.2232 | 464.046 | 518.9047 | 640.991 | 776.516 | 914.5742 | 925.3743 | 904.3212 | 877.6094 | 800.5451 | 706.0578
2024-03-25 | 648.9271 | 611.417 | 584.1454 | 565.0453 | 594.6908 | 699.6638 | 818.1046 | 801.2099 | 718.0968 | 651.9821 | 628.1819 | 608.8574 | 543.6799 | 523.8477 | 540.0644 | 606.6901 | 728.5762 | 844.4698 | 966.2969 | 984.1929 | 943.8763 | 907.1788 | 821.6842 | 724.6154
2024-03-26 | 682.363 | 652.8776 | 620.2282 | 581.3752 | 596.056 | 640.8474 | 700.0599 | 676.3051 | 639.4626 | 566.9855 | 521.5119 | 455.4341 | 385.0908 | 374.3664 | 386.4695 | 484.6194 | 631.8497 | 799.614 | 922.5281 | 933.6892 | 914.3931 | 893.081 | 805.2986 | 723.4078
2024-03-27 | 646.9122 | 618.208 | 588.7919 | 566.4712 | 594.4026 | 693.9502 | 810.1056 | 782.3897 | 677.7229 | 573.2819 | 508.3557 | 410.2921 | 385.3055 | 376.7265 | 406.2577 | 496.3267 | 652.1 | 806.6779 | 942.4437 | 955.8927 | 923.4078 | 898.4907 | 820.2634 | 726.1196
2024-03-28 | 639.4808 | 611.2917 | 582.9047 | 562.3389 | 589.8824 | 684.8101 | 798.6702 | 758.8908 | 693.3414 | 635.784 | 609.729 | 547.6961 | 484.9201 | 478.8598 | 475.849 | 540.8012 | 663.3646 | 803.7551 | 932.4125 | 960.7023 | 933.7563 | 897.1041 | 809.4223 | 718.9966
2024-03-29 | 674.0524 | 640.5199 | 603.7871 | 566.6958 | 577.656 | 609.1434 | 659.6863 | 641.1105 | 630.2435 | 570.9625 | 494.1732 | 414.2415 | 334.3758 | 325.0714 | 377.6926 | 487.0024 | 615.2691 | 753.3601 | 864.1889 | 869.0174 | 852.6953 | 857.6643 | 801.5713 | 727.6178
2024-03-30 | 666.0699 | 626.5446 | 588.8102 | 561.8923 | 568.568 | 604.3548 | 662.7535 | 643.6639 | 596.8017 | 519.5447 | 458.2477 | 388.7322 | 324.1009 | 303.5705 | 334.9972 | 419.9079 | 578.1015 | 757.1267 | 888.564 | 903.0552 | 873.6303 | 855.3064 | 803.0579 | 729.0958
2024-03-31 | 674.5593 | 636.9722 | 604.7733 | 574.1267 | 577.4277 | 602.4045 | 644.551 | 628.4302 | 583.9411 | 535.1554 | 518.8311 | 509.7611 | 459.219 | 422.9187 | 455.6256 | 532.8119 | 685.4399 | 827.2199 | 953.1287 | 955.8876 | 931.6077 | 904.0563 | 822.0187 | 725.806
2024-04-01 | 663.0764 | 625.8252 | 587.9229 | 574.2761 | 606.1883 | 706.2226 | 810.3903 | 804.5614 | 735.2202 | 643.9674 | 601.5347 | 558.8093 | 493.442 | 477.3265 | 521.8934 | 616.197 | 781.0321 | 873.8714 | 981.2975 | 993.0605 | 976.6501 | 928.8306 | 833.0784 | 750.8486
2024-04-02 | 665.5905 | 632.6154 | 594.5012 | 574.8486 | 608.7908 | 705.9164 | 808.8224 | 797.3464 | 738.6584 | 653.0067 | 597.5454 | 534.3717 | 490.5912 | 492.6718 | 545.1953 | 626.2467 | 762.1806 | 863.1281 | 963.8612 | 982.7899 | 973.037 | 919.9614 | 821.1623 | 743.2985
2024-04-03 | 650.6829 | 625.6897 | 584.0507 | 566.3347 | 596.7192 | 688.8523 | 789.8724 | 774.8946 | 690.0666 | 594.2093 | 542.0854 | 441.6319 | 422.6441 | 464.3724 | 526.9529 | 643.18 | 741.2794 | 843.2943 | 943.7593 | 951.7684 | 943.2946 | 906.9737 | 817.0631 | 737.2791
2024-04-04 | 645.5974 | 619.2822 | 581.2332 | 564.2958 | 595.8036 | 685.0988 | 787.7794 | 763.2284 | 708.3298 | 639.8594 | 569.8691 | 498.1887 | 455.6696 | 429.461 | 459.8252 | 575.7137 | 707.035 | 827.601 | 927.5788 | 961.2093 | 955.7889 | 910.2738 | 812.4144 | 734.4665
2024-04-05 | 647.5112 | 616.0555 | 570.8668 | 553.6926 | 584.3722 | 667.6242 | 766.1102 | 748.5158 | 671.9547 | 599.1811 | 530.8398 | 483.1581 | 448.895 | 392.2414 | 452.1117 | 528.7701 | 678.341 | 785.5594 | 889.8127 | 907.9889 | 902.2158 | 871.1278 | 801.856 | 735.9706
2024-04-06 | 664.187 | 628.2281 | 580.5391 | 557.5083 | 565.7289 | 594.0622 | 642.4919 | 635.938 | 582.243 | 530.4428 | 470.6142 | 400.0177 | 333.9942 | 314.2984 | 349.6072 | 446.7626 | 618.4519 | 749.2917 | 866.0246 | 879.3279 | 877.1024 | 851.865 | 791.437 | 733.8977
2024-04-07 | 649.0991 | 614.4221 | 570.1673 | 546.2368 | 552.1157 | 564.7507 | 598.4273 | 604.1011 | 593.6536 | 537.7221 | 471.533 | 430.0897 | 409.1721 | 380.008 | 493.6379 | 582.4127 | 697.6776 | 785.8746 | 889.7028 | 904.2078 | 902.8809 | 868.6416 | 775.297 | 697.5449
2024-04-08 | 620.3717 | 586.0303 | 546.7548 | 535.0106 | 566.7717 | 658.4281 | 758.6708 | 749.6113 | 696.3009 | 603.8025 | 536.372 | 507.5972 | 460.76 | 456.2549 | 469.9751 | 554.2285 | 697.6318 | 785.8548 | 912.8689 | 936.7547 | 916.5677 | 869.1526 | 770.5696 | 691.8948
2024-04-09 | 631.8302 | 600.8817 | 563.5121 | 545.5994 | 578.0584 | 668.6207 | 769.6605 | 733.3447 | 661.765 | 561.6778 | 492.5164 | 416.745 | 411.9555 | 390.0833 | 431.1267 | 514.1886 | 662.0914 | 786.0765 | 902.1241 | 940.1799 | 925.6835 | 872.7736 | 771.135 | 698.2038
2024-04-10 | 627.4896 | 603.7554 | 562.6812 | 545.49 | 575.0386 | 662.9423 | 760.537 | 725.045 | 625.3232 | 544.8386 | 494.8755 | 416.5603 | 400.8184 | 390.4538 | 450.9257 | 557.9277 | 688.1937 | 794.1618 | 902.9919 | 923.0558 | 911.2608 | 872.7798 | 782.3302 | 706.092
2024-04-11 | 630.8749 | 605.458 | 569.4547 | 552.2919 | 583.0228 | 670.1584 | 767.7547 | 749.2159 | 684.1319 | 596.823 | 571.8102 | 506.4221 | 444.1367 | 399.6103 | 433.1154 | 538.6879 | 694.4557 | 793.0481 | 900.4114 | 941.7195 | 932.3919 | 888.6906 | 788.2429 | 714.4764
2024-04-12 | 631.8896 | 602.7197 | 559.1377 | 540.8291 | 570.1718 | 650.7355 | 743.9281 | 711.6709 | 654.5444 | 571.0961 | 489.8149 | 391.2276 | 368.0717 | 347.0996 | 399.2777 | 501.5346 | 623.417 | 755.2391 | 860.489 | 888.9223 | 879.9392 | 850.0145 | 778.5575 | 715.759
2024-04-13 | 666.9462 | 632.1771 | 584.702 | 560.9678 | 569.2983 | 598.6903 | 646.0115 | 644.0117 | 595.5693 | 535.2734 | 442.2887 | 370.1588 | 326.3624 | 306.6971 | 377.6433 | 511.3538 | 673.2905 | 771.35 | 874.3424 | 888.5284 | 882.979 | 858.3336 | 800.8288 | 740.8671
2024-04-14 | 658.2022 | 623.5559 | 579.1842 | 554.4744 | 560.4905 | 575.2406 | 604.2874 | 599.9522 | 601.2586 | 524.1926 | 469.5342 | 450.3704 | 402.1199 | 391.9123 | 435.8424 | 541.8314 | 686.4213 | 795.4098 | 901.9351 | 918.6284 | 917.92 | 881.2934 | 790.314 | 712.0728
2024-04-15 | 641.1552 | 605.1707 | 569.3648 | 555.1643 | 587.9099 | 683.4664 | 786.2355 | 763.2304 | 668.681 | 594.8725 | 522.8095 | 454.5341 | 432.5275 | 423.8899 | 478.8227 | 552.202 | 697.5822 | 812.4161 | 946.3094 | 963.9113 | 947.3564 | 899.7554 | 803.116 | 722.4113
2024-04-16 | 652.8823 | 620.4672 | 582.9458 | 564.9574 | 598.6607 | 693.0486 | 789.7527 | 763.675 | 694.7619 | 622.0507 | 574.1909 | 524.7579 | 502.5713 | 488.5361 | 490.1893 | 572.2461 | 707.7628 | 820.7115 | 919.6384 | 952.3339 | 954.6635 | 901.67 | 802.2254 | 727.0663
2024-04-17 | 651.7864 | 626.6576 | 586.5606 | 568.4375 | 598.3318 | 690.6083 | 772.52 | 764.1579 | 716.6944 | 650.3671 | 604.6454 | 569.9569 | 506.4409 | 504.9921 | 538.8162 | 636.8166 | 763.4488 | 848.8958 | 943.3946 | 953.5149 | 946.1219 | 906.554 | 818.2899 | 741.099
2024-04-18 | 645.769 | 619.5411 | 584.179 | 565.7077 | 596.6619 | 687.0458 | 779.6109 | 743.7282 | 658.438 | 586.5764 | 528.4402 | 425.805 | 405.4985 | 397.7174 | 445.1408 | 540.2767 | 691.4029 | 807.5815 | 923.6896 | 960.1326 | 954.4612 | 907.2673 | 808.7399 | 733.8969
2024-04-19 | 656.4175 | 625.0316 | 581.6512 | 564.2177 | 594.739 | 680.2701 | 772.0821 | 763.2666 | 737.5927 | 673.5659 | 608.9837 | 545.7899 | 488.9097 | 461.3451 | 521.8091 | 605.2452 | 743.6062 | 822.096 | 897.2636 | 920.3507 | 914.6815 | 886.8993 | 816.5932 | 748.8201
2024-04-20 | 674.8164 | 638.5851 | 591.5461 | 567.4677 | 576.1938 | 606.8739 | 646.4439 | 651.3075 | 615.3727 | 582.0011 | 565.7333 | 522.704 | 468.0069 | 415.4272 | 449.4936 | 545.7263 | 669.3281 | 783.6032 | 878.7395 | 890.9748 | 889.8714 | 867.2352 | 805.92 | 747.9636
2024-04-21 | 666.9667 | 631.2636 | 591.2865 | 563.5588 | 569.0938 | 585.4622 | 607.3996 | 607.3843 | 576.5233 | 527.3888 | 481.5776 | 428.7609 | 377.2578 | 385.2865 | 465.6608 | 556.8308 | 697.4392 | 789.7643 | 912.9274 | 924.5743 | 927.3153 | 891.4538 | 799.3155 | 722.1447
2024-04-22 | 650.8378 | 616.8506 | 577.2487 | 563.1885 | 595.3314 | 690.6837 | 788.2686 | 759.2559 | 701.5327 | 589.8976 | 523.8533 | 479.8839 | 491.6679 | 520.0135 | 531.7163 | 596.4393 | 741.1481 | 831.3712 | 954.8019 | 971.5069 | 955.7515 | 908.0193 | 813.1611 | 732.2783
2024-04-23 | 657.2249 | 627.8878 | 589.125 | 569.2132 | 601.9951 | 695.3694 | 794.7163 | 764.4813 | 693.898 | 618.4845 | 571.406 | 517.7098 | 519.5751 | 479.5313 | 493.2792 | 593.6698 | 741.0885 | 830.0589 | 940.2068 | 967.922 | 958.3127 | 905.2403 | 807.1888 | 732.4079
2024-04-24 | 647.8231 | 626.3848 | 583.5043 | 564.377 | 594.1999 | 685.5251 | 778.3387 | 735.5755 | 682.6515 | 608.2135 | 567.1221 | 514.4692 | 485.8237 | 455.8447 | 508.7887 | 625.0711 | 730.3923 | 833.2876 | 934.3288 | 952.3466 | 937.6339 | 902.7506 | 812.7956 | 735.477
2024-04-25 | 643.4066 | 616.8692 | 581.7877 | 563.8188 | 594.7213 | 684.7565 | 781.6693 | 741.3128 | 651.7717 | 560.5444 | 513.8486 | 427.4718 | 449.4971 | 408.0148 | 462.2354 | 541.2306 | 688.9391 | 805.4123 | 922.4385 | 960.3023 | 951.0482 | 906.3824 | 806.4713 | 731.9685
2024-04-26 | 656.5713 | 624.4573 | 583.5917 | 564.0887 | 593.7189 | 680.1364 | 768.911 | 739.8507 | 685.5222 | 589.7336 | 529.6485 | 452.3588 | 452.3126 | 440.0267 | 512.7019 | 594.4251 | 724.2348 | 807.3749 | 901.0192 | 922.3817 | 915.694 | 884.7022 | 815.4584 | 748.6402
2024-04-27 | 670.1806 | 635.5044 | 589.8594 | 564.1649 | 572.4621 | 602.4172 | 645.0199 | 633.7339 | 605.238 | 543.7294 | 485.7845 | 450.8899 | 423.842 | 409.4537 | 463.6765 | 561.6029 | 697.0401 | 785.2304 | 877.7209 | 891.7824 | 885.0084 | 861.2242 | 802.7077 | 742.8918
2024-04-28 | 655.3002 | 624.5917 | 580.6165 | 553.072 | 558.4481 | 572.6915 | 589.2456 | 579.5967 | 573.9365 | 504.6605 | 465.5276 | 429.7302 | 374.43 | 372.1166 | 433.1009 | 513.7548 | 671.6442 | 778.3659 | 890.7816 | 912.6441 | 913.4098 | 879.0167 | 783.6614 | 706.9955
2024-04-29 | 640.5505 | 605.0209 | 564.494 | 551.3557 | 583.5026 | 679.7792 | 771.8346 | 738.4051 | 658.6311 | 563.7772 | 533.1306 | 459.191 | 480.8864 | 478.2231 | 527.7129 | 619.3244 | 743.2622 | 813.99 | 931.0189 | 963.5769 | 941.4708 | 893.3081 | 797.6469 | 716.6929
2024-04-30 | 644.6047 | 615.7887 | 575.8351 | 557.1156 | 589.7958 | 683.8857 | 778.8812 | 755.8758 | 699.7416 | 636.2866 | 589.1937 | 529.771 | 492.8715 | 487.7327 | 471.9199 | 570.5456 | 697.4883 | 787.7167 | 896.1945 | 937.8177 | 943.536 | 889.0694 | 790.8291 | 715.4987
2024-05-01 | 671.0681 | 630.5989 | 602.7593 | 591.1207 | 619.2472 | 697.4959 | 747.9317 | 702.5609 | 624.4391 | 530.1399 | 508.2432 | 433.3546 | 430.7894 | 428.6055 | 504.2106 | 588.2356 | 729.1773 | 832.533 | 900.3066 | 925.6168 | 911.8853 | 880.1212 | 814.9366 | 735.9466
2024-05-02 | 670.8342 | 632.1568 | 606.9702 | 595.3228 | 623.7662 | 701.1354 | 776.924 | 721.1424 | 667.2617 | 599.6835 | 558.6157 | 491.4321 | 485.3968 | 474.2827 | 515.0395 | 581.8922 | 686.5082 | 809.2188 | 901.5035 | 943.7221 | 930.4614 | 890.7682 | 818.5697 | 740.9317
2024-05-03 | 682.6177 | 636.3567 | 606.6343 | 594.2537 | 622.3803 | 695.8585 | 767.8073 | 721.0749 | 679.1594 | 617.706 | 569.9105 | 495.5641 | 471.2359 | 499.4136 | 553.524 | 620.4813 | 718.0211 | 805.147 | 880.5858 | 905.4743 | 894.5419 | 871.6294 | 825.2543 | 757.3195
2024-05-04 | 706.8123 | 659.8689 | 624.1733 | 604.6332 | 612.2475 | 637.4736 | 660.6774 | 637.0144 | 646.5018 | 586.9624 | 530.4965 | 565.8721 | 521.8819 | 444.2377 | 483.8215 | 582.0124 | 709.8113 | 811.3598 | 871.4684 | 890.5963 | 882.3953 | 864.4612 | 826.4744 | 764.3653
2024-05-05 | 704.6572 | 656.8489 | 628.5479 | 607.461 | 612.6384 | 626.3149 | 637.4618 | 614.2143 | 591.5134 | 527.8441 | 478.2604 | 424.6906 | 380.7523 | 367.8424 | 425.5389 | 523.206 | 666.2183 | 797.9336 | 911.2801 | 929.5768 | 923.8689 | 897.4424 | 831.2262 | 748.1262
2024-05-06 | 682.972 | 632.6831 | 606.8165 | 600.7862 | 631.1756 | 715.3996 | 792.6086 | 756.5562 | 669.9956 | 580.8119 | 493.4113 | 438.4743 | 442.0722 | 448.3916 | 481.9259 | 578.0506 | 702.3779 | 830.8595 | 930.9469 | 961.6591 | 942.7145 | 902.5579 | 835.1786 | 751.2542
2024-05-07 | 688.239 | 643.7143 | 616.3358 | 603.3121 | 633.8485 | 715.058 | 790.9423 | 751.8815 | 688.4821 | 602.0835 | 569.0809 | 521.657 | 474.3281 | 454.1123 | 488.3507 | 577.4521 | 718.4788 | 833.0115 | 914.5409 | 954.7253 | 942.4948 | 895.1301 | 824.5086 | 745.6115
2024-05-08 | 683.9406 | 647.3719 | 618.3908 | 605.4202 | 632.0229 | 712.6637 | 786.7332 | 749.1928 | 678.4315 | 630.7073 | 593.126 | 579.7603 | 593.1586 | 605.8587 | 651.3641 | 735.787 | 794.1311 | 845.9985 | 913.4616 | 933.116 | 930.3956 | 901.9037 | 837.4712 | 757.7516
2024-05-09 | 669.6155 | 629.923 | 605.1655 | 594.9051 | 623.0627 | 699.2891 | 764.193 | 725.3546 | 661.5807 | 586.1974 | 545.454 | 494.2607 | 465.823 | 451.9181 | 486.742 | 580.9462 | 702.6251 | 819.3359 | 896.5009 | 940.4847 | 930.4058 | 890.1481 | 816.5706 | 740.0894
2024-05-10 | 690.7761 | 646.2599 | 616.6254 | 602.5448 | 630.2615 | 704.7071 | 781.6562 | 765.9607 | 707.2428 | 594.5904 | 538.91 | 475.3806 | 446.3795 | 436.1157 | 494.6342 | 584.3872 | 682.9433 | 789.7841 | 873.4332 | 906.8506 | 904.0187 | 882.5343 | 838.7179 | 768.5358
2024-05-11 | 705.5128 | 655.3776 | 623.4823 | 604.0976 | 611.6866 | 636.3288 | 637.1999 | 615.9181 | 581.2866 | 512.5943 | 469.1117 | 401.0667 | 395.2639 | 372.2631 | 401.3497 | 502.1318 | 658.4062 | 774.2885 | 861.8986 | 890.0478 | 880.3742 | 864.2796 | 825.5783 | 763.6095
2024-05-12 | 680.2482 | 632.3443 | 601.5896 | 583.8936 | 589.0849 | 597.9392 | 600.2991 | 550.2417 | 512.7379 | 458.6655 | 403.9322 | 315.6126 | 291.9739 | 284.4238 | 351.2144 | 463.8146 | 612.0709 | 752.0692 | 861.5017 | 898.5765 | 891.0191 | 861.9002 | 793.7497 | 715.6158
2024-05-13 | 665.2389 | 616.6665 | 590.5041 | 584.3821 | 614.2637 | 695.5226 | 765.4355 | 713.8803 | 611.2492 | 541.9307 | 479.6901 | 418.5315 | 427.1724 | 405.8003 | 442.2741 | 532.1202 | 674.0633 | 792.2158 | 903.0493 | 944.0517 | 919.1858 | 880.9661 | 810.2208 | 728.3248
2024-05-14 | 669.4765 | 626.8721 | 599.4345 | 587.8551 | 617.9588 | 696.5662 | 767.8504 | 719.3538 | 657.3846 | 581.448 | 550.4879 | 514.4335 | 491.5669 | 449.1605 | 480.2805 | 553.9044 | 675.1048 | 789.6978 | 887.3919 | 935.7493 | 921.0796 | 872.5934 | 800.4317 | 723.6246
2024-05-15 | 677.1743 | 640.5433 | 610.141 | 598.0445 | 626.184 | 704.7701 | 777.3096 | 713.4118 | 638.2558 | 564.9477 | 505.5702 | 443.7305 | 433.7844 | 415.777 | 471.9725 | 553.9595 | 683.5967 | 819.8633 | 908.5183 | 931.9057 | 921.9195 | 887.0147 | 826.3599 | 745.5438
2024-05-16 | 682.7616 | 645.2396 | 618.8838 | 606.4256 | 635.0544 | 713.8351 | 780.3518 | 737.7346 | 680.3703 | 594.4335 | 539.2102 | 456.2452 | 475.4757 | 445.3486 | 480.503 | 566.1865 | 690.8865 | 802.5736 | 905.8936 | 955.4275 | 946.8309 | 907.338 | 834.8709 | 756.8693
2024-05-17 | 684.9795 | 639.1015 | 609.9294 | 595.9501 | 624.2291 | 697.3425 | 765.8999 | 735.7692 | 688.7226 | 618.4271 | 537.4094 | 472.9194 | 445.4745 | 437.2605 | 503.3248 | 597.9113 | 673.9361 | 784.08 | 874.7787 | 906.6167 | 897.6262 | 873.3261 | 828.6354 | 759.9067
2024-05-18 | 702.5447 | 655.673 | 619.7561 | 600.4338 | 608.0138 | 632.4703 | 652.7449 | 627.9077 | 584.0291 | 526.9554 | 457.4477 | 378.1615 | 359.4421 | 327.3651 | 385.0662 | 499.7894 | 642.8132 | 761.8496 | 852.6795 | 884.4404 | 875.4931 | 857.617 | 820.1136 | 758.5539
2024-05-19 | 695.7968 | 647.2902 | 618.9179 | 598.3988 | 603.533 | 615.499 | 614.3814 | 554.3775 | 522.2743 | 456.4366 | 402.31 | 335.4012 | 339.6831 | 303.9958 | 382.8038 | 483.826 | 630.4198 | 761.41 | 883.0413 | 916.2839 | 911.4177 | 883.9576 | 816.0755 | 736.8299
2024-05-20 | 679.2737 | 630.1184 | 604.4389 | 596.6776 | 626.7542 | 712.1194 | 781.2319 | 724.7395 | 632.2026 | 555.01 | 508.735 | 495.9428 | 500.5313 | 465.5391 | 492.0296 | 568.6018 | 693.6789 | 815.6011 | 922.2751 | 957.7799 | 937.1417 | 897.2521 | 828.5316 | 745.3617
2024-05-21 | 680.3317 | 638.1588 | 609.9372 | 597.4087 | 627.7068 | 709.915 | 772.7403 | 706.0202 | 629.3541 | 569.0261 | 514.0577 | 446.8718 | 461.1437 | 412.4684 | 469.6696 | 561.9962 | 741.4093 | 812.6385 | 894.9939 | 945.3312 | 932.1359 | 888.829 | 813.5285 | 737.1249
2024-05-22 | 685.8652 | 647.7358 | 618.0689 | 605.372 | 633.7802 | 715.6362 | 778.3889 | 722.8848 | 638.6689 | 567.8119 | 527.509 | 476.7855 | 498.7647 | 520.628 | 582.3045 | 671.0815 | 736.3475 | 841.6578 | 911.5371 | 942.1193 | 930.544 | 898.2163 | 836.4668 | 755.5043
2024-05-23 | 689.202 | 650.6334 | 624.9049 | 611.8775 | 640.7729 | 721.5559 | 785.9131 | 731.9415 | 670.2649 | 601.5527 | 545.4452 | 458.7166 | 471.6494 | 450.7199 | 500.9644 | 569.1482 | 689.604 | 818.6606 | 917.221 | 960.5666 | 953.7671 | 913.7228 | 842.094 | 763.5535
2024-05-24 | 679.4017 | 635.4639 | 604.7749 | 591.279 | 618.9796 | 692.1547 | 752.8051 | 705.8904 | 685.2524 | 617.87 | 558.1452 | 503.8634 | 477.1957 | 447.6815 | 496.5624 | 572.643 | 697.5239 | 781.9342 | 864.142 | 902.6699 | 892.0942 | 866.8618 | 822.169 | 753.8608
2024-05-25 | 687.7767 | 641.0173 | 605.8174 | 587.5166 | 594.8319 | 616.5425 | 630.013 | 582.1154 | 529.4259 | 472.8152 | 423.9456 | 360.5423 | 403.4992 | 429.475 | 454.5116 | 575.6886 | 671.0245 | 760.0173 | 833.6761 | 868.9863 | 857.6779 | 838.7344 | 800.8082 | 739.9904
2024-05-26 | 693.3047 | 645.031 | 616.2614 | 596.1166 | 601.158 | 612.5002 | 603.6472 | 561.892 | 521.6592 | 467.4058 | 453.8219 | 462.394 | 506.9372 | 512.2991 | 566.8925 | 637.9257 | 731.8162 | 797.0796 | 885.6729 | 914.0021 | 907.8988 | 881.142 | 813.4197 | 733.2807
2024-05-27 | 706.1191 | 660.3476 | 630.6518 | 610.6775 | 628.7536 | 669.418 | 680.9556 | 624.2613 | 598.7551 | 536.0456 | 538.3306 | 556.2778 | 562.8275 | 572.9411 | 541.7413 | 640.6972 | 774.5422 | 856.8861 | 917.8388 | 936.0467 | 915.0379 | 895.0723 | 823.4512 | 748.8449
2024-05-28 | 688.1037 | 642.7713 | 614.6061 | 603.4081 | 634.729 | 718.6338 | 779.1589 | 727.8 | 659.2022 | 605.8519 | 560.483 | 551.8878 | 552.1648 | 560.4937 | 645.8941 | 712.2033 | 791.7747 | 852.4568 | 921.8498 | 962.2897 | 945.9139 | 897.2798 | 826.9446 | 747.9244
2024-05-29 | 684.79 | 644.0897 | 613.6101 | 601.4124 | 629.7343 | 710.6343 | 772.9832 | 722.3606 | 645.1588 | 589.4702 | 558.2372 | 515.3617 | 548.0376 | 581.9745 | 661.214 | 732.5901 | 796.4909 | 849.618 | 909.9295 | 942.2872 | 926.5831 | 895.9896 | 830.6178 | 750.7955
2024-05-30 | 678.7477 | 643.8365 | 617.3779 | 604.9282 | 633.4864 | 712.3432 | 776.4634 | 722.1874 | 650.9857 | 597.8197 | 555.8733 | 539.7269 | 532.2072 | 533.2927 | 562.0915 | 626.9104 | 724.7052 | 819.0775 | 908.6048 | 954.176 | 944.7091 | 906.4253 | 830.2738 | 754.5682
2024-05-31 | 691.9686 | 645.8703 | 617.1503 | 602.9072 | 630.8326 | 705.362 | 767.0537 | 725.5799 | 695.8007 | 651.391 | 601.3805 | 574.5881 | 533.5828 | 481.3411 | 575.418 | 647.5799 | 740.7674 | 820.0046 | 891.431 | 920.234 | 908.7501 | 883.1438 | 838.8982 | 769.5833
2024-06-01 | 724.6185 | 670.9017 | 625.6927 | 603.4949 | 607.4 | 629.1804 | 656.5199 | 648.559 | 651.8293 | 620.3352 | 594.4643 | 587.7918 | 552.0841 | 482.379 | 536.7731 | 670.8347 | 792.6447 | 862.9767 | 926.8406 | 945.3627 | 939.3777 | 917.7252 | 889.5147 | 812.9313
2024-06-02 | 712.9945 | 660.4794 | 619.2467 | 595.8012 | 596.434 | 601.4394 | 602.928 | 596.5206 | 601.3013 | 554.1243 | 500.0018 | 454.7931 | 408.7443 | 372.7636 | 437.5761 | 547.5711 | 697.5922 | 827.1925 | 945.6291 | 973.3053 | 973.5159 | 940.8236 | 875.6944 | 778.2655
2024-06-03 | 690.2991 | 633.2846 | 599.487 | 592.5086 | 624.3889 | 720.3163 | 810.3534 | 788.4897 | 753.2214 | 697.7847 | 631.3919 | 608.7184 | 579.6522 | 589.5898 | 614.4439 | 711.9868 | 827.2333 | 916.3029 | 1001.5779 | 1031.5338 | 1006.7832 | 960.3872 | 889.0768 | 787.6057
2024-06-04 | 699.591 | 650.0564 | 615.1248 | 600.7259 | 633.2174 | 726.5508 | 814.7572 | 801.3395 | 786.5297 | 761.1615 | 726.6453 | 718.8446 | 689.2352 | 625.4973 | 671.497 | 759.84 | 841.9195 | 920.7205 | 995.7312 | 1027.0263 | 1012.2665 | 955.4796 | 883.2132 | 788.1299
2024-06-05 | 694.996 | 650.6751 | 611.3317 | 597.8869 | 627.3973 | 717.3069 | 802.9196 | 791.4345 | 752.06 | 693.3704 | 666.8073 | 621.5312 | 566.4743 | 529.6031 | 589.5774 | 699.6317 | 836.2057 | 914.2636 | 978.5345 | 1004.7897 | 989.7307 | 950.7687 | 889.8801 | 791.9068
2024-06-06 | 680.7168 | 638.4909 | 602.6504 | 590.2131 | 620.4199 | 707.3042 | 789.0165 | 768.7942 | 722.5598 | 679.8106 | 639.3637 | 620.2099 | 628.1624 | 598.7027 | 674.0958 | 800.7218 | 831.921 | 899.2461 | 962.557 | 1007.6277 | 990.9396 | 945.227 | 872.699 | 779.6957
2024-06-07 | 698.3681 | 650.4399 | 609.5151 | 594.8191 | 624.1439 | 707.3171 | 784.1456 | 758.9682 | 725.8686 | 652.4323 | 597.7792 | 523.1978 | 515.2297 | 498.79 | 538.6747 | 633.739 | 751.878 | 849.4842 | 936.1992 | 970.2481 | 959.936 | 929.2882 | 891.5856 | 806.5488
2024-06-08 | 715.6547 | 662.6977 | 616.8544 | 595.2073 | 598.8283 | 618.8256 | 640.4013 | 623.1899 | 620.7678 | 585.449 | 541.9529 | 501.2644 | 455.374 | 391.4925 | 440.5466 | 562.4829 | 681.4606 | 808.9669 | 902.0628 | 933.1223 | 925.9655 | 905.7952 | 875.2119 | 799.9301
2024-06-09 | 712.0889 | 656.1575 | 618.4617 | 595.1068 | 595.7058 | 600.448 | 602.6207 | 590.6912 | 603.5683 | 567.7658 | 534.5691 | 517.0729 | 458.8095 | 439.349 | 515.0318 | 635.4682 | 763.3064 | 838.344 | 947.1153 | 972.6081 | 970.5448 | 938.3397 | 872.9956 | 777.265
2024-06-10 | 690.15 | 633.3639 | 600.5311 | 592.353 | 624.1099 | 719.164 | 809.277 | 805.517 | 770.6032 | 713.3965 | 681.9323 | 666.6069 | 608.7234 | 570.7348 | 626.7211 | 733.4465 | 819.19 | 903.0512 | 997.7366 | 1028.7416 | 1003.7911 | 958.1811 | 886.8544 | 786.7494
2024-06-11 | 732.824 | 684.5395 | 645.2572 | 615.0641 | 630.0631 | 658.0859 | 683.9615 | 657.545 | 673.8572 | 631.3553 | 582.269 | 519.4375 | 489.4177 | 485.5425 | 505.6378 | 620.2948 | 731.6766 | 853.9938 | 944.1778 | 977.9413 | 978.3203 | 946.3753 | 874.1742 | 791.4378
2024-06-12 | 692.9152 | 650.4443 | 610.8399 | 598.7512 | 629.1435 | 718.3256 | 799.0235 | 776.916 | 736.0787 | 692.0152 | 646.2344 | 588.1089 | 570.6042 | 557.1466 | 590.1347 | 713.8394 | 819.8997 | 904.558 | 978.7953 | 1006.0236 | 992.4033 | 953.5731 | 891.7668 | 794.7746
2024-06-13 | 687.8119 | 644.5936 | 608.9082 | 596.192 | 626.3269 | 712.6169 | 792.0128 | 753.764 | 722.8814 | 663.8232 | 624.1455 | 551.4621 | 552.3112 | 537.8933 | 583.8685 | 680.6245 | 780.9022 | 889.1129 | 962.6833 | 1012.1948 | 1000.0589 | 954.6405 | 881.8365 | 788.8267
2024-06-14 | 701.2319 | 651.2405 | 609.8104 | 595.2076 | 623.9796 | 706.5332 | 792.0543 | 759.8074 | 745.3889 | 688.4726 | 632.943 | 574.9862 | 540.8358 | 513.7879 | 575.5268 | 686.3828 | 787.0514 | 870.5438 | 942.9545 | 967.635 | 961.7231 | 931.5581 | 893.0236 | 808.2957
2024-06-15 | 715.1136 | 661.1038 | 614.9988 | 593.6832 | 597.1541 | 617.1828 | 644.5268 | 650.732 | 663.5076 | 652.0948 | 581.7598 | 589.6469 | 552.0123 | 491.5656 | 482.4594 | 574.3616 | 702.32 | 816.6992 | 908.2865 | 932.2875 | 924.1809 | 903.9002 | 873.9844 | 797.6013
2024-06-16 | 705.9632 | 652.9941 | 612.1141 | 589.0893 | 589.0733 | 592.9626 | 597.3071 | 578.3881 | 591.3511 | 553.8851 | 495.8701 | 442.5871 | 400.5738 | 382.5285 | 468.9509 | 586.5173 | 725.2008 | 841.9793 | 938.1385 | 966.0984 | 961.3148 | 930.5055 | 865.0284 | 768.8682
2024-06-17 | 680.0228 | 623.663 | 589.5415 | 581.998 | 613.5757 | 706.422 | 797.6169 | 800.7446 | 781.6195 | 733.9986 | 692.2936 | 645.6963 | 597.0329 | 549.3739 | 580.2543 | 652.3177 | 753.9011 | 868.151 | 978.9079 | 1014.5178 | 990.4574 | 942.7047 | 871.8008 | 772.7928
2024-06-18 | 697.3171 | 646.0404 | 612.3946 | 598.1517 | 630.427 | 722.2166 | 816.6432 | 801.8589 | 779.2624 | 715.0571 | 653.2425 | 611.8182 | 542.2873 | 523.3798 | 544.6024 | 666.403 | 799.9851 | 885.7867 | 974.5325 | 1021.57 | 1009.0085 | 952.0049 | 879.0995 | 785.3928
2024-06-19 | 684.8881 | 640.3173 | 603.7337 | 590.785 | 620.3911 | 706.6358 | 797.0018 | 763.0881 | 720.7313 | 654.6698 | 613.2167 | 553.8137 | 550.9503 | 512.1458 | 548.8028 | 674.5153 | 757.954 | 858.2822 | 952.3968 | 989.0306 | 978.5673 | 942.8441 | 879.103 | 783.0543
2024-06-20 | 669.6015 | 623.2833 | 590.2828 | 578.9371 | 607.9182 | 691.1532 | 768.184 | 748.5141 | 730.089 | 686.4817 | 626.6861 | 611.7822 | 588.0089 | 541.5384 | 541.2515 | 618.9066 | 713.4514 | 829.754 | 929.1048 | 988.5019 | 978.3226 | 928.2005 | 856.5278 | 765.0776
2024-06-21 | 687.9329 | 636.4145 | 597.7462 | 583.6829 | 611.737 | 692.9685 | 778.2093 | 743.1374 | 710.9532 | 660.1619 | 616.3268 | 568.0989 | 544.2744 | 499.3196 | 539.0649 | 632.6068 | 712.2894 | 820.2738 | 907.0298 | 950.0084 | 943.3663 | 916.1289 | 874.9107 | 791.9118
2024-06-22 | 713.1364 | 655.9786 | 612.1793 | 592.3897 | 595.9684 | 615.6608 | 636.9228 | 620.7605 | 605.3671 | 577.579 | 534.0941 | 460.6327 | 410.5803 | 378.7119 | 426.7845 | 534.7272 | 675.8708 | 802.9634 | 894.7898 | 925.9688 | 923.2286 | 901.4195 | 871.0911 | 795.7661
2024-06-23 | 702.8608 | 647.7681 | 608.9805 | 586.1197 | 586.1565 | 589.1772 | 595.1825 | 584.4979 | 600.6294 | 549.1482 | 499.1688 | 445.858 | 396.3572 | 377.189 | 411.7903 | 523.2052 | 659.526 | 789.4155 | 920.1753 | 960.2443 | 957.8184 | 924.5941 | 858.1774 | 764.0931
2024-06-24 | 695.3407 | 637.7641 | 601.7711 | 596.7967 | 628.6123 | 724.1834 | 818.6591 | 808.7532 | 775.485 | 729.9438 | 704.2564 | 703.9907 | 676.7781 | 636.7958 | 670.6175 | 755.2633 | 814.0151 | 913.3203 | 1004.2726 | 1031.8111 | 1009.1986 | 962.6196 | 892.3653 | 792.9024
2024-06-25 | 702.0421 | 650.9844 | 615.0112 | 600.896 | 633.302 | 725.2754 | 816.8049 | 801.8096 | 766.6302 | 710.7558 | 642.0957 | 555.3015 | 522.3587 | 518.6597 | 549.4599 | 655.0303 | 767.903 | 873.817 | 971.7022 | 1022.1803 | 1011.3392 | 954.5192 | 879.7567 | 786.6506
2024-06-26 | 678.9908 | 635.027 | 598.1064 | 586.2523 | 615.4672 | 702.4038 | 790.8477 | 763.564 | 715.8609 | 692.0951 | 643.1428 | 598.4274 | 562.0384 | 536.0998 | 532.5926 | 652.247 | 777.1073 | 875.7596 | 951.075 | 986.0618 | 972.4468 | 933.0763 | 870.0231 | 775.0318
2024-06-27 | 687.9155 | 641.4139 | 610.0024 | 597.0761 | 626.5649 | 715.0572 | 800.3662 | 767.7467 | 719.4948 | 651.7523 | 615.8378 | 542.2783 | 534.1255 | 533.6911 | 606.3432 | 722.6608 | 814.786 | 888.2581 | 965.6478 | 1012.146 | 1000.4774 | 956.716 | 882.7482 | 790.0926
2024-06-28 | 700.032 | 648.8513 | 610.3682 | 595.4828 | 624.844 | 707.1475 | 792.3727 | 780.3066 | 756.8288 | 708.9343 | 652.8872 | 603.925 | 593.2339 | 569.0427 | 616.3619 | 727.0394 | 812.3939 | 880.79 | 939.4355 | 968.5016 | 959.5206 | 931.3748 | 891.8304 | 806.8546
2024-06-29 | 725.9403 | 671.2922 | 627.6637 | 605.3307 | 609.2357 | 631.2848 | 661.8097 | 652.2528 | 644.936 | 620.1378 | 571.0206 | 512.5482 | 463.8965 | 432.8212 | 497.7766 | 641.6177 | 728.1442 | 829.9128 | 919.5653 | 944.5787 | 939.8384 | 920.7478 | 889.2103 | 814.0732
2024-06-30 | 712.9712 | 657.6408 | 619.841 | 596.1282 | 596.5028 | 601.8555 | 608.3837 | 603.175 | 623.0559 | 583.9471 | 518.0577 | 466.8638 | 403.7519 | 384.5104 | 492.5639 | 585.6318 | 739.9691 | 839.7777 | 941.6338 | 971.9694 | 970.7312 | 937.1696 | 874.7308 | 778.297
2024-07-01 | 736.0009 | 685.8592 | 649.2538 | 640.8953 | 669.7002 | 771.4281 | 865.7379 | 854.6415 | 813.6528 | 754.1998 | 716.0201 | 687.2783 | 678.9221 | 716.2011 | 741.2493 | 801.5191 | 911.534 | 988.5706 | 1063.3747 | 1101.3483 | 1061.9411 | 1016.7159 | 936.9469 | 831.3509
2024-07-02 | 749.8527 | 703.8265 | 667.4246 | 652.4198 | 681.6245 | 781.5223 | 877.3424 | 860.0205 | 819.6693 | 759.9866 | 722.6126 | 671.0999 | 643.9986 | 628.0451 | 658.969 | 752.2616 | 868.5687 | 973.3564 | 1051.3407 | 1100.1292 | 1073.9743 | 1019.3663 | 935.867 | 836.7947
2024-07-03 | 736.8313 | 698.3544 | 658.6508 | 644.7924 | 671.5476 | 767.9137 | 866.8476 | 856.6456 | 845.1309 | 801.7862 | 765.1992 | 722.2971 | 671.2389 | 647.377 | 673.4259 | 752.6366 | 858.4701 | 965.0322 | 1038.7196 | 1073.3173 | 1048.3129 | 1012.5955 | 936.739 | 835.5046
2024-07-04 | 753.8317 | 712.4334 | 675.702 | 646.994 | 656.4644 | 679.0265 | 702.1548 | 680.1358 | 686.4607 | 682.0097 | 650.7893 | 585.5548 | 549.8462 | 521.7231 | 558.0894 | 654.9738 | 773.8452 | 899.699 | 965.6253 | 1015.3279 | 1006.9975 | 986.2064 | 903.629 | 819.4943
2024-07-05 | 739.5464 | 689.429 | 648.7319 | 637.3352 | 663.7102 | 748.9389 | 838.3583 | 835.2132 | 796.9487 | 741.4265 | 710.1599 | 647.8926 | 619.3062 | 603.9163 | 645.7192 | 732.7393 | 853.1259 | 930.0338 | 985.6657 | 1026.4995 | 1006.6331 | 983.8592 | 934.0168 | 846.1512
2024-07-06 | 755.8574 | 704.9997 | 658.5761 | 636.5089 | 635.4111 | 651.9914 | 683.4569 | 695.9122 | 687.1804 | 674.7908 | 648.6772 | 605.5269 | 503.8677 | 479.4356 | 505.5393 | 628.1266 | 740.7489 | 859.3084 | 939.9678 | 981.8654 | 970.1812 | 952.8851 | 914.6563 | 836.6286
2024-07-07 | 751.6919 | 699.0556 | 660.4567 | 636.3721 | 631.691 | 632.8088 | 638.9249 | 649.4871 | 640.3382 | 615.561 | 580.1355 | 532.9142 | 470.536 | 472.2812 | 514.32 | 617.7538 | 748.8501 | 879.0815 | 985.4048 | 1028.6038 | 1016.1332 | 988.4645 | 912.4096 | 812.3779
2024-07-08 | 737.9305 | 683.0593 | 650.5197 | 642.0796 | 670.7123 | 767.9692 | 869.4011 | 876.788 | 844.7237 | 775.8952 | 724.2595 | 711.2307 | 669.4949 | 670.6955 | 660.9507 | 721.0243 | 827.5069 | 946.8788 | 1051.0016 | 1098.9553 | 1065.8562 | 1020.4133 | 939.7001 | 833.389
2024-07-09 | 731.3958 | 683.3313 | 649.0173 | 635.2323 | 664.1262 | 755.9113 | 855.7662 | 843.8559 | 793.7269 | 734.5624 | 683.7258 | 610.8802 | 577.0422 | 576.8038 | 598.7251 | 698.9025 | 842.1883 | 942.557 | 1014.5378 | 1073.923 | 1051.4187 | 994.9127 | 910.317 | 813.1667
2024-07-10 | 730.9931 | 691.0962 | 653.2314 | 639.3827 | 666.3192 | 757.1342 | 854.9855 | 846.7798 | 798.257 | 754.8365 | 725.111 | 670.3903 | 617.3994 | 599.2087 | 684.0435 | 770.0895 | 891.2614 | 957.5461 | 1026.5161 | 1062.849 | 1039.5962 | 1006.0404 | 930.8171 | 829.2862
2024-07-11 | 723.4086 | 683.1054 | 649.0518 | 635.655 | 662.2565 | 752.3176 | 853.2224 | 847.2244 | 818.6256 | 768.1797 | 746.4404 | 720.5089 | 663.6418 | 613.1814 | 629.4457 | 703.1993 | 808.8118 | 927.9108 | 1009.5532 | 1070.0881 | 1048.6925 | 1004.3246 | 920.8527 | 822.9023
2024-07-12 | 750.111 | 701.3696 | 661.5274 | 647.5968 | 673.0471 | 759.7645 | 853.7816 | 853.2047 | 810.8336 | 765.4748 | 723.2183 | 660.0645 | 631.443 | 668.8648 | 743.5576 | 856.0874 | 924.7707 | 966.9185 | 1007.4643 | 1040.2884 | 1018.5689 | 995.9208 | 946.4977 | 858.3481
2024-07-13 | 765.5245 | 715.6014 | 669.2773 | 646.5026 | 645.1691 | 663.4915 | 694.8304 | 715.5897 | 740.1136 | 747.865 | 708.6711 | 648.2066 | 591.7314 | 522.1839 | 540.2779 | 646.6009 | 782.7395 | 903.0106 | 959.8004 | 995.3752 | 981.0117 | 965.4789 | 928.2017 | 850.3961
2024-07-14 | 769.2459 | 716.2515 | 677.8414 | 652.3414 | 647.823 | 651.8446 | 663.905 | 675.2819 | 687.3011 | 655.9545 | 611.9657 | 578.4359 | 510.5749 | 504.7345 | 551.0962 | 678.8742 | 816.9754 | 920.718 | 1016.4608 | 1049.9385 | 1040.1279 | 1011.4124 | 935.0292 | 834.9714
2024-07-15 | 747.6857 | 693.5608 | 660.9548 | 652.5828 | 681.4378 | 781.3281 | 884.5728 | 892.7679 | 832.7503 | 753.3151 | 715.0214 | 708.3702 | 688.4628 | 707.1013 | 728.5205 | 806.9641 | 890.22 | 977.0793 | 1071.7696 | 1112.4105 | 1079.7101 | 1035.9473 | 954.2992 | 848.708
2024-07-16 | 750.3572 | 703.1877 | 669.1252 | 653.8916 | 683.1099 | 779.2318 | 881.7291 | 882.5791 | 847.5074 | 779.7744 | 707.8079 | 665.1316 | 628.505 | 647.134 | 685.9233 | 771.5549 | 864.1631 | 969.8222 | 1048.6576 | 1096.9223 | 1076.9731 | 1021.5347 | 939.5279 | 839.5079
2024-07-17 | 729.7572 | 692.0206 | 651.7572 | 638.4875 | 664.768 | 756.7726 | 858.296 | 868.287 | 815.3513 | 786.2564 | 756.5994 | 736.7447 | 688.7793 | 698.1959 | 730.4591 | 812.4817 | 902.4299 | 978.4413 | 1024.5777 | 1061.4798 | 1036.9107 | 1004.0113 | 928.9928 | 827.6806
2024-07-18 | 721.0253 | 682.4456 | 646.4798 | 633.8676 | 660.1604 | 748.1068 | 845.3764 | 841.0927 | 808.5529 | 751.6911 | 745.5201 | 738.5436 | 740.9281 | 713.471 | 743.8173 | 822.6079 | 907.1348 | 956.4711 | 1005.2758 | 1064.4947 | 1045.2799 | 1001.2933 | 915.2027 | 818.0194
2024-07-19 | 746.3826 | 700.7033 | 658.6774 | 643.4472 | 669.8266 | 755.7238 | 852.0439 | 853.5171 | 818.8567 | 763.2193 | 728.2357 | 686.1883 | 621.9381 | 627.2623 | 667.965 | 746.7402 | 854.5883 | 944.069 | 1002.6018 | 1036.0433 | 1018.3158 | 991.7688 | 943.2588 | 854.2024
2024-07-20 | 754.2878 | 705.4654 | 658.55 | 636.273 | 634.6299 | 650.8003 | 682.8857 | 697.7259 | 674.1412 | 641.1031 | 605.0126 | 532.0329 | 485.8154 | 472.3003 | 532.4442 | 646.0308 | 753.9959 | 877.3613 | 952.9044 | 985.6993 | 969.2267 | 953.5244 | 914.7896 | 836.7618
2024-07-21 | 764.2113 | 711.9504 | 673.6336 | 648.2857 | 643.6674 | 646.7018 | 660.0562 | 661.1278 | 668.0815 | 619.4573 | 574.6056 | 530.4046 | 483.5116 | 490.8362 | 561.6737 | 682.2184 | 814.9527 | 920.419 | 1017.001 | 1046.6928 | 1035.9503 | 1007.8847 | 932.407 | 830.79
2024-07-22 | 749.5356 | 695.0606 | 662.0145 | 653.2062 | 682.1507 | 782.9603 | 889.2645 | 919.7483 | 881.1013 | 781.8573 | 731.6939 | 714.1317 | 671.5295 | 672.1739 | 711.2008 | 833.3984 | 960.6105 | 1014.948 | 1080.9881 | 1111.1709 | 1079.5074 | 1037.1933 | 955.6398 | 850.0771
2024-07-23 | 746.4992 | 698.1678 | 661.4733 | 646.8808 | 675.8933 | 771.3299 | 874.3962 | 872.0596 | 849.3274 | 802.373 | 749.6513 | 706.3265 | 661.0498 | 678.0267 | 700.1849 | 775.3253 | 875.2699 | 968.639 | 1034.9471 | 1088.6685 | 1065.7024 | 1012.7445 | 926.5712 | 828.5999
2024-07-24 | 731.6991 | 691.7171 | 654.6938 | 640.9475 | 667.4339 | 760.3419 | 864.4093 | 886.4134 | 869.9148 | 841.0272 | 814.4096 | 799.8479 | 805.8912 | 750.8753 | 769.5838 | 833.6988 | 911.0798 | 970.3115 | 1032.3971 | 1063.9757 | 1042.0437 | 1007.1248 | 931.9648 | 830.2504
2024-07-25 | 724.4718 | 684.6986 | 648.7879 | 635.9624 | 662.6114 | 752.2697 | 850.2578 | 840.0208 | 791.5781 | 739.789 | 718.054 | 671.4875 | 644.2729 | 635.5499 | 661.4936 | 769.7445 | 876.1209 | 959.2395 | 1013.5689 | 1068.1734 | 1047.2586 | 1002.9828 | 918.6167 | 821.3168
2024-07-26 | 741.7803 | 695.0571 | 654.9951 | 639.7297 | 665.2982 | 751.17 | 848.2955 | 848.1981 | 833.111 | 780.5974 | 733.4653 | 709.1105 | 637.1899 | 607.9511 | 653.8177 | 749.231 | 865.0456 | 943.2507 | 992.3504 | 1028.2232 | 1007.9487 | 985.5193 | 935.1054 | 847.4507
2024-07-27 | 770.8777 | 717.4865 | 674.4163 | 651.3427 | 650.0463 | 669.4643 | 706.1746 | 727.5764 | 714.6285 | 704.5482 | 649.0597 | 595.4605 | 518.2958 | 494.3528 | 521.7765 | 649.3879 | 779.27 | 897.37 | 974.8664 | 1001.7667 | 990.5711 | 973.7546 | 935.8949 | 857.1487
2024-07-28 | 766.2033 | 714.0844 | 675.6317 | 650.2649 | 645.6476 | 649.5984 | 662.8922 | 667.4781 | 674.9444 | 629.4409 | 580.3174 | 554.9537 | 508.6629 | 486.0325 | 528.1527 | 654.3132 | 794.0433 | 916.6477 | 1014.0655 | 1046.9552 | 1038.5615 | 1008.3581 | 933.5042 | 833.0305
2024-07-29 | 734.5466 | 680.4043 | 647.5632 | 639.0177 | 667.825 | 765.4556 | 869.8672 | 868.8288 | 798.0458 | 733.8565 | 678.025 | 616.0344 | 595.7392 | 613.6305 | 638.7231 | 725.6857 | 842.3334 | 955.9227 | 1051.1118 | 1090.5744 | 1060.1832 | 1014.708 | 933.4456 | 828.9304
2024-07-30 | 740.098 | 692.7407 | 655.7468 | 641.3193 | 670.3346 | 764.2063 | 866.0425 | 861.8399 | 798.3865 | 726.6321 | 686.1248 | 631.7219 | 585.2944 | 591.2822 | 632.3637 | 708.6258 | 841.5081 | 938.7357 | 1031.4001 | 1081.0561 | 1057.5426 | 1003.9148 | 918.6774 | 820.601
2024-07-31 | 734.8659 | 697.0289 | 657.7498 | 643.79 | 670.3485 | 761.8915 | 864.603 | 870.4788 | 824.6529 | 764.9073 | 746.552 | 746.9054 | 694.1114 | 720.6333 | 805.2316 | 864.4698 | 944.2754 | 1006.3284 | 1027.5773 | 1063.8665 | 1041.9042 | 1010.3959 | 935.9774 | 833.9618
2024-08-01 | 804.4211 | 755.1351 | 716.2661 | 703.9678 | 734.9499 | 839.0496 | 945.8543 | 942.532 | 919.7948 | 891.0579 | 852.2122 | 819.8224 | 782.1663 | 755.9213 | 741.7603 | 811.3908 | 913.4296 | 1021.3677 | 1104.8755 | 1159.538 | 1137.7982 | 1087.3492 | 993.5442 | 895.75
2024-08-02 | 814.8411 | 760.8479 | 718.4218 | 704.1343 | 734.4213 | 834.9197 | 940.4782 | 920.2421 | 889.5252 | 829.3839 | 779.7198 | 728.0637 | 710.6634 | 690.6506 | 747.8522 | 817.3045 | 933.8176 | 1028.6646 | 1082.5668 | 1117.6628 | 1095.8205 | 1062.7302 | 1008.2171 | 917.791
2024-08-03 | 832.9082 | 776.3166 | 726.7026 | 705.3355 | 709.4996 | 743.4859 | 788.0418 | 777.6391 | 741.8789 | 705.9528 | 667.7618 | 583.1546 | 573.8378 | 550.1974 | 592.0891 | 714.5182 | 852.379 | 981.5541 | 1049.5131 | 1077.0649 | 1062.6157 | 1037.9821 | 990.849 | 910.0572
2024-08-04 | 827.5757 | 771.7896 | 726.7837 | 703.2052 | 703.7952 | 721.8997 | 743.7447 | 741.018 | 728.5674 | 682.1843 | 669.8865 | 619.4036 | 560.8497 | 549.9332 | 577.2524 | 682.5043 | 843.2119 | 990.3425 | 1084.9788 | 1120.0988 | 1107.4589 | 1069.4823 | 987.2664 | 884.92
2024-08-05 | 801.91 | 742.3615 | 704.3635 | 697.3285 | 730.0637 | 839.8145 | 952.3409 | 936.2997 | 879.8489 | 822.1324 | 764.4935 | 765.1637 | 758.6619 | 736.2544 | 766.2009 | 849.6228 | 959.7717 | 1042.6517 | 1124.9672 | 1168.8074 | 1134.5743 | 1081.8879 | 993.2457 | 886.8535
2024-08-06 | 804.9387 | 751.1004 | 710.4693 | 697.8578 | 731.0972 | 836.5854 | 948.4978 | 934.8229 | 899.6171 | 863.3647 | 786.7332 | 761.7707 | 744.9602 | 718.9203 | 743.3347 | 819.4429 | 938.7738 | 1026.8139 | 1100.7215 | 1155.2031 | 1128.2556 | 1067.6322 | 976.0057 | 876.6696
2024-08-07 | 801.6001 | 756.5192 | 712.2567 | 700.9005 | 731.2911 | 835.4473 | 946.3248 | 940.6528 | 912.8679 | 845.2592 | 801.3015 | 760.1107 | 743.7393 | 733.9395 | 767.932 | 843.5399 | 962.4043 | 1060.4603 | 1115.811 | 1140.1163 | 1116.259 | 1076.7515 | 995.678 | 892.0712
2024-08-08 | 796.3617 | 749.5714 | 710.148 | 698.6253 | 729.6524 | 832.6893 | 939.3491 | 912.8675 | 854.3148 | 808.6877 | 755.4448 | 680.8335 | 686.6885 | 662.2466 | 700.1993 | 777.3337 | 933.7163 | 1042.8486 | 1102.0086 | 1151.3749 | 1128.3626 | 1081.122 | 986.4484 | 888.2033
2024-08-09 | 807.5076 | 752.8255 | 710.6636 | 697.1681 | 727.4454 | 826.6006 | 935.4728 | 942.3744 | 922.9509 | 846.8544 | 796.7267 | 759.1002 | 738.2571 | 714.7009 | 755.4248 | 851.5987 | 956.2823 | 1032.1538 | 1067.8045 | 1107.1594 | 1085.0081 | 1053.3598 | 996.4589 | 906.7932
2024-08-10 | 833.0867 | 775.1237 | 727.1083 | 705.9207 | 709.915 | 744.1071 | 789.2393 | 795.4554 | 790.8029 | 756.1889 | 712.4293 | 675.6737 | 604.6007 | 565.5114 | 594.8815 | 678.1591 | 824.0965 | 969.0234 | 1049.7187 | 1079.6121 | 1058.5874 | 1039.7167 | 991.1879 | 912.507
2024-08-11 | 807.4786 | 748.8562 | 705.9662 | 684.802 | 685.1432 | 700.117 | 723.7722 | 712.9814 | 694.5085 | 653.8191 | 622.5827 | 569.2262 | 508.816 | 504.9051 | 569.505 | 680.4476 | 856.4123 | 972.0627 | 1061.4922 | 1094.3661 | 1079.2279 | 1042.8415 | 958.1834 | 858.4281
2024-08-12 | 796.4928 | 738.9871 | 698.7421 | 692.2553 | 724.9495 | 834.6418 | 946.7366 | 924.8993 | 857.0886 | 779.9377 | 744.4885 | 689.3978 | 660.595 | 655.6891 | 691.7484 | 785.744 | 919.6242 | 1023.5495 | 1114.7812 | 1162.7567 | 1125.9402 | 1074.0568 | 987.0946 | 881.1591
2024-08-13 | 810.124 | 756.4737 | 716.4054 | 703.5348 | 736.9024 | 844.5537 | 958.5568 | 936.3315 | 886.2256 | 818.6961 | 751.5007 | 688.1789 | 669.524 | 668.0772 | 709.5444 | 799.8648 | 931.6553 | 1042.5915 | 1116.1583 | 1162.063 | 1138.6552 | 1074.7433 | 985.6999 | 886.1603
2024-08-14 | 797.6332 | 752.4095 | 708.6123 | 696.5102 | 727.1446 | 831.4919 | 940.332 | 933.0198 | 888.5912 | 812.0069 | 762.3205 | 718.5929 | 703.1314 | 710.9998 | 785.1246 | 890.8798 | 985.4862 | 1065.3618 | 1110.8645 | 1135.6265 | 1111.6322 | 1070.4181 | 988.4486 | 886.6263
2024-08-15 | 784.3882 | 738.1923 | 698.3818 | 688.0217 | 718.1893 | 820.4678 | 927.9967 | 905.2089 | 849.0387 | 773.2509 | 742.512 | 662.1356 | 682.3299 | 668.4725 | 696.8708 | 776.9852 | 943.4874 | 1023.491 | 1087.444 | 1136.0002 | 1113.8534 | 1063.3063 | 969.7432 | 872.1907
2024-08-16 | 834.075 | 782.6846 | 733.5042 | 703.8941 | 716.2777 | 747.02 | 785.0417 | 753.8259 | 761.4318 | 746.7278 | 726.3321 | 677.8876 | 607.5645 | 616.1315 | 702.95 | 827.0656 | 931.6949 | 1027.2662 | 1037.8823 | 1046.8679 | 1037.319 | 1031.6708 | 976.3211 | 900.1802
2024-08-17 | 829.1104 | 770.2121 | 719.8032 | 700.6038 | 705.2538 | 738.4572 | 785.8714 | 774.9264 | 750.303 | 711.0673 | 668.6725 | 591.5445 | 573.6929 | 576.235 | 624.1245 | 714.3482 | 863.4104 | 988.7898 | 1048.7999 | 1070.8813 | 1053.4422 | 1028.8143 | 983.3308 | 903.6204
2024-08-18 | 823.53 | 763.1535 | 721.1057 | 698.9884 | 699.5646 | 716.7605 | 742.4958 | 723.8264 | 707.5801 | 684.5524 | 641.0281 | 600.0889 | 582.2329 | 584.57 | 665.6096 | 776.4972 | 910.2196 | 1004.9685 | 1089.2446 | 1110.464 | 1096.9461 | 1061.7989 | 978.3201 | 876.3421
2024-08-19 | 793.2731 | 735.0569 | 695.7315 | 689.3321 | 721.8523 | 830.7063 | 943.3826 | 931.3508 | 866.9976 | 797.0474 | 761.9755 | 732.8433 | 664.1523 | 677.8297 | 701.681 | 789.0333 | 936.0158 | 1043.3259 | 1128.3639 | 1158.6182 | 1123.7404 | 1071.0759 | 982.5529 | 878.0216
2024-08-20 | 808.3547 | 752.3762 | 712.0222 | 699.3274 | 732.5126 | 839.4138 | 957.1748 | 925.9195 | 867.5668 | 806.2517 | 757.1367 | 698.5281 | 683.5311 | 667.6404 | 723.2851 | 857.917 | 972.3738 | 1062.6143 | 1121.3777 | 1160.1565 | 1133.6102 | 1069.3796 | 980.3466 | 881.1805
2024-08-21 | 793.973 | 749.9694 | 706.4661 | 694.4545 | 724.9276 | 828.3759 | 940.9009 | 926.8036 | 870.1045 | 841.0022 | 809.355 | 764.245 | 716.6027 | 696.597 | 732.2272 | 827.946 | 945.8955 | 1049.0172 | 1111.3675 | 1132.5012 | 1109.8683 | 1066.1713 | 986.6586 | 884.3855
2024-08-22 | 792.8453 | 746.8589 | 707.2554 | 695.6164 | 726.1954 | 830.3933 | 940.54 | 920.0465 | 876.8242 | 838.518 | 794.669 | 778.4344 | 770.602 | 763.1118 | 825.2738 | 883.0478 | 988.2845 | 1070.7757 | 1105.1122 | 1147.338 | 1124.6561 | 1074.8497 | 981.5777 | 884.0967
2024-08-23 | 800.5842 | 748.7432 | 703.196 | 689.9719 | 720.4327 | 818.4631 | 927.9309 | 939.1293 | 923.3127 | 922.8096 | 895.4034 | 858.7585 | 862.7222 | 871.5045 | 915.4358 | 984.2142 | 1044.3316 | 1068.7976 | 1074.2996 | 1098.6692 | 1075.3896 | 1043.6333 | 988.9909 | 902.6932
2024-08-24 | 829.1458 | 768.019 | 717.5435 | 697.1966 | 701.0612 | 733.4827 | 786.5292 | 831.261 | 841.9101 | 826.6276 | 792.1862 | 767.5392 | 738.3947 | 688.5831 | 748.2125 | 840.6734 | 952.7239 | 1030.8158 | 1053.3566 | 1064.0781 | 1047.6423 | 1023.2415 | 977.4489 | 898.907
2024-08-25 | 829.9105 | 769.6397 | 724.1001 | 701.2138 | 701.8039 | 719.4997 | 746.566 | 743.402 | 767.1229 | 721.7175 | 696.1583 | 696.5267 | 660.9591 | 668.537 | 726.3653 | 819.3383 | 947.0799 | 1037.964 | 1096.6846 | 1113.0252 | 1101.3468 | 1064.0871 | 981.9236 | 880.2213
2024-08-26 | 799.5668 | 738.5094 | 697.3154 | 690.9934 | 723.5171 | 832.5164 | 946.2301 | 941.7038 | 869.4868 | 824.9776 | 763.2848 | 746.2632 | 718.2658 | 733.1599 | 827.601 | 939.9391 | 1025.4045 | 1074.2396 | 1132.2937 | 1159.2068 | 1124.8349 | 1073.181 | 984.5718 | 878.7975
2024-08-27 | 804.1792 | 747.9741 | 707.0563 | 694.7006 | 727.8677 | 834.0121 | 944.8658 | 931.3605 | 894.0862 | 852.5714 | 801.7064 | 778.8188 | 724.8629 | 751.7954 | 828.7945 | 898.3229 | 985.565 | 1054.3409 | 1110.1506 | 1153.9662 | 1125.9284 | 1064.7465 | 973.1189 | 873.8564
2024-08-28 | 782.9027 | 736.1684 | 694.645 | 683.7695 | 713.2166 | 815.9271 | 928.2912 | 918.6983 | 842.4302 | 806.3211 | 782.3084 | 740.0333 | 748.1379 | 713.8532 | 753.1181 | 839.6087 | 968.3666 | 1055.4513 | 1097.2702 | 1120.5533 | 1094.651 | 1052.7827 | 970.3419 | 869.0918
2024-08-29 | 782.9229 | 735.8897 | 697.2567 | 686.5998 | 716.751 | 817.9307 | 927.9219 | 895.3072 | 832.0964 | 765.1957 | 728.1084 | 658.4446 | 663.4901 | 688.8156 | 745.1529 | 831.9568 | 971.3399 | 1045.9737 | 1090.0364 | 1135.5533 | 1112.2959 | 1062.4039 | 968.7461 | 870.064
2024-08-30 | 801.5061 | 745.911 | 703.5634 | 689.933 | 719.7981 | 816.089 | 928.9574 | 903.4206 | 859.096 | 799.9041 | 760.6993 | 698.9401 | 668.0629 | 671.5689 | 733.8282 | 816.7448 | 942.994 | 1028.9245 | 1073.1184 | 1096.1745 | 1075.8895 | 1043.259 | 985.4871 | 897.4406
2024-08-31 | 817.3823 | 759.2113 | 710.8204 | 691.0732 | 693.3519 | 723.4279 | 770.3038 | 785.3428 | 770.8391 | 729.4498 | 674.418 | 620.9259 | 567.3331 | 556.7114 | 575.071 | 676.2466 | 809.1422 | 912.1417 | 1008.3293 | 1047.4957 | 1036.625 | 1013.387 | 966.048 | 888.893
2024-09-01 | 811.7885 | 759.3351 | 720.1962 | 702.1041 | 704.068 | 727.0166 | 757.7449 | 735.2953 | 729.4772 | 643.8438 | 612.3484 | 594.8918 | 580.662 | 568.3085 | 583.9367 | 666.2642 | 838.4873 | 954.4845 | 1089.2271 | 1096.5708 | 1072.7055 | 1032.9747 | 954.4719 | 860.0665
2024-09-02 | 826.3732 | 773.9463 | 739.3728 | 717.9249 | 735.8507 | 794.0974 | 845.3514 | 809.1028 | 807.8435 | 769.1723 | 755.1559 | 741.3411 | 677.5218 | 668.0192 | 672.3298 | 775.5742 | 908.0765 | 1018.1704 | 1123.0326 | 1122.1567 | 1082.0897 | 1053.4779 | 969.1436 | 880.0897
2024-09-03 | 801.2275 | 750.9365 | 720.1144 | 710.3383 | 744.1587 | 853.6917 | 971.8818 | 956.9996 | 937.0917 | 896.0533 | 880.4152 | 880.4563 | 881.6612 | 858.4407 | 825.9773 | 867.8613 | 970.2455 | 1036.5547 | 1134.5974 | 1151.0754 | 1117.9145 | 1057.2614 | 974.2317 | 879.3492
2024-09-04 | 792.7561 | 751.3916 | 714.0994 | 703.3915 | 733.5818 | 839.3085 | 955.1665 | 923.0018 | 861.0158 | 813.9592 | 789.7214 | 758.4182 | 731.2187 | 745.964 | 760.3713 | 826.1208 | 930.9189 | 1025.0379 | 1120.4393 | 1122.1563 | 1090.8423 | 1045.5735 | 968.7811 | 872.0194
2024-09-05 | 793.0492 | 752.8959 | 719.5354 | 708.9215 | 739.5158 | 844.4791 | 953.5211 | 908.8988 | 831.3156 | 764.4035 | 738.4151 | 654.3397 | 664.8645 | 672.7009 | 709.5278 | 813.3992 | 934.4661 | 1027.1809 | 1126.2735 | 1146.2815 | 1113.5309 | 1061.3404 | 975.0885 | 881.9402
2024-09-06 | 804.7002 | 755.8226 | 718.5208 | 706.2175 | 735.994 | 836.6571 | 944.3636 | 904.9335 | 848.4013 | 768.4416 | 733.946 | 664.3702 | 638.7905 | 626.1228 | 675.6908 | 783.9178 | 904.9313 | 1005.9647 | 1093.852 | 1098.3349 | 1068.4903 | 1033.2699 | 980.2956 | 897.4476
2024-09-07 | 828.691 | 777.477 | 734.598 | 714.6489 | 719.0651 | 758.8531 | 814.7956 | 807.8485 | 810.3388 | 751.376 | 690.1658 | 652.3259 | 620.3162 | 624.76 | 645.0576 | 738.8836 | 865.5744 | 976.7831 | 1079.4196 | 1074.7937 | 1046.6506 | 1018.3141 | 975.237 | 899.9675
2024-09-08 | 815.1216 | 761.4534 | 724.8802 | 704.6211 | 705.7205 | 728.753 | 759.3033 | 726.9902 | 703.4204 | 630.873 | 599.3352 | 556.3877 | 524.212 | 515.8549 | 574.9258 | 706.43 | 868.8742 | 964.8454 | 1098.9407 | 1102.2204 | 1076.3924 | 1037.06 | 959.8254 | 861.9041
2024-09-09 | 793.7068 | 740.7599 | 709.9335 | 703.9325 | 735.507 | 848.0378 | 966.9269 | 944.7515 | 877.4845 | 792.9414 | 770.4221 | 733.694 | 673.0734 | 690.422 | 705.1885 | 807.5071 | 931.5962 | 1034.7706 | 1149.2918 | 1153.111 | 1111.5092 | 1059.8592 | 975.4947 | 875.8656
2024-09-10 | 799.396 | 751.16 | 716.6892 | 705.0742 | 737.0109 | 845.9377 | 960.1983 | 917.7587 | 865.6095 | 784.4923 | 750.6699 | 717.3539 | 688.878 | 682.1515 | 689.8027 | 797.668 | 943.2171 | 1038.6677 | 1129.3657 | 1144.0439 | 1109.6845 | 1046.9951 | 960.1343 | 866.6315
2024-09-11 | 786.3592 | 747.0393 | 709.3642 | 699.1342 | 729.4777 | 834.1024 | 949.3033 | 919.0222 | 882.2251 | 811.4754 | 777.2214 | 776.969 | 791.8558 | 834.5696 | 855.2996 | 939.0175 | 1007.9111 | 1068.9205 | 1121.3545 | 1121.4595 | 1085.9688 | 1042.9797 | 964.4312 | 866.9152
2024-09-12 | 786.0343 | 745.6981 | 711.9216 | 701.6733 | 732.2206 | 835.3144 | 951.1195 | 933.0611 | 898.3921 | 851.1842 | 856.0499 | 851.3595 | 870.7011 | 835.6979 | 838.7048 | 945.0869 | 1020.1836 | 1051.7606 | 1116.9015 | 1133.076 | 1104.2848 | 1052.2339 | 963.5624 | 869.1033
2024-09-13 | 803.6321 | 752.8076 | 713.3283 | 701.0311 | 729.8891 | 829.2392 | 941.9738 | 925.6267 | 917.2709 | 895.2565 | 873.9028 | 843.0707 | 841.5158 | 830.8681 | 875.0084 | 934.8736 | 1008.8351 | 1038.2407 | 1091.4002 | 1091.9243 | 1060.4058 | 1025.3706 | 976.1404 | 895.1514
2024-09-14 | 811.8998 | 757.3553 | 712.5605 | 694.0408 | 698.2793 | 734.2015 | 785.9572 | 772.4123 | 745.1253 | 711.612 | 701.3834 | 680.5311 | 629.3135 | 615.342 | 630.5578 | 727.0699 | 862.4401 | 975.3031 | 1049.0592 | 1050.1679 | 1018.9107 | 990.119 | 946.8198 | 872.0274
2024-09-15 | 822.9909 | 770.47 | 734.2138 | 712.4037 | 713.7276 | 738.5395 | 774.3596 | 784.3796 | 793.1656 | 738.0637 | 664.2075 | 652.7845 | 625.9843 | 592.0067 | 649.5253 | 758.0015 | 921.0044 | 1014.1232 | 1122.6115 | 1114.8963 | 1090.184 | 1051.925 | 972.1705 | 875.3281
2024-09-16 | 806.0844 | 753.9064 | 721.2716 | 714.5193 | 747.1118 | 863.2258 | 980.342 | 965.6668 | 912.7109 | 834.6101 | 791.3612 | 754.706 | 664.1157 | 678.363 | 697.7672 | 790.3569 | 950.4049 | 1061.5197 | 1171.0139 | 1169.6598 | 1127.1392 | 1075.9718 | 991.3939 | 891.3362
2024-09-17 | 804.9202 | 754.4538 | 720.0468 | 708.6442 | 741.475 | 852.5681 | 971.0333 | 937.5004 | 890.0231 | 826.3067 | 761.9309 | 743.211 | 750.5802 | 731.5517 | 734.6776 | 827.2284 | 972.4223 | 1060.2947 | 1135.9712 | 1150.5754 | 1113.6447 | 1053.0989 | 965.6367 | 871.3655
2024-09-18 | 793.1495 | 753.2465 | 716.0526 | 705.1872 | 735.7177 | 843.1775 | 956.4594 | 925.7641 | 851.7641 | 758.9911 | 723.7101 | 644.0866 | 625.7808 | 635.6973 | 683.21 | 787.7622 | 924.9996 | 1038.9575 | 1129.806 | 1128.2474 | 1093.6192 | 1049.3264 | 973.0278 | 875.9188
2024-09-19 | 789.9812 | 747.87 | 714.0741 | 703.7346 | 733.8213 | 839.3464 | 953.2316 | 920.3098 | 872.0761 | 807.7951 | 769.5075 | 712.8853 | 679.3878 | 681.5967 | 726.9814 | 811.8024 | 924.6735 | 1027.6758 | 1118.1309 | 1136.1169 | 1105.1483 | 1052.9792 | 965.5221 | 872.7374
2024-09-20 | 807.4046 | 758.6804 | 719.218 | 706.4354 | 736.6668 | 836.9425 | 949.0741 | 931.5682 | 896.6574 | 813.484 | 762.0659 | 684.1138 | 628.157 | 632.4145 | 688.7992 | 810.5662 | 946.2572 | 1033.8526 | 1097.0955 | 1099.5062 | 1068.3922 | 1033.0204 | 980.0839 | 896.9708
2024-09-21 | 829.8961 | 778.2881 | 735.1246 | 715.2874 | 719.8076 | 759.6663 | 815.8093 | 805.4673 | 795.7399 | 761.8879 | 726.2641 | 697.9953 | 632.1209 | 623.5356 | 609.1973 | 714.6918 | 889.9833 | 1019.2883 | 1084.6668 | 1074.6219 | 1048.6505 | 1019.9179 | 977.2744 | 902.4522
2024-09-22 | 817.2122 | 767.2829 | 729.1235 | 707.9536 | 709.1737 | 732.8083 | 767.0104 | 775.1714 | 750.2646 | 682.1993 | 640.692 | 597.9124 | 535.9278 | 534.1966 | 581.4462 | 710.4603 | 869.2549 | 1001.1204 | 1111.685 | 1103.1323 | 1081.79 | 1042.7768 | 964.6683 | 868.1618
2024-09-23 | 801.7213 | 748.5795 | 714.286 | 707.9832 | 740.612 | 852.8063 | 974.6158 | 952.5432 | 879.6354 | 761.0589 | 747.6243 | 714.6507 | 670.4418 | 698.6577 | 743.3545 | 841.1673 | 987.95 | 1070.3523 | 1161.1805 | 1159.6594 | 1117.1986 | 1064.0996 | 981.2594 | 884.1015
2024-09-24 | 810.0178 | 760.2571 | 726.3945 | 714.1021 | 747.1785 | 857.1671 | 979.3269 | 944.9105 | 884.8805 | 803.909 | 746.6051 | 689.6325 | 648.3489 | 656.2768 | 674.466 | 774.9067 | 946.8049 | 1065.4615 | 1147.3326 | 1154.7504 | 1122.7386 | 1058.5663 | 973.9294 | 878.1936
2024-09-25 | 804.9818 | 762.754 | 726.1056 | 714.3091 | 743.7868 | 852.3688 | 973.037 | 965.2237 | 907.1449 | 860.5876 | 798.8257 | 741.2992 | 706.8208 | 711.9285 | 757.5229 | 868.6751 | 995.532 | 1078.3641 | 1152.1344 | 1143.9024 | 1108.2056 | 1066.4522 | 986.4223 | 889.1769
2024-09-26 | 800.0774 | 758.6475 | 725.7285 | 714.5015 | 745.3672 | 853.1175 | 969.5849 | 951.2533 | 900.2646 | 862.918 | 849.6542 | 827.1519 | 813.2469 | 798.4341 | 833.5728 | 885.3645 | 1004.811 | 1090.1873 | 1143.2176 | 1154.4818 | 1122.2336 | 1070.1321 | 983.7091 | 889.4404
2024-09-27 | 804.5453 | 756.3504 | 716.8689 | 704.4416 | 733.417 | 835.1669 | 949.7549 | 937.0954 | 910.9419 | 871.601 | 859.8018 | 808.9335 | 788.461 | 776.4462 | 854.2294 | 933.0411 | 1018.9241 | 1063.9012 | 1100.9301 | 1097.5447 | 1066.6143 | 1031.2747 | 978.3748 | 896.3015
2024-09-28 | 822.9241 | 767.9461 | 723.3556 | 704.3541 | 708.5752 | 746.3362 | 798.7387 | 799.9503 | 783.5204 | 734.6522 | 688.0214 | 644.3141 | 602.7504 | 565.7175 | 600.3715 | 729.8181 | 889.7467 | 995.7218 | 1067.3676 | 1060.8714 | 1032.1755 | 1004.1629 | 961.2432 | 886.8509
2024-09-29 | 821.6681 | 768.9651 | 732.135 | 710.7504 | 711.8788 | 736.1485 | 772.7119 | 757.6593 | 743.1402 | 673.6364 | 644.5276 | 608.4 | 560.7189 | 604.165 | 666.4114 | 786.0609 | 934.7896 | 1031.4722 | 1118.843 | 1110.1296 | 1087.6167 | 1048.6752 | 968.6617 | 873.0784
2024-09-30 | 789.6076 | 739.0377 | 703.8703 | 698.299 | 728.8144 | 840.1825 | 956.9231 | 934.3363 | 857.1874 | 754.5369 | 724.5788 | 699.0169 | 678.4107 | 684.2351 | 680.6665 | 791.1541 | 946.6959 | 1039.6203 | 1132.691 | 1140.7756 | 1102.7321 | 1049.9973 | 965.2633 | 870.0766
2024-10-01 | 744.2671 | 695.5648 | 660.6883 | 647.9999 | 672.1995 | 774.5332 | 880.514 | 867.334 | 820.0555 | 757.7598 | 710.2047 | 676.7078 | 611.7529 | 622.8028 | 687.9867 | 792.1152 | 921.093 | 1018.9711 | 1097.2118 | 1079.3227 | 1053.0886 | 993.2176 | 906.0789 | 809.6027
2024-10-02 | 733.2659 | 696.0502 | 658.7603 | 647.0392 | 669.309 | 769.8177 | 875.7424 | 856.3202 | 800.5527 | 741.0722 | 720.5537 | 724.42 | 669.6209 | 705.9044 | 742.3889 | 840.1925 | 935.1922 | 1029.4258 | 1096.7399 | 1065.9138 | 1034.9478 | 994.9909 | 917.4314 | 816.7242
2024-10-03 | 733.195 | 690.9578 | 657.6641 | 646.3003 | 667.9496 | 764.3394 | 865.6393 | 849.0876 | 798.7028 | 760.6631 | 762.3626 | 748.851 | 712.7068 | 719.1419 | 726.723 | 795.4153 | 933.143 | 1021.5351 | 1085.4615 | 1074.0814 | 1048.6168 | 998.8149 | 909.8427 | 813.0893
2024-10-04 | 741.2017 | 696.4139 | 656.7435 | 643.0958 | 664.7212 | 755.6954 | 856.4107 | 849.6925 | 817.8253 | 754.2228 | 724.4979 | 703.1938 | 652.8146 | 702.7152 | 774.9953 | 892.4367 | 962.6976 | 1015.8938 | 1059.9064 | 1029.6982 | 1005.4666 | 972.3531 | 917.0237 | 830.724
2024-10-05 | 755.7397 | 706.9916 | 662.1251 | 642.6203 | 639.5333 | 670.0168 | 716.752 | 725.3729 | 706.9666 | 692.0813 | 664.6849 | 651.8877 | 586.6828 | 580.44 | 618.1213 | 729.0584 | 858.8482 | 969.0269 | 1027.9682 | 995.0818 | 975.7906 | 949.9264 | 902.4958 | 824.1651
2024-10-06 | 752.9048 | 701.1897 | 664.5628 | 643.2092 | 637.0498 | 653.2914 | 677.3213 | 672.6893 | 676.727 | 656.5202 | 627.4779 | 639.3637 | 583.0233 | 569.4284 | 627.6558 | 735.7562 | 868.9451 | 980.7437 | 1068.1617 | 1034.2342 | 1020.0829 | 982.3845 | 902.0857 | 802.7717
2024-10-07 | 733.4792 | 682.7129 | 647.7428 | 641.1935 | 664.8806 | 767.0778 | 875.5679 | 865.2579 | 796.5854 | 726.2038 | 710.8787 | 718.0262 | 669.2851 | 710.1952 | 749.5208 | 850.0081 | 955.4247 | 1033.7387 | 1115.7399 | 1090.0451 | 1046.2653 | 999.7337 | 914.4346 | 814.0279
2024-10-08 | 745.2067 | 696.9122 | 662.7902 | 650.5275 | 675.3898 | 777.9634 | 885.4286 | 864.6462 | 793.3805 | 717.835 | 673.7517 | 646.4858 | 646.5967 | 702.0648 | 761.6035 | 872.8692 | 974.5879 | 1050.1062 | 1103.249 | 1083.3517 | 1056.2972 | 996.4497 | 911.0225 | 817.3966
2024-10-09 | 734.588 | 693.6831 | 656.2984 | 644.6356 | 667.2241 | 766.1965 | 873.2654 | 859.2748 | 796.2012 | 720.9611 | 686.6622 | 643.8692 | 600.5293 | 611.5291 | 676.7931 | 799.6317 | 939.0511 | 1040.1413 | 1092.8909 | 1059.9033 | 1033.1518 | 990.952 | 913.1286 | 814.8008
2024-10-10 | 731.4043 | 689.1552 | 655.4429 | 644.3235 | 666.5423 | 761.9219 | 867.8926 | 852.6608 | 793.2701 | 746.7591 | 719.2348 | 705.245 | 677.6114 | 688.8117 | 726.1651 | 805.8569 | 939.5646 | 1029.3427 | 1081.9946 | 1070.397 | 1045.7243 | 996.4927 | 907.2868 | 811.4534
2024-10-11 | 746.4964 | 700.0269 | 660.6693 | 647.0621 | 668.1224 | 759.9045 | 863.1609 | 856.6176 | 817.2464 | 754.4353 | 730.2068 | 686.6643 | 653.1212 | 682.5969 | 724.1211 | 852.1407 | 962.2283 | 1036.948 | 1066.6739 | 1034.1379 | 1010.8496 | 976.3582 | 923.1128 | 836.8353
2024-10-12 | 766.1365 | 715.0115 | 671.1023 | 650.748 | 647.7856 | 679.9519 | 727.0903 | 734.8633 | 723.6902 | 707.4932 | 675.3337 | 671.5222 | 655.4244 | 681.9662 | 712.4244 | 793.4077 | 919.3993 | 995.4539 | 1040.0331 | 1003.8784 | 982.8001 | 958.7926 | 913.3284 | 834.6311
2024-10-13 | 752.3766 | 704.1983 | 664.2638 | 642.7072 | 636.5465 | 652.7568 | 678.7882 | 692.5021 | 704.1054 | 679.0411 | 646.301 | 649.0913 | 663.8741 | 611.418 | 653.1133 | 732.2554 | 885.2181 | 983.5495 | 1065.7741 | 1033.1454 | 1015.7987 | 979.5113 | 899.8566 | 804.6206
2024-10-14 | 738.0808 | 684.8389 | 650.3614 | 644.875 | 671.3806 | 782.4547 | 894.7816 | 884.4253 | 817.6849 | 741.0484 | 738.0284 | 753.17 | 709.2776 | 741.2618 | 794.5065 | 895.9355 | 989.4348 | 1060.2223 | 1123.1255 | 1096.5371 | 1057.3163 | 1004.6713 | 919.825 | 817.9743
2024-10-15 | 750.3139 | 701.5812 | 667.1032 | 653.9549 | 678.0142 | 780.1414 | 890.8425 | 915.7943 | 905.626 | 842.8789 | 789.8302 | 760.298 | 759.0264 | 743.6162 | 774.2496 | 879.9997 | 1004.0814 | 1062.9653 | 1110.1643 | 1087.5436 | 1060.5395 | 1003.1267 | 914.6242 | 822.2133
2024-10-16 | 734.4795 | 693.5669 | 655.9515 | 644.3457 | 666.204 | 766.9708 | 873.8426 | 869.7448 | 815.8181 | 751.6874 | 714.2196 | 699.6493 | 670.802 | 683.8306 | 738.7367 | 850.3929 | 977.5118 | 1056.6951 | 1095.2777 | 1063.1071 | 1033.8102 | 992.8582 | 914.4819 | 814.912
2024-10-17 | 735.4353 | 693.2047 | 659.4583 | 647.9475 | 670.1554 | 769.6007 | 875.5549 | 874.371 | 827.487 | 804.3009 | 776.6318 | 728.8721 | 704.5114 | 730.0701 | 761.9472 | 861.6046 | 968.6611 | 1053.451 | 1091.3361 | 1078.3688 | 1050.722 | 1002.0317 | 913.5495 | 817.5901
2024-10-18 | 741.7767 | 693.6675 | 653.5877 | 640.6347 | 662.0244 | 755.7929 | 858.4955 | 857.1633 | 818.4588 | 775.5173 | 767.4507 | 714.7436 | 661.8739 | 699.1372 | 717.5865 | 808.3011 | 939.6524 | 1018.5954 | 1055.5772 | 1025.9651 | 1000.3668 | 969.0811 | 912.349 | 827.5834
2024-10-19 | 748.4513 | 696.9846 | 651.6954 | 632.6722 | 629.3668 | 658.1178 | 703.7033 | 703.9075 | 685.8643 | 658.7065 | 647.3128 | 629.2123 | 559.8998 | 569.6443 | 628.5452 | 753.9454 | 868.4047 | 967.6994 | 1008.9162 | 980.4311 | 957.4957 | 931.8073 | 883.9004 | 808.5083
2024-10-20 | 757.8117 | 709.5179 | 670.4003 | 648.3631 | 642.2055 | 659.7145 | 687.4294 | 720.1691 | 713.914 | 666.9006 | 637.1953 | 601.9458 | 529.5534 | 547.7377 | 627.7889 | 737.1604 | 898.373 | 1001.965 | 1075.5011 | 1039.8934 | 1026.2503 | 987.9688 | 905.5681 | 808.1733
2024-10-21 | 736.5988 | 684.5001 | 649.1816 | 642.2196 | 666.003 | 770.7791 | 880.7146 | 879.5102 | 811.2724 | 730.5681 | 695.7785 | 680.0989 | 642.9459 | 660.3208 | 711.7251 | 837.8683 | 962.8576 | 1055.523 | 1114.5041 | 1087.4285 | 1047.5453 | 998.1402 | 913.6841 | 812.4125
2024-10-22 | 735.7365 | 687.245 | 652.0482 | 640.046 | 664.0262 | 764.6765 | 873.7037 | 863.0397 | 803.493 | 724.8209 | 685.3564 | 651.5688 | 624.9503 | 659.1279 | 696.3789 | 824.4562 | 946.8192 | 1045.4086 | 1084.7452 | 1071.2224 | 1041.2202 | 981.3302 | 893.2718 | 798.1007
2024-10-23 | 728.0063 | 688.2888 | 650.4999 | 639.2525 | 661.7068 | 760.7785 | 867.5427 | 866.8741 | 818.3224 | 789.2386 | 787.1662 | 788.36 | 789.0853 | 758.3126 | 799.0066 | 888.0161 | 983.3526 | 1058.9781 | 1086.6383 | 1054.3166 | 1027.772 | 984.0974 | 907.7069 | 812.5259
2024-10-24 | 726.5026 | 684.2906 | 650.0176 | 639.1623 | 661.1821 | 757.8109 | 862.9332 | 864.4969 | 815.1635 | 758.5378 | 718.2205 | 716.333 | 684.1466 | 709.4572 | 790.921 | 882.466 | 967.4902 | 1039.8064 | 1072.7565 | 1063.5047 | 1039.2314 | 987.8907 | 900.182 | 804.8936
2024-10-25 | 734.2921 | 685.8828 | 645.5817 | 633.1499 | 654.3797 | 745.1992 | 848.3614 | 847.9649 | 799.8755 | 730.2555 | 677.3229 | 680.8319 | 658.9011 | 716.9453 | 750.7031 | 868.1448 | 944.5555 | 1015.2126 | 1040.8483 | 1012.8519 | 990.5475 | 954.7076 | 900.5109 | 819.7172
2024-10-26 | 754.2917 | 701.9143 | 657.0212 | 637.6255 | 634.3982 | 664.0664 | 710.0287 | 719.0118 | 698.8728 | 657.8103 | 629.5198 | 596.9673 | 551.657 | 578.0997 | 614.63 | 753.025 | 892.6434 | 981.2719 | 1017.0856 | 986.1013 | 964.3755 | 937.0715 | 891.586 | 815.132
2024-10-27 | 736.1046 | 686.9166 | 645.7154 | 625.4342 | 618.9481 | 631.8358 | 657.9671 | 666.6312 | 660.1261 | 610.6572 | 578.7612 | 571.3713 | 526.4019 | 544.5084 | 623.8723 | 748.5689 | 889.8525 | 970.5936 | 1035.6325 | 1010.4878 | 990.6397 | 952.5363 | 871.8664 | 776.3932
2024-10-28 | 724.8975 | 672.9986 | 638.3409 | 632.0652 | 655.6819 | 758.8765 | 870.6346 | 880.06 | 815.1514 | 755.2971 | 710.0984 | 686.1525 | 694.4542 | 741.8977 | 816.1315 | 910.4846 | 1005.2775 | 1059.9608 | 1106.4174 | 1073.0491 | 1033.0809 | 982.7682 | 902.7647 | 797.802
2024-10-29 | 738.7901 | 691.0953 | 657.3103 | 644.7298 | 668.793 | 770.8243 | 882.7148 | 889.7161 | 863.6307 | 820.8865 | 806.5678 | 795.7068 | 787.8785 | 736.8237 | 776.9876 | 882.4836 | 1000.8915 | 1071.7384 | 1102.6864 | 1080.3151 | 1046.811 | 985.1386 | 898.0534 | 802.4915
2024-10-30 | 718.7572 | 679.2372 | 641.7181 | 631.1749 | 653.1389 | 750.5367 | 860.0622 | 868.0082 | 810.3686 | 777.7052 | 763.8073 | 735.5926 | 727.0211 | 716.4746 | 770.9467 | 887.2491 | 999.7488 | 1056.0931 | 1081.918 | 1050.2156 | 1011.8507 | 970.4729 | 890.0085 | 790.6582
2024-10-31 | 718.4201 | 679.4574 | 645.7714 | 634.7994 | 656.99 | 754.4437 | 861.8334 | 874.9825 | 845.3676 | 801.2351 | 769.7584 | 710.8577 | 719.8803 | 709.0404 | 758.6998 | 835.8636 | 949.1161 | 1039.8027 | 1068.1961 | 1062.986 | 1032.0864 | 980.0251 | 890.542 | 795.9865
2024-11-01 | 715.6517 | 666.0038 | 628.5239 | 613.1662 | 642.2751 | 746.307 | 856.9558 | 847.2997 | 793.7498 | 742.7412 | 714.4919 | 682.348 | 641.7369 | 644.0853 | 700.31 | 850.9979 | 944.2352 | 1014.9406 | 1044.518 | 994.5286 | 967.1433 | 931.6368 | 882.128 | 802.4852
2024-11-02 | 737.6273 | 682.1712 | 640.0442 | 617.6768 | 622.0181 | 665.7964 | 719.276 | 750.7756 | 707.7041 | 655.1567 | 621.0782 | 584.7556 | 518.9638 | 498.8752 | 557.1802 | 701.2544 | 873.9225 | 980.9823 | 1019.9744 | 968.1684 | 940.9077 | 913.9223 | 872.3838 | 801.1138
2024-11-03 | 729.3554 | 675.503 | 639.2827 | 615.4127 | 616.5859 | 645.4131 | 679.1738 | 678.2049 | 669.6396 | 614.8842 | 582.6267 | 567.3395 | 494.0421 | 485.3553 | 576.2544 | 729.1172 | 882.4249 | 984.6036 | 1052.5806 | 1001.8705 | 979.1152 | 943.7426 | 868.6441 | 775.8078
2024-11-04 | 709.8883 | 656.3614 | 623.4531 | 615.4695 | 648.8291 | 771.3275 | 879.8425 | 892.4442 | 816.1638 | 757.267 | 722.2861 | 706.331 | 665.1349 | 655.5525 | 711.7852 | 823.2218 | 952.1058 | 1034.5826 | 1095.5943 | 1050.7987 | 999.2743 | 955.4018 | 877.6498 | 785.3791
2024-11-05 | 739.3436 | 689.7714 | 652.7473 | 624.6143 | 640.9181 | 695.3917 | 737.027 | 745.2054 | 765.6649 | 748.7542 | 714.0029 | 672.3125 | 611.0784 | 560.3966 | 601.6409 | 732.0889 | 882.4364 | 996.8485 | 1027.9879 | 983.0479 | 952.6397 | 924.2385 | 846.6882 | 768.4714
2024-11-06 | 699.8028 | 653.9956 | 617.918 | 607.1928 | 639.0237 | 754.1665 | 861.4366 | 867.1576 | 792.8399 | 725.5917 | 682.4506 | 653.4848 | 602.4676 | 611.6859 | 667.3236 | 787.4522 | 921.7132 | 1021.1726 | 1062.1933 | 1015.2379 | 974.3988 | 935.296 | 865.6068 | 774.6691
2024-11-07 | 697.3539 | 651.3725 | 619.5249 | 607.7415 | 639.6874 | 752.2779 | 859.1123 | 859.742 | 806.952 | 779.9214 | 793.858 | 772.7503 | 781.8129 | 773.9452 | 807.6747 | 853.0107 | 943.8274 | 1019.2435 | 1052.8865 | 1026.5365 | 985.5672 | 941.0658 | 863.3082 | 774.9891
2024-11-08 | 702.4718 | 650.8576 | 612.5559 | 599.5585 | 630.8064 | 738.395 | 843.4169 | 843.6387 | 787.2466 | 691.7925 | 662.2098 | 632.8803 | 595.1458 | 584.0187 | 668.517 | 801.0161 | 913.7639 | 986.13 | 1012.6138 | 972.1732 | 933.4863 | 902.1143 | 854.9655 | 778.4919
2024-11-09 | 710.7025 | 654.2388 | 610.2359 | 591.0301 | 596.3464 | 636.4562 | 686.8619 | 704.6083 | 656.889 | 604.3147 | 570.4634 | 525.112 | 470.7231 | 458.5542 | 552.0282 | 701.9495 | 842.5514 | 924.6677 | 962.6278 | 925.2127 | 895.5266 | 871.2956 | 827.9349 | 760.048
2024-11-10 | 707.3074 | 651.6528 | 612.1319 | 591.2376 | 593.4236 | 619.0711 | 649.3012 | 666.7721 | 669.6995 | 622.5399 | 584.697 | 555.7832 | 543.1401 | 505.5618 | 572.1014 | 681.1382 | 833.7055 | 935.9918 | 999.9268 | 965.9102 | 941.0616 | 901.9722 | 826.9179 | 742.9574
2024-11-11 | 708.6228 | 654.1719 | 615.6121 | 595.275 | 610.9482 | 663.5588 | 706.6437 | 715.4232 | 697.8282 | 654.5888 | 639.3325 | 617.1864 | 616.1953 | 597.8289 | 659.2319 | 759.7255 | 868.5712 | 953.5317 | 1003.5439 | 958.1862 | 918.1801 | 897.675 | 823.8254 | 742.4655
2024-11-12 | 701.967 | 648.9949 | 615.2208 | 604.395 | 638.7456 | 755.4637 | 861.7546 | 870.6571 | 809.6886 | 734.6108 | 696.0274 | 661.0463 | 623.7685 | 632.09 | 671.4254 | 781.8379 | 923.4374 | 1013.2256 | 1054.3723 | 1024.8481 | 983.1306 | 925.9905 | 844.4091 | 761.4499
2024-11-13 | 692.265 | 647.9664 | 611.3906 | 599.9658 | 630.9225 | 744.4405 | 852.4825 | 858.6382 | 791.4417 | 733.3449 | 676.8998 | 643.7509 | 620.7585 | 616.4139 | 671.0078 | 793.9664 | 909.4288 | 1011.1408 | 1048.6603 | 1005.3084 | 964.3175 | 923.9583 | 851.6844 | 761.2015
2024-11-14 | 698.5277 | 652.3586 | 620.2437 | 608.4887 | 640.226 | 752.5781 | 858.2489 | 865.8567 | 805.2658 | 723.7251 | 681.716 | 636.4605 | 613.089 | 585.9811 | 654.3858 | 801.4889 | 946.1096 | 1013.2594 | 1049.0334 | 1025.2475 | 983.2814 | 936.3019 | 856.276 | 769.5431
2024-11-15 | 714.8463 | 662.5649 | 625.0417 | 611.0933 | 642.3794 | 752.2598 | 856.0996 | 869.9149 | 830.0328 | 759.4114 | 728.969 | 702.1433 | 671.0135 | 654.0448 | 763.8837 | 863.5181 | 956.2838 | 1015.4852 | 1034.3118 | 989.424 | 950.6762 | 920.4964 | 873.2935 | 794.3053
2024-11-16 | 721.7383 | 666.1723 | 622.9832 | 602.7652 | 608.2546 | 650.7303 | 699.9733 | 733.6941 | 693.3456 | 664.3003 | 648.4286 | 645.8315 | 624.3656 | 582.3711 | 638.9156 | 762.3939 | 883.7456 | 950.9107 | 984.6095 | 945.497 | 915.049 | 890.794 | 848.7664 | 776.0686
2024-11-17 | 713.1329 | 661.3869 | 622.5317 | 600.7894 | 603.1151 | 630.6968 | 660.0769 | 694.1357 | 675.1871 | 630.0421 | 628.1314 | 607.9259 | 619.2485 | 598.7875 | 657.8082 | 745.1125 | 882.6071 | 959.3865 | 1019.9282 | 980.0044 | 956.0331 | 918.8517 | 848.3046 | 757.2762
2024-11-18 | 699.8193 | 644.055 | 610.1499 | 603.1213 | 636.4009 | 756.5396 | 866.9445 | 897.4502 | 838.8541 | 745.3165 | 691.5714 | 668.1406 | 658.6907 | 635.4579 | 722.4363 | 848.2657 | 949.2222 | 1023.214 | 1075.813 | 1033.7339 | 983.474 | 938.6362 | 860.2796 | 767.9031
2024-11-19 | 709.9933 | 658.4339 | 625.1598 | 612.4827 | 646.0842 | 764.2047 | 874.0727 | 898.3111 | 860.0388 | 808.1817 | 759.5799 | 742.1762 | 751.1241 | 725.202 | 790.192 | 870.9068 | 972.8977 | 1031.5887 | 1065.815 | 1032.4712 | 994.0269 | 936.5114 | 863.458 | 773.0291
2024-11-20 | 701.7846 | 657.332 | 621.4737 | 608.9357 | 639.8338 | 755.2435 | 863.3314 | 901.2356 | 852.6101 | 775.9921 | 783.8502 | 778.7564 | 791.1253 | 764.7262 | 824.706 | 906.2832 | 987.1856 | 1039.0503 | 1061.8438 | 1017.0665 | 974.6294 | 942.2223 | 870.9091 | 777.683
2024-11-21 | 696.2378 | 649.2984 | 618.0895 | 606.4574 | 638.4812 | 750.4201 | 858.8615 | 891.9434 | 854.9077 | 820.9861 | 817.6778 | 806.9857 | 821.9067 | 781.3979 | 782.8319 | 867.8903 | 961.2125 | 1016.4748 | 1049.0746 | 1027.984 | 989.2949 | 942.8336 | 862.1965 | 772.5594
2024-11-22 | 708.7831 | 655.8177 | 618.8805 | 605.3822 | 636.7059 | 744.2684 | 850.3882 | 886.4557 | 864.2484 | 815.4774 | 773.685 | 760.561 | 746.2114 | 734.4705 | 775.534 | 857.1089 | 954.5768 | 1001.045 | 1025.3987 | 995.1514 | 953.6526 | 919.1268 | 870.6199 | 790.4988
2024-11-23 | 715.3029 | 658.959 | 615.1629 | 595.3443 | 599.8959 | 638.903 | 685.2627 | 733.6725 | 747.6106 | 729.2117 | 669.6577 | 633.6418 | 617.796 | 606.8834 | 635.8599 | 744.2027 | 864.7048 | 940.7801 | 969.9062 | 926.4532 | 896.8579 | 874.1964 | 839.2155 | 768.8604
2024-11-24 | 696.8684 | 641.6544 | 601.5102 | 581.3171 | 583.3988 | 606.8733 | 633.8107 | 674.7968 | 668.8684 | 617.2218 | 582.6952 | 585.1245 | 606.6837 | 607.8514 | 611.788 | 726.7489 | 852.6591 | 923.7908 | 987.0593 | 955.73 | 930.9566 | 898.5585 | 821.2179 | 731.2014
2024-11-25 | 679.9843 | 625.2168 | 589.9728 | 584.3629 | 617.0213 | 732.78 | 843.6286 | 874.1903 | 816.6914 | 729.4992 | 691.8335 | 689.6944 | 712.7397 | 686.4004 | 709.4834 | 805.3342 | 921.6146 | 987.0987 | 1041.554 | 1007.0876 | 955.3918 | 912.5008 | 834.5343 | 741.9411
2024-11-26 | 692.566 | 641.9134 | 607.3559 | 595.6308 | 628.7063 | 742.7928 | 853.3302 | 881.1633 | 846.7357 | 790.1322 | 726.6759 | 721.8308 | 727.3481 | 675.4336 | 721.3338 | 822.5984 | 926.4689 | 997.1101 | 1035.9899 | 1010.7684 | 967.9608 | 909.9729 | 828.4611 | 744.4047
2024-11-27 | 685.0317 | 641.2163 | 603.869 | 592.7672 | 623.3945 | 735.3201 | 842.5106 | 877.3572 | 835.5576 | 794.1126 | 769.9505 | 742.784 | 748.6326 | 727.5573 | 767.4022 | 847.5158 | 942.8186 | 1005.3788 | 1032.8182 | 993.4935 | 950.424 | 910.7279 | 842.1164 | 752.448
2024-11-28 | 714.4577 | 669.1578 | 632.0426 | 606.9641 | 622.3573 | 672.1613 | 719.2214 | 741.4738 | 749.5946 | 738.1033 | 741.565 | 706.8996 | 673.0965 | 615.7754 | 675.907 | 779.1754 | 894.7451 | 976.7635 | 1000.0204 | 965.1765 | 933.8056 | 911.8222 | 829.8494 | 754.3367
2024-11-29 | 697.4271 | 644.4047 | 605.3702 | 594.2867 | 626.2291 | 732.0684 | 834.2484 | 867.7639 | 818.8101 | 754.8969 | 721.6776 | 686.9209 | 679.0343 | 669.5659 | 743.002 | 850.344 | 934.0077 | 980.0324 | 1002.9303 | 963.1925 | 925.9863 | 896.8827 | 848.0051 | 771.6792
2024-11-30 | 712.3103 | 656.0439 | 612.5979 | 593.3441 | 598.7492 | 638.0933 | 684.9625 | 745.9145 | 748.0524 | 734.9793 | 706.3925 | 673.9118 | 680.501 | 675.9235 | 680.629 | 718.5284 | 852.8695 | 934.9589 | 967.0058 | 929.0155 | 899.3094 | 877.3328 | 836.7306 | 767.087
2024-12-01 | 699.5778 | 644.5286 | 603.1879 | 580.5416 | 582.2715 | 594.8262 | 614.2094 | 644.8789 | 629.5018 | 603.6035 | 576.526 | 546.4875 | 520.8358 | 514.1902 | 524.8665 | 641.4004 | 780.1264 | 882.0283 | 956.0409 | 937.6576 | 928.7276 | 898.1132 | 832.5099 | 748.0148
2024-12-02 | 678.4823 | 623.9866 | 587.1665 | 578.5323 | 609.0586 | 707.4232 | 803.1805 | 844.8283 | 795.4762 | 750.0292 | 722.1264 | 691.1109 | 707.5862 | 705.39 | 722.9113 | 751.6851 | 852.1518 | 934.1946 | 999.1552 | 984.5193 | 958.9349 | 914.7934 | 843.4852 | 753.5443
2024-12-03 | 691.4646 | 640.6763 | 604.5561 | 590.0954 | 620.9788 | 717.7834 | 813.5706 | 834.2483 | 788.8408 | 712.0192 | 626.9238 | 596.8884 | 573.3694 | 582.5392 | 641.9128 | 764.2363 | 852.9269 | 948.9574 | 996.4066 | 982.895 | 960.3404 | 909.9813 | 837.5143 | 759.2877
2024-12-04 | 680.0837 | 634.9445 | 596.5378 | 582.6672 | 611.515 | 704.5117 | 797.6631 | 832.3905 | 774.2421 | 726.2791 | 695.5688 | 675.1096 | 665.7117 | 653.5019 | 692.8921 | 779.2004 | 872.7936 | 944.6633 | 987.6171 | 963.0923 | 940.7254 | 911.2585 | 849.1725 | 761.0901
2024-12-05 | 689.3056 | 643.2363 | 608.6096 | 594.2493 | 623.0314 | 715.7069 | 807.8002 | 840.7389 | 788.5907 | 718.3867 | 679.9224 | 645.556 | 617.5628 | 602.3359 | 659.8647 | 740.5765 | 870.1938 | 956.9081 | 997.4521 | 987.1535 | 967.2237 | 928.4835 | 854.9849 | 775.9112
2024-12-06 | 690.1234 | 637.8636 | 597.3163 | 582.1099 | 610.8245 | 697.2623 | 788.2239 | 822.1595 | 770.2024 | 707.9143 | 630.8829 | 599.7315 | 565.6497 | 564.9234 | 634.9495 | 746.1041 | 851.5871 | 920.7846 | 956.9872 | 932.9608 | 915.8038 | 890.4081 | 845.9969 | 776.0779
2024-12-07 | 703.8306 | 648.1945 | 602.6259 | 581.1902 | 585.7952 | 611.4999 | 649.8159 | 703.3971 | 674.2144 | 637.2906 | 569.3232 | 545.0375 | 550.29 | 502.8369 | 555.0131 | 652.8441 | 783.1632 | 875.0622 | 919.4904 | 901.5682 | 889.7734 | 868.9562 | 835.2745 | 769.1916
2024-12-08 | 701.1797 | 646.2009 | 604.9728 | 582.3424 | 584.055 | 596.464 | 616.2188 | 661.6874 | 668.2955 | 645.1303 | 610.6613 | 616.4864 | 589.133 | 607.931 | 636.2035 | 695.4689 | 803.4684 | 886.4602 | 956.0526 | 944.9489 | 942.5179 | 909.2227 | 838.7892 | 750.5032
2024-12-09 | 691.6628 | 636.9001 | 601.1699 | 591.6218 | 622.437 | 722.9085 | 820.6085 | 861.1214 | 801.11 | 743.5101 | 692.7431 | 666.6622 | 683.2807 | 686.5207 | 715.8303 | 793.5824 | 898.9103 | 961.1353 | 1020.3251 | 995.9288 | 975.0129 | 935.7246 | 862.9154 | 772.1732
2024-12-10 | 703.2222 | 652.2123 | 617.1293 | 601.9144 | 633.009 | 731.5642 | 829.167 | 867.4406 | 822.9653 | 766.1539 | 702.7504 | 692.0764 | 694.8024 | 667.8107 | 711.0181 | 787.6967 | 887.9721 | 972.0833 | 1015.9043 | 998.7904 | 975.6761 | 929.1187 | 861.1346 | 776.3218
2024-12-11 | 695.898 | 651.1919 | 613.4171 | 598.4866 | 627.7475 | 723.608 | 820.4307 | 857.3082 | 798.4632 | 762.529 | 713.8667 | 684.0578 | 673.5472 | 616.832 | 673.0373 | 791.0155 | 907.2552 | 973.6124 | 1012.9819 | 983.4889 | 958.6807 | 930.0389 | 865.6785 | 782.488
2024-12-12 | 690.0187 | 643.9299 | 609.4121 | 595.1566 | 624.3328 | 717.2676 | 808.3099 | 844.5657 | 792.5641 | 747.8156 | 709.064 | 697.0383 | 719.0769 | 691.2025 | 715.4069 | 785.2272 | 883.0496 | 953.5242 | 996.9116 | 986.0503 | 967.9691 | 927.7135 | 858.6771 | 775.2686
2024-12-13 | 694.673 | 642.5452 | 602.4405 | 586.8212 | 615.6497 | 702.8911 | 791.2976 | 825.7312 | 787.6612 | 712.997 | 652.3797 | 620.3149 | 604.2137 | 569.8734 | 623.5911 | 720.5847 | 836.4968 | 922.077 | 965.396 | 938.7877 | 923.1001 | 895.9525 | 852.4543 | 783.9467
2024-12-14 | 701.3416 | 646.0993 | 600.5446 | 579.2722 | 583.7919 | 609.6714 | 647.3172 | 697.9172 | 669.8422 | 643.1432 | 585.2844 | 544.9571 | 502.8908 | 472.0343 | 514.2063 | 632.4907 | 758.5854 | 870.2406 | 921.2208 | 898.5203 | 888.4209 | 865.8019 | 826.8264 | 762.7521
2024-12-15 | 703.3136 | 648.6267 | 607.7101 | 584.9196 | 586.6184 | 600.0757 | 619.6351 | 666.4636 | 656.4999 | 601.4481 | 551.8365 | 523.9317 | 496.0023 | 443.6911 | 488.0631 | 611.2086 | 761.6478 | 884.9048 | 962.7318 | 938.0597 | 934.5238 | 900.7793 | 841.513 | 753.7791
2024-12-16 | 693.8796 | 638.9602 | 603.4853 | 593.6903 | 624.5768 | 725.4631 | 823.1758 | 868.1759 | 791.1251 | 707.971 | 649.0304 | 633.8162 | 620.4689 | 596.3447 | 627.0556 | 751.6504 | 876.4532 | 964.5412 | 1031.5401 | 1005.575 | 974.3316 | 932.1419 | 862.3802 | 777.3201
2024-12-17 | 697.5913 | 646.597 | 610.9334 | 595.961 | 626.9449 | 724.3524 | 821.1402 | 867.2128 | 808.8573 | 733.3255 | 673.924 | 653.589 | 657.4224 | 610.0149 | 650.8796 | 739.1432 | 865.7062 | 961.1565 | 1011.6969 | 996.3633 | 972.8081 | 922.0767 | 851.9984 | 770.7168
2024-12-18 | 696.524 | 651.1898 | 613.1309 | 598.2196 | 627.4599 | 723.3067 | 820.4692 | 866.5098 | 816.4717 | 770.7303 | 741.7138 | 721.4727 | 717.1396 | 709.3512 | 718.6638 | 819.8321 | 914.4706 | 983.7316 | 1020.7584 | 989.415 | 965.7605 | 936.7395 | 871.7414 | 783.2876
2024-12-19 | 698.8342 | 652.2619 | 617.8689 | 603.091 | 632.1658 | 726.5936 | 821.2847 | 870.3946 | 845.0245 | 814.5555 | 744.7605 | 710.9729 | 751.9646 | 799.4772 | 754.2902 | 806.383 | 907.5551 | 968.6064 | 1018.3779 | 1004.3835 | 983.823 | 948.9214 | 873.4713 | 787.9003
2024-12-20 | 699.2579 | 646.5019 | 606.5127 | 590.7485 | 619.7728 | 707.5143 | 800.1318 | 848.3786 | 824.9256 | 794.2698 | 760.5616 | 684.8636 | 672.4143 | 692.8731 | 716.3949 | 787.4416 | 872.3858 | 935.3969 | 974.262 | 949.3345 | 931.7214 | 910.0474 | 865.3549 | 789.2804
2024-12-21 | 713.9014 | 657.6937 | 612.8022 | 590.8123 | 595.7462 | 623.6163 | 663.756 | 720.5334 | 688.2397 | 645.8701 | 582.7593 | 547.3832 | 542.9621 | 495.6995 | 517.7322 | 628.562 | 765.9232 | 884.1593 | 939.7922 | 913.1133 | 905.4473 | 882.301 | 843.3952 | 777.0667
2024-12-22 | 696.6775 | 641.5739 | 600.1211 | 577.9164 | 579.7237 | 591.7135 | 611.9001 | 662.6548 | 644.8351 | 596.9804 | 552.6795 | 536.716 | 514.0767 | 486.9384 | 488.9718 | 591.3309 | 747.5662 | 869.758 | 950.5794 | 930.6553 | 921.3878 | 892.8582 | 829.215 | 743.9192
2024-12-23 | 676.4154 | 622.0953 | 584.9416 | 576.6648 | 607.3923 | 705.7994 | 804.2019 | 850.7736 | 783.0753 | 716.063 | 651.3864 | 621.9787 | 610.4438 | 560.7397 | 604.7192 | 704.385 | 831.8258 | 931.9262 | 1004.7262 | 982.6741 | 950.8777 | 904.3354 | 840.6613 | 751.5071
2024-12-24 | 689.145 | 638.5461 | 602.0908 | 587.8805 | 619.0415 | 715.5431 | 813.9099 | 859.8087 | 807.5789 | 746.2794 | 680.7153 | 653.2958 | 669.9655 | 634.0037 | 634.3264 | 729.1021 | 846.6036 | 936.8585 | 1000.584 | 988.8383 | 963.6071 | 911.1182 | 840.8773 | 756.9973
2024-12-25 | 700.9619 | 656.7561 | 614.3533 | 586.8135 | 600.6246 | 636.671 | 677.6236 | 715.5399 | 697.4574 | 649.2908 | 614.7653 | 595.0457 | 593.7392 | 614.3228 | 586.1982 | 692.8382 | 810.5502 | 912.9039 | 955.0272 | 917.9661 | 910.2948 | 897.9203 | 830.5757 | 753.0353
2024-12-26 | 668.0359 | 620.9849 | 584.3377 | 572.992 | 602.7099 | 691.3532 | 781.9485 | 822.5072 | 792.9507 | 783.3458 | 744.6684 | 707.8007 | 716.4018 | 728.7088 | 757.4377 | 791.801 | 867.9633 | 916.7598 | 965.2419 | 969.8099 | 952.7825 | 909.9606 | 835.1438 | 746.9972
2024-12-27 | 672.4709 | 620.8067 | 579.2547 | 565.2062 | 593.709 | 676.9219 | 766.1991 | 810.5555 | 754.4322 | 685.7877 | 624.9867 | 605.5917 | 614.8527 | 582.0323 | 608.9559 | 680.7322 | 793.0445 | 880.1808 | 928.3899 | 911.2751 | 892.3617 | 866.1006 | 825.1262 | 753.6353
2024-12-28 | 686.9262 | 631.7887 | 585.2108 | 565.1943 | 569.5912 | 592.4999 | 629.7962 | 685.5775 | 664.7467 | 630.3985 | 603.8023 | 581.8567 | 571.814 | 565.8958 | 550.0917 | 618.9799 | 735.1186 | 840.4443 | 893.3471 | 875.6299 | 869.9553 | 853.678 | 810.996 | 744.9477
2024-12-29 | 682.4242 | 628.2739 | 586.0228 | 564.9767 | 566.4595 | 575.8064 | 594.3966 | 643.8758 | 629.2321 | 599.092 | 512.3752 | 474.7948 | 460.3814 | 408.9662 | 447.8625 | 561.9147 | 714.6703 | 833.6765 | 926.1563 | 908.581 | 904.252 | 868.0552 | 809.2597 | 724.5031
2024-12-30 | 671.7599 | 617.5201 | 580.5648 | 572.3741 | 602.9585 | 699.9415 | 796.9137 | 854.9948 | 799.0803 | 738.9384 | 700.8716 | 680.549 | 665.1619 | 672.7342 | 677.4244 | 732.065 | 820.3147 | 916.1836 | 989.7978 | 976.243 | 949.7388 | 904.2921 | 833.0075 | 744.4213
2024-12-31 | 671.2713 | 621.108 | 583.9374 | 571.0387 | 601.5974 | 694.3122 | 789.9048 | 833.3714 | 776.6396 | 709.2959 | 621.5939 | 584.13 | 585.625 | 528.053 | 560.2212 | 669.5774 | 790.373 | 886.8536 | 963.8037 | 957.444 | 937.1768 | 884.2986 | 814.2858 | 731.6164
2025-01-01 | 706.9276 | 677.1102 | 641.2905 | 615.7576 | 632.7365 | 682.3568 | 758.2609 | 780.4106 | 756.8148 | 703.1662 | 643.3457 | 612.3373 | 586.4896 | 582.1541 | 651.3325 | 733.7546 | 875.9256 | 969.3493 | 1014.0746 | 982.5909 | 951.0473 | 925.4667 | 846.6306 | 758.1175
2025-01-02 | 694.2618 | 658.1322 | 629.3094 | 620.5156 | 661.6018 | 777.2285 | 912.7589 | 939.7697 | 895.8414 | 823.0609 | 773.6505 | 753.1583 | 731.7948 | 691.2207 | 726.358 | 831.1309 | 946.2158 | 1021.5063 | 1070.4748 | 1058.9392 | 1024.6771 | 962.8274 | 874.5489 | 780.3509
2025-01-03 | 675.0989 | 642.4138 | 606.8877 | 595.9224 | 635.1946 | 741.1053 | 873.8584 | 896.5348 | 850.6616 | 765.4442 | 692.4541 | 652.6909 | 666.3814 | 614.2509 | 640.5782 | 723.9715 | 858.4299 | 950.3632 | 998.0439 | 983.2532 | 946.3392 | 900.8097 | 840.9913 | 756.4071
2025-01-04 | 671.3693 | 634.6531 | 597.1156 | 579.9504 | 586.2354 | 615.908 | 691.3135 | 724.6695 | 682.6171 | 630.7576 | 574.1026 | 522.47 | 471.1777 | 446.5009 | 496.2302 | 593.9286 | 745.5388 | 862.555 | 928.1702 | 922.8434 | 905.8343 | 859.7825 | 806.4193 | 733.8615
2025-01-05 | 674.7256 | 628.2877 | 592.3628 | 573.2085 | 577.1859 | 591.1707 | 647.4637 | 667.7813 | 634.2212 | 567.6447 | 511.6383 | 472.3014 | 473.3304 | 432.0864 | 454.8749 | 583.8977 | 746.0259 | 857.8787 | 962.2109 | 953.0037 | 941.2314 | 884.5732 | 798.4712 | 710.8657
2025-01-06 | 665.8473 | 621.3484 | 585.0552 | 580.2759 | 621.7303 | 734.3641 | 871.3235 | 895.2577 | 812.9709 | 717.6945 | 648.5639 | 618.3721 | 612.9927 | 580.3998 | 605.1172 | 701.8595 | 845.2002 | 942.8834 | 1030.1764 | 1025.9466 | 972.6894 | 909.488 | 822.6432 | 726.3959
2025-01-07 | 660.3807 | 621.4506 | 589.7747 | 580.6534 | 622.0745 | 730.5901 | 866.3218 | 881.0467 | 819.8274 | 728.8503 | 656.4193 | 620.0807 | 606.9176 | 575.7899 | 584.4375 | 679.0582 | 825.3388 | 935.1294 | 1010.2806 | 1014.1596 | 967.3322 | 898.8906 | 804.9366 | 710.2282
2025-01-08 | 675.9469 | 647.6678 | 614.3978 | 603.509 | 642.8077 | 755.8002 | 890.6294 | 917.1586 | 843.8559 | 774.3422 | 709.9088 | 681.5666 | 642.6782 | 606.9818 | 637.7156 | 746.5072 | 897.6677 | 986.803 | 1053.053 | 1032.0727 | 989.4308 | 937.8376 | 853.8475 | 752.9463
2025-01-09 | 657.714 | 624.7451 | 594.2217 | 585.7058 | 624.8146 | 732.7307 | 864.3303 | 883.4394 | 822.6414 | 756.2393 | 714.4548 | 677.8529 | 642.0581 | 588.7112 | 610.0924 | 699.3097 | 848.6619 | 943.8215 | 1011.2973 | 1010.7591 | 974.8652 | 913.3491 | 818.5743 | 726.2975
2025-01-10 | 687.2527 | 656.4075 | 621.3023 | 609.4218 | 648.6178 | 756.8797 | 891.0858 | 918.3569 | 866.9062 | 789.1739 | 716.9296 | 660.1425 | 654.7061 | 609.2274 | 642.1646 | 763.0615 | 884.4342 | 972.4189 | 1026.9458 | 1003.0628 | 968.6108 | 923.1258 | 862.2847 | 775.7938
2025-01-11 | 695.1088 | 657.3479 | 621.122 | 602.1497 | 608.9335 | 642.1519 | 720.5814 | 758.961 | 733.645 | 690.6582 | 662.2741 | 630.654 | 594.4363 | 509.4979 | 536.876 | 615.5196 | 782.0218 | 896.9758 | 972.3227 | 955.7468 | 940.4495 | 894.3731 | 840.9272 | 765.9011
2025-01-12 | 709.3875 | 662.9941 | 627.3804 | 605.709 | 610.4883 | 630.6759 | 690.9877 | 722.6269 | 695.6426 | 622.6713 | 564.6841 | 524.4125 | 471.4026 | 426.8053 | 497.4007 | 610.5292 | 775.1883 | 910.2398 | 1020.9692 | 1001.9956 | 990.1626 | 934.5317 | 848.2513 | 754.5826
2025-01-13 | 686.6067 | 641.8147 | 606.8486 | 601.1372 | 643.2583 | 759.5885 | 898.334 | 927.194 | 840.9811 | 738.8723 | 677.367 | 634.1427 | 575.0597 | 572.9452 | 596.0832 | 713.1326 | 868.8425 | 972.7623 | 1071.6953 | 1057.3679 | 1009.9593 | 943.1659 | 854.4062 | 753.29
2025-01-14 | 693.5265 | 655.6009 | 625.6382 | 614.2834 | 656.0605 | 771.0473 | 909.2342 | 938.0055 | 884.1483 | 802.2097 | 723.6411 | 698.5049 | 667.9812 | 629.131 | 672.0268 | 773.8543 | 913.0202 | 995.5129 | 1065.6893 | 1057.5626 | 1012.7662 | 948.1125 | 853.5039 | 757.5821
2025-01-15 | 662.7192 | 632.4849 | 598.4989 | 588.8182 | 627.8322 | 737.358 | 870.6516 | 894.651 | 836.5361 | 771.3339 | 703.8641 | 674.0539 | 667.1044 | 630.1349 | 662.1736 | 766.6305 | 888.898 | 964.7546 | 1027.4753 | 1009.195 | 969.0248 | 914.7656 | 831.6853 | 733.0644
2025-01-16 | 680.1075 | 648.3687 | 618.8782 | 608.8492 | 648.3206 | 760.7746 | 894.4016 | 919.2327 | 882.7939 | 817.8579 | 767.461 | 723.5589 | 717.2056 | 651.5075 | 664.3412 | 755.7544 | 901.6225 | 981.493 | 1051.7688 | 1043.7853 | 1008.5859 | 946.1749 | 853.012 | 757.511
2025-01-17 | 681.7424 | 651.6634 | 616.7215 | 605.1565 | 644.2209 | 751.4346 | 884.5304 | 911.8243 | 870.9964 | 797.23 | 736.743 | 684.6128 | 656.528 | 614.656 | 648.6891 | 729.5524 | 850.1573 | 957.3447 | 1019.056 | 994.9304 | 963.3587 | 916.1975 | 854.4213 | 769.7948
2025-01-18 | 691.8904 | 653.963 | 618.0711 | 599.4025 | 605.9898 | 639.5141 | 717.0879 | 754.3937 | 716.842 | 656.5728 | 593.3927 | 536.6101 | 452.9091 | 435.8545 | 463.8867 | 574.1948 | 746.4247 | 874.6166 | 966.4646 | 952.6335 | 935.8075 | 893.0718 | 838.9006 | 761.3568
2025-01-19 | 698.1124 | 648.0283 | 615.1578 | 594.9562 | 599.2754 | 617.3207 | 675.58 | 706.7809 | 682.2542 | 609.8729 | 552.8973 | 502.5932 | 439.8789 | 411.7532 | 469.3971 | 576.9978 | 752.1091 | 879.1003 | 996.4224 | 979.2721 | 970.1213 | 919.0033 | 832.4011 | 739.3962
2025-01-20 | 689.4921 | 644.9725 | 606.5838 | 589.6511 | 608.7337 | 658.7421 | 735.3696 | 752.1559 | 747.8952 | 697.7266 | 638.4884 | 631.2633 | 625.8798 | 622.1404 | 626.5437 | 729.7429 | 835.7874 | 911.3681 | 997.1636 | 983.4683 | 945.6508 | 906.7841 | 816.4755 | 725.7258
2025-01-21 | 688.4168 | 647.1768 | 616.6324 | 607.4518 | 650.6109 | 764.4992 | 902.0966 | 925.5303 | 871.6038 | 802.8386 | 737.3124 | 709.6418 | 688.6318 | 633.5023 | 650.1619 | 754.3802 | 878.1537 | 976.7973 | 1056.9688 | 1053.4954 | 1007.9505 | 937.0873 | 847.9053 | 750.635
2025-01-22 | 667.3735 | 639.0197 | 605.0791 | 594.6963 | 633.9459 | 744.9071 | 878.8762 | 901.6822 | 847.3934 | 791.3364 | 739.2089 | 687.621 | 666.6169 | 631.9497 | 647.42 | 741.5617 | 856.7937 | 956.9414 | 1039.1845 | 1019.3539 | 978.2313 | 924.9162 | 842.3224 | 741.6926
2025-01-23 | 634.0623 | 603.0118 | 570.5553 | 564.0741 | 602.8907 | 706.7121 | 835.9923 | 846.2552 | 788.8323 | 715.3822 | 639.1919 | 614.0133 | 620.464 | 609.5522 | 619.2775 | 696.8098 | 820.8639 | 887.8304 | 973.5276 | 982.8333 | 945.192 | 881.7172 | 785.9032 | 695.33
2025-01-24 | 648.1393 | 616.7211 | 581.8389 | 572.593 | 611.1433 | 712.178 | 842.382 | 866.4447 | 816.7005 | 740.2423 | 677.397 | 628.4532 | 620.4214 | 578.2612 | 590.1458 | 673.0948 | 785.2619 | 883.2334 | 959.8018 | 950.6601 | 913.5449 | 868.3696 | 806.2351 | 723.3577
2025-01-25 | 671.7806 | 634.7586 | 597.0448 | 579.7028 | 586.0929 | 615.6844 | 691.1715 | 724.9025 | 697.8559 | 660.6529 | 595.8139 | 558.9319 | 555.1493 | 499.4194 | 518.4909 | 590.0491 | 718.0575 | 830.2274 | 929.9089 | 921.34 | 906.5646 | 860.839 | 806.7266 | 733.6414
2025-01-26 | 713.8673 | 666.0636 | 632.2643 | 610.3602 | 615.0049 | 636.1804 | 696.2559 | 732.273 | 708.0842 | 631.2208 | 558.7135 | 506.3672 | 434.5073 | 418.388 | 464.0636 | 589.268 | 745.5806 | 883.4829 | 1018.3258 | 998.7492 | 988.1378 | 940.5184 | 854.7509 | 760.3225
2025-01-27 | 671.0341 | 628.2108 | 594.8204 | 589.676 | 631.2828 | 745.3846 | 880.8507 | 906.7405 | 830.819 | 734.2937 | 677.9802 | 667.9342 | 668.3798 | 642.2829 | 671.5626 | 777.641 | 874.0316 | 942.6935 | 1041.7154 | 1033.2248 | 987.2392 | 928.7164 | 839.4869 | 738.5555
2025-01-28 | 668.032 | 629.163 | 597.706 | 587.9508 | 629.227 | 739.2321 | 874.6788 | 893.6105 | 822.4979 | 735.1465 | 674.5734 | 672.5371 | 669.2586 | 606.1124 | 583.6562 | 681.9865 | 815.5977 | 915.174 | 1022.5839 | 1023.661 | 976.5765 | 910.2661 | 817.3836 | 722.645
2025-01-29 | 660.8127 | 633.8804 | 600.5821 | 590.8225 | 629.8535 | 739.7771 | 873.9879 | 902.6089 | 843.2854 | 767.9024 | 707.427 | 652.4979 | 638.9899 | 602.6868 | 613.374 | 707.5597 | 851.237 | 944.4 | 1028.7947 | 1008.0703 | 966.42 | 914.9735 | 833.169 | 734.442
2025-01-30 | 668.2943 | 637.1836 | 607.5983 | 598.5211 | 638.3739 | 750.4826 | 884.0159 | 902.2444 | 833.2155 | 761.7422 | 690.1026 | 657.3574 | 611.186 | 589.5605 | 584.9109 | 689.3762 | 821.3891 | 926.5412 | 1034.1404 | 1026.6791 | 991.5297 | 929.6659 | 836.5602 | 743.7373
2025-01-31 | 680.9775 | 650.4417 | 616.3748 | 604.8666 | 643.5296 | 751.535 | 886.432 | 913.2084 | 867.9993 | 785.5136 | 716.1794 | 658.8088 | 621.5367 | 578.3833 | 626.4216 | 720.3438 | 830.1399 | 935.5305 | 1021.7837 | 994.0549 | 960.5691 | 913.7018 | 853.7867 | 769.3206
2025-02-01 | 683.5552 | 659.0018 | 624.0639 | 602.1364 | 614.5343 | 660.7374 | 731.2251 | 766.2319 | 704.2263 | 618.5811 | 577.4743 | 560.6864 | 493.7989 | 460.9003 | 469.4488 | 547.815 | 697.7452 | 834.4183 | 917.5734 | 925.5887 | 916.2332 | 872.1912 | 816.9992 | 752.2181
2025-02-02 | 682.8446 | 647.0427 | 611.212 | 590.9907 | 601.1348 | 632.548 | 685.467 | 715.0756 | 679.1054 | 616.5317 | 577.0123 | 504.8093 | 420.0298 | 387.8756 | 492.5427 | 556.7824 | 719.457 | 820.5896 | 935.008 | 940.938 | 939.9437 | 889.0147 | 801.2989 | 723.2235
2025-02-03 | 660.0518 | 632.1319 | 595.175 | 585.528 | 627.3994 | 739.8877 | 857.7983 | 889.7614 | 819.9908 | 732.9197 | 661.9622 | 640.7212 | 597.0605 | 584.3109 | 562.5321 | 634.4906 | 782.6996 | 881.6616 | 973.4809 | 990.5998 | 954.6441 | 894.3746 | 806.8023 | 724.013
2025-02-04 | 659.1913 | 633.2605 | 600.5405 | 586.7276 | 628.7838 | 738.3159 | 855.2368 | 872.0523 | 800.9775 | 725.3439 | 645.9212 | 617.6233 | 611.4998 | 566.5285 | 546.8886 | 615.6693 | 758.8007 | 866.4214 | 948.295 | 975.7028 | 943.7849 | 880.2424 | 788.6612 | 708.554
2025-02-05 | 663.2986 | 644.5428 | 610.3277 | 595.9871 | 636.1233 | 747.4704 | 863.2323 | 883.241 | 802.1736 | 698.8551 | 638.7282 | 593.7053 | 613.8727 | 567.1256 | 565.6557 | 629.8529 | 752.6756 | 876.4237 | 965.7419 | 972.5554 | 943.6099 | 897.7435 | 815.1586 | 729.232
2025-02-06 | 660.2231 | 641.2346 | 610.3287 | 596.8863 | 637.8475 | 748.9369 | 862.517 | 877.8343 | 816.3459 | 743.6463 | 689.8171 | 673.4751 | 632.4963 | 595.0626 | 557.896 | 632.7822 | 774.1784 | 882.6856 | 960.9273 | 983.0115 | 959.6215 | 900.4766 | 806.8835 | 729.2216
2025-02-07 | 670.4797 | 651.0605 | 616.9713 | 601.8134 | 642.0574 | 750.4188 | 864.8676 | 888.1791 | 784.025 | 667.3202 | 590.67 | 543.627 | 457.0175 | 470.9649 | 491.7201 | 599.9208 | 739.248 | 856.5346 | 949.4751 | 954.8637 | 934.202 | 890.3406 | 823.8179 | 752.6761
2025-02-08 | 680.0847 | 656.0509 | 619.9435 | 598.3074 | 610.6887 | 656.1982 | 726.3403 | 755.3474 | 684.9636 | 586.9331 | 510.6192 | 478.3565 | 380.3297 | 364.4889 | 415.7343 | 511.1145 | 672.0607 | 812.4407 | 909.8677 | 920.7548 | 910.9905 | 866.2245 | 807.3053 | 746.7191
2025-02-09 | 705.0838 | 668.8077 | 636.4853 | 612.2071 | 622.4102 | 657.9783 | 711.1117 | 736.6752 | 674.4145 | 576.2008 | 507.8467 | 468.7926 | 373.2666 | 368.0693 | 401.7764 | 506.3765 | 692.9682 | 837.0129 | 966.618 | 970.8431 | 966.5869 | 918.026 | 831.2409 | 751.6407
2025-02-10 | 686.8827 | 653.995 | 620.5563 | 610.5662 | 652.9355 | 770.4502 | 891.6666 | 916.9418 | 839.4389 | 713.688 | 650.7034 | 601.5529 | 586.106 | 558.1513 | 576.8895 | 672.8673 | 803.7519 | 908.2059 | 1013.3772 | 1020.6981 | 989.2736 | 928.7333 | 840.5443 | 754.0874
2025-02-11 | 667.2432 | 643.8417 | 612.0721 | 597.3823 | 639.64 | 751.4529 | 869.2305 | 880.4527 | 806.8997 | 707.5673 | 635.9412 | 603.5658 | 565.6588 | 534.9963 | 524.1636 | 585.0767 | 736.8427 | 867.7936 | 965.9021 | 988.2527 | 958.7827 | 896.5714 | 804.4904 | 724.625
2025-02-12 | 662.4902 | 646.0902 | 613.267 | 598.75 | 639.0384 | 751.0587 | 866.2106 | 880.8534 | 784.6667 | 686.4077 | 598.3939 | 556.9401 | 476.7487 | 455.8557 | 467.2916 | 589.4791 | 756.3569 | 861.2894 | 966.1383 | 973.2943 | 945.3085 | 899.1453 | 817.5736 | 734.0127
2025-02-13 | 671.0562 | 649.59 | 621.7671 | 607.4632 | 648.5789 | 761.9212 | 874.3365 | 891.6278 | 853.7742 | 803.54 | 771.6948 | 630.7377 | 625.3987 | 610.725 | 596.5689 | 668.4027 | 797.7206 | 896.076 | 977.146 | 995.2008 | 970.6351 | 915.7764 | 825.5498 | 745.0874
2025-02-14 | 674.5598 | 655.7253 | 621.1364 | 605.3827 | 645.1368 | 754.3978 | 865.1857 | 889.9893 | 837.2649 | 763.314 | 702.4979 | 687.6542 | 668.1858 | 645.0323 | 589.7269 | 657.712 | 771.3452 | 869.7067 | 953.3484 | 958.2894 | 934.9134 | 889.2398 | 830.0291 | 757.3414
2025-02-15 | 698.403 | 672.5537 | 639.1735 | 615.9907 | 628.5867 | 677.2045 | 748.5744 | 785.4248 | 747.3218 | 674.1985 | 577.1138 | 538.6262 | 456.3845 | 439.7971 | 441.3446 | 520.6198 | 672.5111 | 818.189 | 933.8046 | 944.1056 | 936.2282 | 893.5879 | 837.7237 | 773.5579
2025-02-16 | 691.7462 | 655.1622 | 621.9131 | 599.9989 | 610.6734 | 643.9989 | 698.9228 | 712.1499 | 668.7865 | 573.7627 | 482.6468 | 447.5274 | 365.7903 | 371.1601 | 407.7272 | 484.7454 | 662.0089 | 801.3667 | 940.7075 | 955.1806 | 952.5744 | 901.6429 | 814.7111 | 735.5297
2025-02-17 | 691.7732 | 662.8454 | 625.2227 | 601.9375 | 624.2576 | 684.9415 | 757.1913 | 767.1957 | 696.9318 | 618.3277 | 593.1451 | 545.9642 | 463.231 | 444.276 | 440.7468 | 548.2739 | 697.8917 | 828.8924 | 940.0628 | 947.0422 | 925.6892 | 892.9273 | 800.935 | 725.5249
2025-02-18 | 682.6448 | 655.0396 | 626.8636 | 613.3794 | 657.0655 | 772.5861 | 891.5866 | 899.6299 | 821.8892 | 708.0142 | 680.1486 | 678.7884 | 658.2302 | 670.5816 | 630.1202 | 681.3494 | 807.2022 | 903.0846 | 989.3796 | 1010.7133 | 981.4393 | 920.6238 | 832.4875 | 752.4285
2025-02-19 | 674.0201 | 655.1615 | 621.5742 | 606.5743 | 647.1929 | 761.1114 | 876.7194 | 883.3207 | 810.3458 | 726.253 | 646.1329 | 590.8043 | 523.6873 | 486.4945 | 530.5494 | 627.9668 | 752.683 | 874.4209 | 975.2092 | 983.9533 | 955.3393 | 911.6412 | 830.3831 | 745.0653
2025-02-20 | 669.4231 | 651.3295 | 620.5418 | 606.5705 | 647.6223 | 761.064 | 876.2229 | 884.852 | 801.3299 | 711.5175 | 654.7722 | 617.9406 | 572.9159 | 573.5541 | 575.729 | 657.3724 | 763.0205 | 869.9278 | 973.8956 | 994.1531 | 968.9016 | 915.365 | 823.9371 | 743.8496
2025-02-21 | 667.9512 | 647.2896 | 614.4127 | 599.5805 | 639.5572 | 747.4376 | 861.6887 | 867.3315 | 800.421 | 701.1463 | 614.2728 | 574.663 | 511.2983 | 528.0079 | 530.4583 | 607.9942 | 742.4819 | 850.5253 | 940.503 | 949.133 | 925.5892 | 882.7499 | 819.2925 | 748.8465
2025-02-22 | 692.6411 | 668.3618 | 633.3682 | 611.0378 | 623.5376 | 671.8129 | 742.8597 | 768.5672 | 702.5719 | 641.9744 | 609.0675 | 564.378 | 507.4654 | 465.8743 | 505.0374 | 591.0278 | 725.6237 | 826.8427 | 924.1104 | 936.5968 | 928.7409 | 884.8016 | 829.0115 | 763.5478
2025-02-23 | 694.9738 | 658.8357 | 626.5485 | 603.2376 | 613.6563 | 647.5965 | 701.9723 | 718.4061 | 677.0909 | 565.5889 | 502.0054 | 460.2475 | 398.7028 | 385.1242 | 449.6314 | 512.3813 | 672.1557 | 806.2673 | 944.08 | 952.9589 | 956.2581 | 908.2234 | 819.4948 | 738.2709
2025-02-24 | 671.3117 | 639.321 | 604.4819 | 596.459 | 638.5336 | 753.2407 | 871.5772 | 881.3394 | 801.2531 | 690.0914 | 613.9676 | 583.3934 | 579.6856 | 562.4282 | 557.2257 | 643.5119 | 752.6507 | 862.1426 | 976.4918 | 997.6215 | 961.3 | 906.5569 | 818.1204 | 733.2919
2025-02-25 | 652.718 | 629.0236 | 596.0669 | 582.6044 | 624.4882 | 733.5494 | 849.7075 | 845.4841 | 763.3026 | 664.8024 | 602.8788 | 576.1431 | 532.5717 | 528.3966 | 594.9957 | 652.3707 | 736.9017 | 837.5184 | 939.6384 | 969.5279 | 935.4655 | 874.1222 | 782.9014 | 703.6494
2025-02-26 | 646.0735 | 630.9401 | 596.3199 | 583.3192 | 623.4348 | 732.4623 | 845.871 | 846.7849 | 762.1474 | 650.2775 | 580.291 | 538.8714 | 468.0388 | 471.0954 | 469.2397 | 555.2039 | 710.7207 | 834.6188 | 936.5346 | 954.8689 | 924.9673 | 877.8961 | 794.3221 | 711.3626
2025-02-27 | 634.5131 | 615.1424 | 584.6795 | 573.0999 | 613.0233 | 719.2942 | 830.5111 | 825.1703 | 721.4346 | 597.8837 | 547.5553 | 522.7577 | 457.8418 | 510.6183 | 532.8213 | 585.6224 | 730.9657 | 820.7902 | 915.9689 | 949.8373 | 924.0376 | 865.5363 | 772.2867 | 696.2239
2025-02-28 | 667.9398 | 651.2923 | 615.3565 | 600.0896 | 640.2489 | 747.6098 | 862.3065 | 875.5936 | 827.9944 | 737.6882 | 677.3346 | 659.4398 | 653.1803 | 625.3436 | 675.477 | 729.6002 | 810.9519 | 876.5649 | 946.2863 | 952.3905 | 926.5742 | 886.9242 | 820.1732 | 750.8593
2025-03-01 | 683.0317 | 640.1366 | 604.8872 | 574.786 | 581.5593 | 618.1284 | 681.9243 | 734.3901 | 699.6001 | 643.9787 | 587.4244 | 532.1731 | 488.0964 | 430.5045 | 460.1305 | 539.6696 | 671.9002 | 801.4156 | 896.0666 | 903.0702 | 884.1916 | 870.469 | 820.8786 | 755.13
2025-03-02 | 661.8755 | 623.8053 | 586.6527 | 556.7069 | 560.7372 | 583.5956 | 631.0465 | 665.7913 | 616.508 | 547.2037 | 505.8382 | 470.3299 | 418.8146 | 389.1534 | 375.3851 | 457.8772 | 630.7909 | 768.6427 | 892.8294 | 909.8154 | 887.4951 | 870.234 | 789.1501 | 700.2166
2025-03-03 | 628.7326 | 591.4062 | 559.8478 | 546.5372 | 583.7015 | 687.417 | 801.3553 | 815.9819 | 722.3259 | 656.5589 | 596.0232 | 516.1492 | 474.2847 | 472.337 | 530.2321 | 605.5342 | 714.7174 | 815.0989 | 933.8783 | 953.7514 | 902.5464 | 874.7952 | 788.4689 | 695.8782
2025-03-04 | 643.4849 | 614.1804 | 583.734 | 561.8105 | 599.3071 | 704.1821 | 817.2521 | 847.4879 | 771.4535 | 700.4568 | 628.5975 | 597.423 | 563.1751 | 516.5723 | 563.6478 | 650.7106 | 763.1845 | 846.5432 | 939.7282 | 961.6781 | 920.5574 | 883.037 | 796.5279 | 706.6173
2025-03-05 | 630.5586 | 607.6396 | 574.7642 | 554.0492 | 589.3851 | 690.3899 | 800.6038 | 808.4433 | 708.331 | 604.4761 | 539.004 | 447.0391 | 385.9438 | 373.2792 | 408.4826 | 501.2749 | 644.3826 | 794.9828 | 914.4769 | 932.1564 | 891.8503 | 867.8564 | 793.5766 | 703.5696
2025-03-06 | 640.7002 | 613.2529 | 585.1206 | 564.7935 | 601.113 | 703.6524 | 815.4849 | 822.8876 | 721.0163 | 639.3124 | 567.2068 | 481.6258 | 426.0838 | 414.6343 | 424.7542 | 528.6442 | 657.5717 | 804.6736 | 926.6379 | 951.6629 | 916.814 | 890.3734 | 802.9127 | 718.3576
2025-03-07 | 651.9855 | 625.642 | 592.8046 | 571.0579 | 606.3643 | 703.5084 | 811.7557 | 823.4335 | 730.4781 | 625.8208 | 546.8474 | 482.3256 | 433.5079 | 450.0361 | 521.0412 | 604.046 | 723.747 | 828.7968 | 915.8482 | 927.0761 | 890.2633 | 871.7805 | 821.4937 | 741.7806
2025-03-08 | 667.6719 | 625.837 | 591.5552 | 563.7384 | 570.3714 | 604.5606 | 667.8928 | 699.0441 | 643.794 | 583.3522 | 526.0396 | 482.6072 | 406.7258 | 436.3258 | 472.8357 | 521.0202 | 639.1296 | 745.0307 | 875.6226 | 884.589 | 868.5869 | 850.1709 | 804.2604 | 737.7516
2025-03-09 | 686.1378 | 647.6574 | 611.5297 | 577.2962 | 580.8478 | 603.714 | 652.9115 | 689.5939 | 647.1073 | 583.2434 | 515.4468 | 469.2096 | 390.0241 | 371.1295 | 427.6236 | 507.8225 | 649.3605 | 794.8226 | 935.5929 | 940.4391 | 929.2052 | 910.4029 | 827.2467 | 733.693
2025-03-10 | 653.1588 | 612.6808 | 582.8615 | 564.9203 | 599.8563 | 700.4835 | 823.0845 | 832.4658 | 726.0114 | 609.4952 | 572.7158 | 516.5979 | 441.2972 | 441.3129 | 475.9797 | 583.0456 | 705.5679 | 835.044 | 963.2008 | 981.1416 | 943.5677 | 916.4001 | 827.791 | 729.7988
2025-03-11 | 653.0927 | 621.3765 | 590.5546 | 565.4377 | 599.6646 | 698.5423 | 819.5586 | 844.7165 | 781.7393 | 714.3988 | 652.3133 | 617.9392 | 597.4198 | 531.1894 | 558.7472 | 617.5635 | 735.1813 | 848.7632 | 952.582 | 971.6092 | 937.1288 | 899.5228 | 812.1789 | 721.5437
2025-03-12 | 654.9243 | 627.3824 | 596.9003 | 571.6571 | 603.5581 | 703.3436 | 822.2106 | 845.0432 | 781.5279 | 694.5173 | 633.9783 | 597.1469 | 562.7137 | 510.6151 | 512.2239 | 572.0667 | 695.8503 | 832.6862 | 955.6255 | 964.8007 | 935.3872 | 911.27 | 833.0403 | 738.9412
2025-03-13 | 657.32 | 627.3839 | 597.7863 | 575.6859 | 608.0429 | 706.2185 | 826.3146 | 831.0129 | 749.1624 | 671.4208 | 601.3606 | 573.2569 | 503.9798 | 514.5053 | 529.1459 | 610.0947 | 731.5829 | 849.7418 | 959.1049 | 974.4521 | 950.0656 | 921.492 | 830.9579 | 744.0045
2025-03-14 | 661.6309 | 633.3797 | 602.0173 | 575.3411 | 607.0478 | 698.882 | 814.2281 | 825.3151 | 752.8947 | 676.1839 | 624.5536 | 575.1955 | 513.9403 | 531.0335 | 552.6805 | 637.8249 | 746.4042 | 841.6791 | 932.8191 | 942.47 | 908.1252 | 898.9872 | 840.3882 | 756.4915
2025-03-15 | 670.8851 | 628.1262 | 591.5028 | 562.6952 | 567.9901 | 598.8447 | 662.6055 | 679.4227 | 640.7999 | 559.8754 | 497.5793 | 435.7726 | 345.3109 | 337.0999 | 384.804 | 487.1411 | 605.7064 | 750.8194 | 882.8338 | 891.2939 | 874.2275 | 858.0897 | 811.0969 | 742.9784
2025-03-16 | 652.8341 | 613.4858 | 572.2313 | 543.3166 | 546.795 | 565.3367 | 611.9104 | 608.0075 | 547.3192 | 471.317 | 393.7242 | 348.2809 | 279.4558 | 306.0009 | 322.2091 | 405.3367 | 569.4925 | 728.5403 | 878.4608 | 900.0804 | 882.2813 | 862.7758 | 778.1609 | 686.7147
2025-03-17 | 635.4865 | 596.6707 | 564.5832 | 548.6624 | 583.36 | 683.0703 | 803.8312 | 795.1528 | 679.5468 | 569.5733 | 509.3578 | 435.8969 | 390.0658 | 373.5514 | 407.3761 | 512.2881 | 652.2582 | 791.7711 | 940.2254 | 967.0294 | 920.2899 | 889.0762 | 802.0767 | 708.3106
2025-03-18 | 629.1946 | 597.3518 | 566.6622 | 543.3799 | 577.1445 | 674.302 | 793.112 | 785.7167 | 703.0743 | 610.3629 | 527.9397 | 476.7044 | 422.1268 | 419.2848 | 454.757 | 519.0366 | 658.4125 | 790.0598 | 914.0077 | 944.5388 | 909.0169 | 867.8368 | 779.0276 | 690.6345
2025-03-19 | 633.0706 | 606.7281 | 573.0413 | 550.287 | 581.9401 | 678.596 | 796.3216 | 790.5662 | 706.0564 | 641.84 | 590.5491 | 564.6754 | 515.9747 | 489.3653 | 520.2671 | 556.1918 | 670.6086 | 795.0731 | 926.6555 | 941.2585 | 905.8241 | 878.1507 | 799.3146 | 707.6109
2025-03-20 | 641.4482 | 612.2553 | 581.0923 | 560.4913 | 592.466 | 690.1749 | 808.8287 | 795.268 | 722.2063 | 633.9393 | 599.2119 | 552.9147 | 482.8144 | 502.5551 | 538.4705 | 607.7535 | 714.558 | 821.4851 | 933.6174 | 961.5359 | 927.7509 | 897.1376 | 807.2085 | 720.2782
2025-03-21 | 653.5863 | 626.4227 | 594.4999 | 568.2573 | 600.3862 | 692.7867 | 807.4877 | 807.3659 | 738.1052 | 663.0505 | 624.537 | 561.4342 | 487.3717 | 474.8954 | 512.3353 | 606.3677 | 723.0379 | 816.6374 | 921.6405 | 936.5176 | 900.8485 | 886.5449 | 828.5395 | 746.9573
2025-03-22 | 684.1594 | 642.315 | 608.0558 | 575.8929 | 580.9513 | 614.3955 | 678.8643 | 691.8719 | 662.6209 | 608.1949 | 573.4094 | 549.0597 | 489.8719 | 449.0998 | 486.0231 | 530.3329 | 692.8593 | 795.1606 | 907.3172 | 909.6746 | 893.7847 | 879.786 | 830.094 | 760.8293
2025-03-23 | 677.9248 | 638.5898 | 598.283 | 567.9245 | 571.8155 | 595.6497 | 644.185 | 640.1915 | 599.7123 | 531.1877 | 486.1235 | 444.8152 | 354.9882 | 354.462 | 398.9901 | 511.8761 | 656.9523 | 782.9613 | 921.2531 | 931.8201 | 914.3845 | 896.8704 | 813.5134 | 721.6265
2025-03-24 | 650.3604 | 610.6582 | 580.1309 | 562.211 | 597.1752 | 700.2541 | 822.337 | 810.9479 | 721.5478 | 667.3129 | 609.3794 | 604.373 | 577.7282 | 540.4853 | 561.4836 | 603.7355 | 713.0458 | 831.6589 | 961.3497 | 983.1643 | 940.3392 | 903.7193 | 822.5965 | 726.9965
2025-03-25 | 661.3186 | 628.1623 | 600.688 | 574.9917 | 609.3766 | 712.6643 | 834.1189 | 811.7097 | 738.3863 | 673.1098 | 638.1226 | 612.4641 | 542.8598 | 520.6452 | 535.0409 | 605.1584 | 733.8763 | 851.5039 | 959.0805 | 984.3466 | 948.7899 | 911.0297 | 824.1717 | 733.3858
2025-03-26 | 682.4491 | 659.5638 | 622.7783 | 583.0394 | 593.687 | 633.6169 | 698.9012 | 675.2081 | 636.2706 | 569.6039 | 527.8743 | 459.3904 | 380.9866 | 366.8567 | 389.6645 | 493.387 | 637.7717 | 802.9268 | 920.1356 | 915.4049 | 901.001 | 899.569 | 822.5671 | 739.2103
2025-03-27 | 654.6208 | 622.5997 | 594.2672 | 572.0817 | 605.5302 | 703.1933 | 821.8597 | 789.7687 | 691.3409 | 591.8633 | 527.6761 | 418.4671 | 393.3436 | 385.9153 | 403.5234 | 488.471 | 653.5974 | 809.0053 | 946.5804 | 973.4916 | 943.5672 | 916.8457 | 827.5436 | 739.7838
2025-03-28 | 655.3173 | 627.2755 | 593.0615 | 569.3722 | 601.3476 | 693.2422 | 807.2014 | 772.061 | 718.9708 | 652.6038 | 615.9646 | 550.1729 | 477.0937 | 469.245 | 483.742 | 555.3916 | 674.3778 | 810.9332 | 926.226 | 939.0941 | 904.2061 | 888.9068 | 831.2463 | 750.1817
2025-03-29 | 679.9889 | 635.3338 | 600.3912 | 570.4374 | 575.485 | 607.8658 | 669.6128 | 667.7536 | 625.8278 | 568.1491 | 485.7842 | 412.315 | 331.9371 | 305.6748 | 357.9529 | 461.9365 | 614.3545 | 764.2366 | 904.8195 | 913.717 | 891.4498 | 871.8718 | 825.3753 | 753.2296
2025-03-30 | 680.033 | 639.5926 | 599.9169 | 568.9275 | 574.3973 | 598.7734 | 645.3229 | 620.2204 | 584.3049 | 495.2482 | 431.1022 | 369.5893 | 297.748 | 286.5707 | 332.8395 | 418.3813 | 588.9137 | 771.7611 | 924.3817 | 938.9175 | 921.8853 | 898.9153 | 815.0159 | 725.2802
2025-03-31 | 666.9764 | 625.8036 | 595.46 | 577.8971 | 615.7944 | 721.5302 | 839.8615 | 815.9826 | 714.6443 | 639.9794 | 618.8963 | 619.3618 | 572.8476 | 541.971 | 553.0251 | 619.4816 | 759.3469 | 881.8439 | 1000.6731 | 1008.7762 | 965.0324 | 934.5036 | 848.3488 | 751.9192
2025-04-01 | 678.6417 | 645.6888 | 606.9262 | 586.7315 | 624.5206 | 722.4838 | 827.217 | 815.8603 | 758.4517 | 669.679 | 616.475 | 564.8403 | 496.0055 | 478.8024 | 520.7066 | 617.9272 | 790.3929 | 886.8554 | 977.8082 | 999.8768 | 987.445 | 936.018 | 837.9985 | 762.8602
2025-04-02 | 667.742 | 642.3485 | 599.6543 | 580.0571 | 617.42 | 711.3707 | 816.6489 | 807.4933 | 747.604 | 667.7195 | 613.3032 | 549.7285 | 499.2438 | 497.5686 | 558.5247 | 643.0499 | 780.618 | 878.0855 | 972.2383 | 975.9635 | 965.7498 | 932.4554 | 843.8186 | 762.6608
2025-04-03 | 660.3041 | 632.5646 | 593.0169 | 576.1872 | 613.035 | 704.4848 | 807.7736 | 787.4277 | 708.5441 | 618.1401 | 567.11 | 457.6297 | 437.2776 | 481.5825 | 532.9797 | 643.682 | 749.1304 | 849.5844 | 950.8192 | 972.9019 | 968.0235 | 929.0873 | 826.4693 | 752.9317
2025-04-04 | 663.336 | 636.8307 | 592.3354 | 572.4496 | 608.7264 | 693.9562 | 797.2332 | 775.4514 | 736.0334 | 657.3488 | 574.2447 | 495.9725 | 443.6988 | 415.9905 | 466.7022 | 590.408 | 714.6889 | 831.2316 | 914.6435 | 933.2898 | 921.2821 | 899.5738 | 832.6818 | 765.3165
2025-04-05 | 677.4742 | 636.2724 | 588.8689 | 564.4495 | 573.4095 | 598.2976 | 655.3862 | 653.7434 | 603.7512 | 558.5986 | 500.2515 | 446.7282 | 395.1468 | 321.9227 | 374.714 | 461.4238 | 639.7089 | 763.6867 | 881.4304 | 888.6458 | 893.7746 | 867.6188 | 809.2959 | 757.387
2025-04-06 | 678.3861 | 641.0822 | 591.9018 | 565.829 | 571.6516 | 586.638 | 623.2117 | 610.6675 | 569.5142 | 507.5626 | 447.0467 | 386.1693 | 313.2415 | 302.1593 | 351.2507 | 448.7023 | 633.0759 | 767.5019 | 906.9325 | 923.4655 | 931.6146 | 895.5878 | 802.8125 | 728.2564
2025-04-07 | 640.8916 | 603.0207 | 561.3749 | 551.2089 | 589.6445 | 682.7347 | 792.2172 | 785.7901 | 715.541 | 635.4739 | 564.8521 | 535.9523 | 522.6374 | 498.8923 | 591.0176 | 667.6525 | 770.5942 | 841.3299 | 938.3947 | 961.9677 | 936.6984 | 895.6194 | 799.3144 | 721.0929
2025-04-08 | 636.2138 | 606.3801 | 566.0502 | 547.5524 | 584.8188 | 674.8096 | 776.1142 | 760.9087 | 717.8791 | 628.629 | 553.0207 | 516.1015 | 464.9323 | 459.7659 | 471.5498 | 560.2663 | 708.6387 | 799.2342 | 911.4166 | 945.0118 | 929.4097 | 876.7853 | 776.1628 | 704.1534
2025-04-09 | 634.8132 | 611.3177 | 569.3825 | 551.5291 | 586.9941 | 675.4817 | 777.6119 | 744.7812 | 672.0784 | 578.9511 | 511.4798 | 430.6316 | 422.0591 | 395.3124 | 444.6325 | 532.525 | 680.9456 | 801.6928 | 910.6322 | 933.2076 | 918.2865 | 884.2657 | 792.55 | 717.8885
2025-04-10 | 637.5483 | 611.0998 | 571.8035 | 555.3263 | 591.2463 | 679.0405 | 779.7849 | 740.5326 | 648.3454 | 571.6102 | 519.6879 | 429.3088 | 413.2559 | 404.6482 | 452.8034 | 554.0359 | 693.4531 | 799.5863 | 909.9012 | 944.0598 | 935.1609 | 894.9537 | 791.3572 | 722.4762
2025-04-11 | 649.1251 | 623.5781 | 581.225 | 560.7081 | 596.2564 | 679.6139 | 777.2251 | 763.4158 | 712.7179 | 615.8065 | 577.6418 | 506.5375 | 433.1784 | 387.1638 | 440.0549 | 553.5216 | 703.1339 | 797.977 | 891.8461 | 917.6416 | 901.1071 | 880.3004 | 810.3541 | 746.6127
2025-04-12 | 661.6071 | 622.4307 | 576.6058 | 551.1858 | 558.8636 | 580.8604 | 630.581 | 615.8442 | 585.3088 | 531.4206 | 460.6223 | 356.3213 | 316.7615 | 279.909 | 324.2226 | 437.8824 | 588.3114 | 736.4504 | 855.1384 | 873.0128 | 873.8865 | 847.9635 | 788.7841 | 739.0164
2025-04-13 | 683.3965 | 646.0602 | 596.5333 | 569.9334 | 575.7274 | 592.1712 | 626.9324 | 619.4551 | 583.2326 | 514.5602 | 419.8876 | 356.0675 | 307.1235 | 296.9616 | 381.7225 | 516.9177 | 689.9809 | 793.3275 | 918.66 | 933.6331 | 936.8827 | 901.2116 | 811.1317 | 734.8707
2025-04-14 | 651.0952 | 613.0328 | 572.8598 | 560.6282 | 600.0099 | 694.6749 | 799.9584 | 781.0152 | 721.8843 | 621.2447 | 562.2837 | 555.5928 | 512.3523 | 508.3837 | 528.7406 | 624.6987 | 758.483 | 851.4589 | 950.9714 | 974.3548 | 951.2199 | 908.2486 | 813.112 | 735.1684
2025-04-15 | 657.5978 | 626.0202 | 587.777 | 567.5348 | 605.0778 | 699.3595 | 803.8162 | 776.7375 | 691.2121 | 618.0721 | 535.2913 | 453.56 | 431.4517 | 421.3926 | 474.9988 | 551.1126 | 702.9356 | 820.8169 | 941.9754 | 972.3516 | 959.5031 | 907.6723 | 808.7138 | 735.0382
2025-04-16 | 656.1428 | 631.2584 | 587.7684 | 570.5289 | 606.4609 | 699.3432 | 796.9636 | 774.1735 | 704.7165 | 636.1986 | 589.2502 | 536.7778 | 508.8059 | 491.1353 | 501.5752 | 587.2345 | 722.2669 | 833.466 | 925.1542 | 944.9319 | 947.3718 | 912.7219 | 823.0541 | 745.9722
2025-04-17 | 661.566 | 633.8162 | 595.9626 | 579.0057 | 615.4388 | 707.5176 | 791.5726 | 778.143 | 738.5968 | 677.7417 | 631.1013 | 590.9238 | 523.5413 | 525.0634 | 546.8535 | 639.5575 | 774.3385 | 859.8075 | 951.9095 | 976.388 | 971.002 | 928.4812 | 827.8497 | 756.5952
2025-04-18 | 688.7988 | 663.7856 | 618.5644 | 582.6651 | 596.999 | 623.1345 | 660.3476 | 629.0927 | 614.4486 | 559.6487 | 507.3476 | 382.5607 | 338.7333 | 333.0337 | 395.3963 | 516.4292 | 665.5234 | 791.2466 | 879.0414 | 885.8825 | 885.6036 | 885.2879 | 817.7746 | 763.255
2025-04-19 | 687.2806 | 643.9824 | 597.7168 | 574.7198 | 584.6221 | 611.8255 | 660.4926 | 669.6 | 669.4974 | 632.2715 | 577.8672 | 515.7191 | 437.4725 | 392.8223 | 446.8313 | 538.8239 | 704.8928 | 801.1126 | 890.3749 | 901.2441 | 907.3955 | 884.564 | 824.8425 | 771.4815
2025-04-20 | 688.5368 | 651.1357 | 602.6999 | 575.6412 | 582.0856 | 599.8085 | 626.3874 | 625.0858 | 602.8578 | 561.0018 | 542.544 | 510.4582 | 451.4768 | 404.9487 | 453.6962 | 551.9846 | 686.1511 | 803.7224 | 922.0963 | 935.3717 | 945.3329 | 911.9907 | 818.0971 | 742.8285
2025-04-21 | 658.8848 | 619.9723 | 582.5112 | 568.6615 | 606.7458 | 700.579 | 798.3802 | 784.8803 | 696.0926 | 624.7577 | 574.0269 | 529.9963 | 484.0693 | 499.9225 | 556.9141 | 637.8398 | 767.0148 | 841.5841 | 959.5538 | 980.0338 | 960.3066 | 917.83 | 822.9132 | 745.2088
2025-04-22 | 666.1028 | 636.8019 | 595.4465 | 575.1338 | 612.8675 | 707.9293 | 807.3326 | 772.9301 | 725.6186 | 617.4075 | 542.3818 | 485.0988 | 497.357 | 525.9726 | 535.4675 | 603.3776 | 754.1052 | 847.6214 | 957.044 | 983.9805 | 969.9063 | 917.4716 | 820.2591 | 746.4735
2025-04-23 | 660.3934 | 638.4283 | 594.9935 | 574.9837 | 610.9097 | 704.961 | 805.5489 | 779.9017 | 708.599 | 640.6805 | 595.4333 | 540.0008 | 536.8301 | 491.9637 | 515.3577 | 621.2671 | 769.6067 | 855.1144 | 956.1643 | 967.4809 | 954.5592 | 919.0493 | 830.8837 | 754.1447
2025-04-24 | 659.5875 | 635.0937 | 594.9215 | 576.1133 | 612.2707 | 705.6293 | 800.7411 | 754.0454 | 707.3802 | 637.1987 | 596.4204 | 536.4161 | 506.9403 | 478.2314 | 519.9587 | 630.8435 | 743.8107 | 845.5158 | 945.935 | 977.6989 | 964.5115 | 926.3171 | 823.1216 | 753.0789
2025-04-25 | 662.7014 | 636.1754 | 594.665 | 573.509 | 609.0311 | 695.7656 | 793.141 | 756.8925 | 679.8581 | 577.8334 | 518.3629 | 420.3795 | 439.2391 | 396.0649 | 470.5353 | 556.06 | 697.1696 | 809.3571 | 913.1563 | 936.5418 | 921.2961 | 898.9314 | 829.7251 | 765.4202
2025-04-26 | 687.6936 | 646.4383 | 602.952 | 575.854 | 583.7379 | 610.8057 | 655.5205 | 644.331 | 617.3871 | 547.7837 | 496.5241 | 412.208 | 396.4234 | 369.5775 | 434.7522 | 526.3347 | 684.67 | 783.5711 | 892.1087 | 903.9206 | 910.7589 | 884.7335 | 826.0142 | 771.9541
2025-04-27 | 685.525 | 648.0419 | 600.2797 | 572.0629 | 577.5025 | 595.0907 | 624.5238 | 606.7771 | 591.1563 | 522.0933 | 461.5127 | 436.5318 | 404.1229 | 399.5585 | 467.9334 | 564.8469 | 712.9362 | 805.4672 | 921.5096 | 935.5046 | 937.22 | 901.7814 | 812.5244 | 736.1431
2025-04-28 | 646.9926 | 612.2909 | 571.1315 | 557.7428 | 595.7796 | 691.4354 | 785.2358 | 762.3069 | 693.9138 | 601.5995 | 558.2353 | 531.4329 | 482.1309 | 486.9766 | 524.8575 | 593.9906 | 740.8717 | 833.7049 | 940.8958 | 972.9909 | 947.5246 | 905.8035 | 807.8648 | 730.7864
2025-04-29 | 658.5651 | 625.67 | 583.827 | 565.2181 | 605.0904 | 697.9298 | 790.6013 | 749.7382 | 680.6977 | 588.7927 | 548.894 | 462.378 | 483.8623 | 480.6628 | 529.3626 | 625.0562 | 755.1762 | 828.8175 | 931.1707 | 972.6433 | 952.3645 | 899.2843 | 801.8403 | 728.432
2025-04-30 | 646.4254 | 625.5331 | 580.8001 | 562.8238 | 600.0397 | 690.0542 | 785.6708 | 764.4222 | 708.3888 | 650.7187 | 603.3119 | 544.8088 | 500.4595 | 491.3104 | 484.9784 | 589.3641 | 717.427 | 804.8195 | 906.2273 | 931.0124 | 933.1283 | 897.3303 | 808.9422 | 732.1897
2025-05-01 | 678.7823 | 637.1988 | 611.0613 | 599.5541 | 633.6992 | 711.6267 | 763.8494 | 715.3162 | 644.4447 | 553.8567 | 531.2714 | 444.6843 | 442.9499 | 441.2982 | 506.7442 | 586.9582 | 737.842 | 840.5879 | 908.1171 | 944.8968 | 934.0836 | 900.3816 | 824.1729 | 751.3272
2025-05-02 | 688.8234 | 650.0152 | 619.2303 | 604.9227 | 638.7319 | 711.4754 | 787.7374 | 733.6255 | 691.9325 | 616.1943 | 564.2358 | 489.7493 | 476.1525 | 463.4543 | 520.6596 | 593.391 | 693.2535 | 813.417 | 893.8368 | 923.3451 | 902.6794 | 885.432 | 841.1756 | 772.4362
2025-05-03 | 712.0401 | 656.684 | 624.9457 | 606.14 | 613.616 | 633.6407 | 664.2236 | 628.6019 | 607.8372 | 569.3506 | 527.915 | 450.6146 | 411.2517 | 427.6649 | 476.2518 | 552.6301 | 676.29 | 781.6642 | 874.9541 | 890.4947 | 888.3567 | 870.8646 | 833.9183 | 778.5026
2025-05-04 | 721.8641 | 672.7261 | 635.3048 | 613.4422 | 618.9755 | 633.2538 | 643.0402 | 614.3843 | 636.0259 | 570.4827 | 513.677 | 560.5165 | 508.5824 | 436.6284 | 488.4377 | 587.8698 | 726.4631 | 831.8877 | 910.0754 | 931.4553 | 935.0267 | 908.2118 | 841.07 | 763.0823
2025-05-05 | 699.2039 | 648.5384 | 622.5179 | 613.8358 | 650.4072 | 734.0487 | 817.5998 | 785.966 | 714.6093 | 632.3046 | 581.1643 | 536.5545 | 493.1599 | 484.3842 | 520.2446 | 607.2356 | 738.4724 | 854.0724 | 957.178 | 983.3502 | 959.2789 | 926.344 | 856.6119 | 772.1253
2025-05-06 | 699.8696 | 652.4334 | 625.8705 | 614.074 | 648.2544 | 731.95 | 810.8471 | 770.9354 | 693.3174 | 606.6805 | 509.6066 | 442.0289 | 445.6534 | 452.3206 | 484.6978 | 585.5084 | 716.9249 | 845.9802 | 933.7683 | 973.5614 | 955.8585 | 912.1302 | 843.5524 | 765.5125
2025-05-07 | 690.9856 | 652.9142 | 621.7645 | 608.6302 | 642.0705 | 723.0093 | 799.8664 | 764.735 | 699.5746 | 618.4747 | 585.9237 | 536.8782 | 483.4445 | 460.5472 | 504.6156 | 598.2331 | 741.8005 | 852.2159 | 927.5132 | 954.2056 | 939.5796 | 908.0302 | 845.6833 | 765.3261
2025-05-08 | 694.0421 | 655.2103 | 627.5884 | 614.7629 | 648.8443 | 729.5044 | 805.4954 | 764.0716 | 698.6225 | 653.186 | 613.6464 | 595.7372 | 609.0474 | 623.9306 | 659.7712 | 738.7879 | 804.1221 | 856.3532 | 922.8759 | 954.185 | 953.9437 | 923.5132 | 847.9215 | 773.6007
2025-05-09 | 688.0654 | 648.2822 | 617.8054 | 604.8506 | 638.0627 | 710.9294 | 775.6643 | 739.048 | 686.9025 | 601.8461 | 548.7825 | 490.7884 | 457.7168 | 441.3908 | 492.1634 | 594.0719 | 710.2222 | 825.1668 | 890.311 | 921.5982 | 903.1132 | 885.1937 | 839.9563 | 772.3848
2025-05-10 | 721.0556 | 667.5421 | 635.8715 | 615.5076 | 622.8897 | 644.5789 | 680.3689 | 676.0004 | 638.5861 | 549.409 | 502.0308 | 435.8959 | 390.3751 | 365.9739 | 416.2721 | 517.5611 | 643.789 | 768.6158 | 868.1178 | 894.0304 | 898.7611 | 882.4379 | 848.4405 | 791.1107
2025-05-11 | 720.0992 | 667.6044 | 634.1315 | 612.2426 | 617.7662 | 630.1664 | 618.0973 | 593.7675 | 570.1755 | 494.5925 | 450.7163 | 384.5486 | 376.9092 | 362.091 | 403.5732 | 505.1152 | 672.9314 | 794.4212 | 901.7532 | 931.4989 | 931.9029 | 907.9897 | 839.9013 | 762.5497
2025-05-12 | 674.398 | 623.5629 | 594.7638 | 589.5127 | 625.7973 | 705.6359 | 779.2024 | 720.8697 | 633.3975 | 560.2118 | 503.3746 | 418.5673 | 400.4822 | 397.8656 | 443.6134 | 546.3931 | 684.4512 | 810.3077 | 909.9248 | 954.181 | 926.7699 | 890.9824 | 818.7282 | 739.6313
2025-05-13 | 681.9329 | 636.5003 | 609.4213 | 597.7579 | 633.6288 | 712.9341 | 784.7487 | 727.5084 | 634.1376 | 567.4662 | 495.496 | 421.3857 | 430.5492 | 407.9645 | 443.9836 | 537.1586 | 684.5847 | 802.2504 | 901.3647 | 952.7784 | 931.311 | 889.8881 | 817.7361 | 741.9825
2025-05-14 | 672.2392 | 636.0488 | 604.5799 | 592.9866 | 626.5635 | 703.7651 | 775.3692 | 729.1305 | 665.3771 | 594.9483 | 563.5994 | 525.5416 | 497.2921 | 451.5095 | 492.1542 | 569.0914 | 690.508 | 799.8426 | 893.314 | 929.9222 | 915.7903 | 883.6958 | 820.4303 | 742.4062
2025-05-15 | 686.9146 | 647.7927 | 618.7952 | 606.2071 | 641.031 | 720.0279 | 794.4268 | 727.0966 | 657.3828 | 586.6611 | 526.3586 | 453.6452 | 444.6928 | 428.9764 | 473.9222 | 550.7934 | 688.6329 | 825.4354 | 914.1709 | 949.995 | 943.3048 | 906.7253 | 835.7739 | 760.9864
2025-05-16 | 700.9033 | 662.7477 | 631.4432 | 616.2133 | 649.6691 | 725.4919 | 793.1016 | 753.2823 | 708.3892 | 613.7124 | 546.6823 | 454.3852 | 468.5641 | 436.6184 | 488.643 | 580.5667 | 700.553 | 809.3366 | 899.8439 | 936.6859 | 919.5386 | 903.0803 | 858.3725 | 789.2334
2025-05-17 | 714.7864 | 659.8525 | 628.851 | 608.626 | 615.9433 | 636.5686 | 663.7089 | 646.5168 | 619.3562 | 573.2297 | 499.547 | 433.1463 | 388.9761 | 367.6052 | 428.6164 | 533.6059 | 635.6034 | 762.9121 | 871.0438 | 894.3061 | 892.4965 | 872.7182 | 837.8042 | 781.8997
2025-05-18 | 717.5918 | 668.7862 | 631.4353 | 609.7617 | 615.3146 | 627.4975 | 634.6634 | 605.4044 | 575.1425 | 511.0713 | 439.8553 | 363.1693 | 340.8485 | 315.4547 | 386.1313 | 502.0547 | 655.3507 | 778.8791 | 889.3672 | 924.795 | 927.1847 | 901.1618 | 834.6421 | 757.62
2025-05-19 | 690.9614 | 639.4869 | 612.8337 | 604.8801 | 641.1113 | 725.9852 | 795.6749 | 725.8127 | 646.1482 | 561.1013 | 503.4603 | 436.1845 | 449.6608 | 417.4413 | 475.7528 | 566.8447 | 701.4661 | 816.7799 | 928.8208 | 970.3283 | 947.5356 | 913.7223 | 841.876 | 761.5184
2025-05-20 | 696.2219 | 650.5229 | 624.4629 | 610.9775 | 647.0426 | 731.2597 | 801.9365 | 739.9964 | 655.6797 | 580.6302 | 525.227 | 501.0881 | 505.2052 | 469.4725 | 493.4582 | 572.7292 | 705.6897 | 830.1645 | 923.0171 | 967.422 | 950.2229 | 906.6421 | 836.6761 | 759.246
2025-05-21 | 682.7438 | 647.4496 | 615.7073 | 603.0864 | 637.0367 | 717.4884 | 781.325 | 716.5097 | 637.6586 | 582.6444 | 528.2549 | 455.6454 | 469.1803 | 417.7771 | 483.3412 | 579.4883 | 761.0826 | 828.1346 | 904.2684 | 941.5883 | 926.7278 | 900.203 | 833.4528 | 755.4238
2025-05-22 | 694.9904 | 654.1839 | 625.9132 | 613.0477 | 647.493 | 729.2395 | 794.0729 | 736.0671 | 656.9567 | 589.5061 | 548.8213 | 488.9901 | 514.1929 | 539.046 | 591.4495 | 675.3051 | 745.8778 | 851.1055 | 921.7997 | 964.2736 | 953.7389 | 919.1794 | 846.6174 | 771.6399
2025-05-23 | 708.0752 | 669.1395 | 637.8262 | 621.6303 | 656.1574 | 732.8548 | 797.7747 | 748.3861 | 699.4114 | 622.3692 | 554.5817 | 457.5617 | 464.8059 | 441.0713 | 508.9204 | 583.7066 | 700.8761 | 827.7779 | 914.1819 | 944.739 | 929.9028 | 911.0738 | 867.1588 | 797.5133
2025-05-24 | 710.3603 | 657.2008 | 624.3641 | 604.4952 | 611.5672 | 631.089 | 650.205 | 617.0944 | 619.8421 | 577.8321 | 524.5076 | 467.61 | 421.9697 | 377.7047 | 419.9352 | 506.3068 | 659.2957 | 761.8618 | 861.1353 | 891.2552 | 887.6245 | 867.2787 | 832.4743 | 776.6315
2025-05-25 | 702.508 | 653.6711 | 617.1787 | 596.9229 | 602.4516 | 614.876 | 615.8502 | 561.1096 | 519.3297 | 455.737 | 406.7425 | 345.0669 | 388.6763 | 423.6942 | 461.0546 | 583.8823 | 688.3145 | 780.9633 | 879.7359 | 917.0973 | 909.288 | 881.4586 | 814.3985 | 738.1527
2025-05-26 | 711.7893 | 661.282 | 631.2935 | 611.2834 | 628.5901 | 665.6326 | 677.446 | 624.0448 | 579.0376 | 525.2918 | 525.559 | 533.3092 | 570.6683 | 585.1019 | 614.7544 | 692.0213 | 775.3906 | 835.5367 | 904.0169 | 926.3352 | 910.3507 | 896.5162 | 825.3157 | 755.6298
2025-05-27 | 701.6763 | 654.6607 | 625.651 | 613.8279 | 651.2679 | 736.1534 | 801.7482 | 744.7837 | 678.7366 | 596.1773 | 576.8478 | 595.1486 | 617.0819 | 624.8211 | 596.6922 | 683.1303 | 818.7854 | 889.937 | 941.4531 | 980.0991 | 958.3685 | 916.4045 | 843.7514 | 766.8139
2025-05-28 | 691.2148 | 657.297 | 625.6056 | 612.3525 | 646.3044 | 728.5597 | 789.6183 | 741.7059 | 668.35 | 619.0615 | 573.5152 | 565.1855 | 560.4214 | 566.9861 | 662.8649 | 733.1724 | 812.9391 | 868.6836 | 931.2694 | 957.9819 | 942.6146 | 912.8999 | 847.531 | 769.9884
2025-05-29 | 693.9882 | 651.5583 | 622.8598 | 610.519 | 644.9084 | 724.8212 | 789.8662 | 736.7813 | 665.4978 | 613.3021 | 581.4627 | 531.1834 | 564.455 | 600.902 | 670.0651 | 736.2937 | 807.0388 | 858.3518 | 919.3433 | 964.1641 | 950.2923 | 916.4758 | 840.1007 | 766.1363
2025-05-30 | 696.254 | 658.829 | 627.0378 | 612.9502 | 647.9198 | 724.0818 | 789.3287 | 737.8432 | 678.461 | 617.1258 | 564.7723 | 543.3988 | 528.9467 | 528.1647 | 572.56 | 642.5081 | 734.0066 | 825.2733 | 905.0269 | 939.1841 | 919.566 | 898.3292 | 852.7517 | 783.3128
2025-05-31 | 720.6427 | 665.383 | 634.8609 | 615.1701 | 623.1075 | 646.1599 | 665.8212 | 635.5874 | 627.3606 | 607.0609 | 565.0977 | 539.286 | 480.7937 | 412.5932 | 501.4906 | 583.3586 | 702.3132 | 798.7769 | 888.3253 | 909.2021 | 906.3759 | 884.1712 | 849.4679 | 791.8969
2025-06-01 | 733.167 | 677.1132 | 630.4859 | 605.2444 | 605.6979 | 610.0956 | 620.6149 | 608.8115 | 626.6086 | 585.8328 | 557.8019 | 560.3107 | 519.6892 | 460.4673 | 529.8493 | 664.5137 | 799.5666 | 874.9628 | 962.9457 | 984.0461 | 988.3161 | 956.8249 | 894.4408 | 799.3686
2025-06-02 | 696.8886 | 641.3969 | 603.4094 | 594.9394 | 633.098 | 728.3335 | 817.7495 | 804.3108 | 750.6514 | 678.5183 | 620.8712 | 580.4082 | 542.6316 | 512.2217 | 552.3008 | 650.6293 | 785.99 | 895.5577 | 1002.1892 | 1038.3821 | 1011.9025 | 968.5234 | 897.6497 | 797.587
2025-06-03 | 703.0517 | 650.1828 | 615.4153 | 602.4005 | 640.1467 | 733.3173 | 823.734 | 795.2859 | 768.9066 | 716.002 | 640.083 | 607.3739 | 576.6634 | 587.0646 | 609.4376 | 709.4929 | 830.9544 | 923.0537 | 992.1302 | 1033.783 | 1012.3254 | 962.0856 | 889.4086 | 795.4105
2025-06-04 | 696.8903 | 654.8232 | 615.0786 | 600.8666 | 636.2439 | 727.521 | 815.1095 | 802.2646 | 783.5737 | 764.1777 | 730.8668 | 726.5418 | 694.2906 | 623.7384 | 680.6897 | 773.3019 | 854.8967 | 930.1921 | 997.9014 | 1012.7704 | 995.9338 | 959.5327 | 899.4287 | 803.1237
2025-06-05 | 697.2037 | 649.9505 | 612.968 | 600.0297 | 635.8343 | 726.1812 | 812.9498 | 796.1581 | 761.6097 | 707.7527 | 679.2252 | 628.1741 | 570.8208 | 535.1816 | 582.3691 | 687.3306 | 833.321 | 911.2485 | 976.9385 | 1018.6675 | 1007.2254 | 965.472 | 892.324 | 800.8479
2025-06-06 | 693.4582 | 651.1099 | 608.649 | 593.4574 | 629.3206 | 710.817 | 792.9034 | 776.3624 | 742.2738 | 689.4251 | 636.0151 | 610.3056 | 610.5833 | 578.6002 | 674.8389 | 809.8046 | 832.0379 | 894.5727 | 943.3338 | 973.5063 | 950.4231 | 930.2995 | 891.2209 | 807.0497
2025-06-07 | 726.3483 | 667.3222 | 623.9884 | 601.4653 | 604.6878 | 621.6207 | 645.9313 | 634.2725 | 627.5482 | 582.9847 | 538.0722 | 454.9595 | 429.7538 | 396.0942 | 429.8525 | 538.1679 | 689.123 | 807.558 | 915.5423 | 941.408 | 942.8308 | 917.7952 | 892.8368 | 822.4828
2025-06-08 | 723.3484 | 668.4096 | 621.193 | 596.5208 | 596.8835 | 599.8829 | 604.1131 | 583.4451 | 594.903 | 550.7797 | 505.7322 | 470.4501 | 420.5827 | 367.6218 | 431.2074 | 555.6159 | 688.0838 | 823.0633 | 939.9884 | 973.4415 | 976.896 | 946.0048 | 881.0644 | 787.3141
2025-06-09 | 695.7685 | 637.0559 | 602.5762 | 594.3287 | 632.4034 | 726.4939 | 817.1749 | 798.9573 | 751.2059 | 691.0224 | 654.9575 | 644.7285 | 593.8888 | 580.3242 | 630.5965 | 738.7463 | 850.9433 | 905.7551 | 1003.2707 | 1037.0083 | 1009.6239 | 966.296 | 895.2161 | 796.9662
2025-06-10 | 702.1399 | 649.2909 | 615.4916 | 601.1623 | 638.884 | 730.459 | 821.1066 | 811.3939 | 787.1309 | 733.044 | 690.9421 | 668.3867 | 605.8273 | 565.4778 | 620.0191 | 730.21 | 820.9615 | 906.2747 | 985.8363 | 1029.9046 | 1008.6763 | 959.5285 | 886.8271 | 793.9379
2025-06-11 | 729.4649 | 688.5965 | 644.0502 | 614.0838 | 625.9883 | 649.4274 | 678.9339 | 653.6198 | 664.6672 | 628.5897 | 584.3222 | 518.6232 | 484.8587 | 477.8374 | 509.9302 | 628.7018 | 735.8243 | 854.7841 | 938.7208 | 957.6449 | 961.1593 | 949.5685 | 889.2404 | 805.8639
2025-06-12 | 695.0946 | 649.0104 | 611.0898 | 600.1655 | 636.6655 | 726.0607 | 807.7298 | 780.6371 | 745.3622 | 705.1998 | 659.3625 | 592.8664 | 575.4063 | 564.049 | 584.4058 | 702.9871 | 816.8841 | 901.3075 | 976.2205 | 1018.3311 | 1008.7986 | 967.4942 | 893.4076 | 803.1423
2025-06-13 | 699.9692 | 656.9296 | 615.1997 | 599.4851 | 634.0552 | 716.6793 | 795.8569 | 761.3101 | 743.2077 | 672.9821 | 620.8731 | 537.7073 | 532.4078 | 515.734 | 581.9871 | 687.5446 | 781.8529 | 886.6968 | 945.8564 | 980.2598 | 960.0094 | 940.1917 | 900.9544 | 816.5418
2025-06-14 | 728.7127 | 667.9711 | 624.3284 | 601.7134 | 604.6187 | 622.3114 | 655.6174 | 635.0211 | 647.0217 | 619.1728 | 573.2421 | 511.0201 | 457.1099 | 413.103 | 468.6034 | 593.4259 | 727.4442 | 833.9112 | 927.4488 | 942.2323 | 946.3087 | 921.3018 | 895.2724 | 824.9207
2025-06-15 | 722.8149 | 666.53 | 619.2635 | 594.9048 | 595.5309 | 597.5642 | 608.5406 | 611.3222 | 637.946 | 617.487 | 544.1951 | 564.153 | 519.8248 | 469.6898 | 473.2193 | 566.2036 | 706.0839 | 826.032 | 941.9491 | 970.2887 | 974.4734 | 943.6393 | 879.6229 | 784.8404
2025-06-16 | 689.7053 | 633.8895 | 596.3607 | 588.3393 | 626.0148 | 718.3471 | 810.3495 | 785.2161 | 739.0675 | 676.1079 | 615.0468 | 567.0115 | 533.7054 | 521.6113 | 583.0684 | 687.6533 | 809.7303 | 905.5511 | 990.3158 | 1027.93 | 999.0167 | 958.0594 | 887.017 | 788.6592
2025-06-17 | 692.0436 | 639.6211 | 604.6112 | 590.4303 | 628.3001 | 716.7085 | 809.2586 | 806.7885 | 797.1154 | 753.0379 | 700.4961 | 647.0513 | 596.2489 | 543.3142 | 571.5809 | 647.0163 | 755.8117 | 873.3613 | 968.796 | 1015.9663 | 995.4191 | 943.5263 | 871.2135 | 779.5816
2025-06-18 | 693.1338 | 649.4516 | 611.1704 | 596.5923 | 631.0255 | 719.9442 | 815.1709 | 802.055 | 775.3764 | 717.6932 | 657.0233 | 616.0864 | 540.0056 | 517.2183 | 549.4848 | 677.2319 | 812.5297 | 893.5773 | 975.2391 | 1006.7653 | 992.3973 | 954.6305 | 894.3978 | 799.981
2025-06-19 | 687.1841 | 639.0164 | 605.0652 | 592.9685 | 627.2444 | 715.4825 | 807.1396 | 768.1405 | 730.6733 | 669.7603 | 628.4258 | 559.449 | 557.6343 | 520.1661 | 544.6401 | 665.0273 | 755.7691 | 855.5559 | 950.265 | 1003.0903 | 995.7092 | 957.5861 | 881.4318 | 791.9522
2025-06-20 | 682.7557 | 636.0821 | 596.1351 | 582.7434 | 616.8614 | 696.5833 | 773.2205 | 756.6762 | 749.4033 | 696.165 | 624.153 | 605.1216 | 571.2294 | 522.1468 | 540.9258 | 625.9765 | 714.3573 | 828.4901 | 911.4793 | 957.059 | 939.4361 | 914.5559 | 875.6095 | 792.8154
2025-06-21 | 715.6467 | 653.789 | 612.3997 | 590.5707 | 593.5964 | 609.1748 | 641.8411 | 618.8164 | 612.3595 | 590.5293 | 555.5818 | 502.9577 | 460.0892 | 397.5989 | 430.5604 | 537.7187 | 650.1716 | 780.4548 | 886.7478 | 921.8567 | 927.3563 | 905.2671 | 876.5306 | 808.3189
2025-06-22 | 720.915 | 661.7509 | 616.6323 | 593.9001 | 594.2491 | 596.3664 | 600.8831 | 580.6182 | 579.3956 | 541.8199 | 495.9243 | 426.3351 | 372.8189 | 352.2113 | 415.1775 | 524.5665 | 678.865 | 812.7128 | 929.9187 | 963.5687 | 973.3206 | 941.3684 | 876.7035 | 783.0542
2025-06-23 | 686.6775 | 628.59 | 592.992 | 585.2603 | 622.9203 | 714.4689 | 809.3585 | 791.597 | 747.607 | 671.6849 | 617.9803 | 570.1634 | 528.6483 | 513.6113 | 522.7721 | 620.953 | 740.6807 | 849.9757 | 971.4586 | 1021.4043 | 994.4889 | 951.5072 | 879.1453 | 783.2164
2025-06-24 | 707.1693 | 653.5664 | 616.7158 | 605.7599 | 643.4555 | 736.7527 | 831.1476 | 813.7938 | 790.8487 | 748.4075 | 712.5262 | 705.5171 | 676.3094 | 635.5707 | 667.2214 | 755.193 | 819.7849 | 922.867 | 997.0783 | 1035.5444 | 1015.6365 | 963.4257 | 891.5382 | 800.3881
2025-06-25 | 698.3476 | 654.386 | 614.2398 | 600.345 | 634.8812 | 726.6995 | 817.4369 | 803.1302 | 763.941 | 712.8561 | 645.0242 | 555.9752 | 518.8564 | 514.3686 | 556.2111 | 667.2104 | 782.0239 | 885.0479 | 974.8771 | 1009.1296 | 995.9916 | 958.8991 | 896.3618 | 801.9856
2025-06-26 | 681.72 | 634.163 | 600.0191 | 588.5443 | 623.7973 | 710.3998 | 800.7281 | 768.9559 | 725.9317 | 705.7801 | 655.5132 | 604.5141 | 566.3836 | 541.7199 | 524.405 | 639.0488 | 772.3954 | 871.0692 | 947.0474 | 998.2174 | 988.508 | 947.7802 | 872.7819 | 783.208
2025-06-27 | 699.803 | 654.0872 | 615.6106 | 599.5069 | 634.6962 | 717.0228 | 803.1047 | 774.4947 | 738.9049 | 660.8702 | 612.1467 | 528.6143 | 513.2091 | 511.1651 | 604.5987 | 729.3537 | 813.0205 | 882.3417 | 945.9128 | 978.4604 | 959.6397 | 942.0091 | 901.2908 | 817.4805
2025-06-28 | 727.433 | 665.773 | 624.4594 | 601.7874 | 605.233 | 622.4178 | 654.9972 | 655.2344 | 657.3525 | 638.5362 | 592.7572 | 539.6015 | 508.8598 | 467.0105 | 507.7309 | 630.5653 | 749.4836 | 838.8457 | 919.7177 | 941.3249 | 942.3331 | 920.7298 | 893.4974 | 823.3713
2025-06-29 | 730.9794 | 674.6545 | 629.5358 | 603.5154 | 604.6466 | 608.4471 | 624.1416 | 610.1414 | 616.7569 | 583.6829 | 531.9776 | 480.5779 | 427.7558 | 406.8626 | 486.7362 | 633.7249 | 730.538 | 838.5533 | 950.4869 | 977.0169 | 985.0497 | 956.3346 | 890.7653 | 798.1651
2025-06-30 | 692.8476 | 635.1298 | 600.3356 | 591.1657 | 628.9664 | 727.8704 | 823.5467 | 808.4029 | 770.8328 | 708.1722 | 639.2918 | 594.2621 | 537.899 | 523.5438 | 606.263 | 685.6818 | 822.4702 | 902.4909 | 1000.4948 | 1037.1764 | 1004.1139 | 959.5369 | 892.2093 | 793.871
2025-07-01 | 747.8914 | 701.0516 | 663.3526 | 648.5503 | 684.3872 | 786.9528 | 885.0699 | 867.214 | 836.3814 | 779.6154 | 731.4075 | 693.1744 | 681.8012 | 720.1059 | 743.1856 | 806.6509 | 923.0171 | 1001.9516 | 1061.8917 | 1112.5872 | 1075.3071 | 1023.9763 | 940.5254 | 839.8239
2025-07-02 | 746.5105 | 707.4574 | 666.1119 | 651.1984 | 684.1708 | 784.7674 | 882.8382 | 867.0506 | 824.2078 | 771.7589 | 737.2133 | 683.0077 | 650.9094 | 631.2997 | 673.9111 | 772.1623 | 888.9645 | 989.9839 | 1062.1522 | 1095.0851 | 1065.911 | 1030.3776 | 957.2365 | 854.2401
2025-07-03 | 741.4408 | 699.0216 | 660.8793 | 647.4181 | 679.7565 | 774.6801 | 876.7671 | 866.1368 | 861.6141 | 825.0074 | 788.3444 | 743.3063 | 686.892 | 662.7974 | 675.7159 | 749.225 | 863.2855 | 969.4089 | 1037.5849 | 1089.9107 | 1073.3467 | 1033.3644 | 943.8632 | 847.9225
2025-07-04 | 768.312 | 726.5685 | 682.2531 | 650.0348 | 658.3961 | 675.888 | 703.2527 | 687.1411 | 706.8574 | 693.6682 | 653.6333 | 580.6823 | 534.8122 | 503.5752 | 561.4413 | 666.684 | 773.9778 | 895.1955 | 944.5363 | 979.2823 | 973.4236 | 972.6515 | 924.917 | 850.3425
2025-07-05 | 768.8199 | 706.5138 | 662.3799 | 642.5486 | 641.9186 | 655.9983 | 688.445 | 699.2923 | 689.916 | 666.2555 | 644.5423 | 578.9946 | 531.5252 | 500.0606 | 533.9544 | 634.5675 | 791.6122 | 890.1963 | 968.1104 | 1000.5113 | 992.8441 | 976.0551 | 938.4561 | 864.868
2025-07-06 | 765.6953 | 712.3322 | 664.0796 | 638.5484 | 634.1579 | 631.2763 | 646.7189 | 658.5274 | 665.4885 | 644.7634 | 617.7462 | 586.5142 | 476.2699 | 463.1375 | 503.6155 | 627.6628 | 753.1379 | 877.8012 | 982.6554 | 1029.217 | 1028.8262 | 999.4136 | 923.4879 | 823.1238
2025-07-07 | 733.1974 | 676.4556 | 641.7537 | 633.632 | 668.5974 | 764.4036 | 866.9003 | 874.3264 | 804.9351 | 755.5789 | 718.04 | 680.0772 | 622.1069 | 629.538 | 644.1733 | 732.3604 | 846.021 | 956.0293 | 1048.2824 | 1100.8142 | 1060.7311 | 1020.5238 | 936.9976 | 832.2084
2025-07-08 | 750.603 | 698.2016 | 664.8506 | 649.5496 | 685.5191 | 782.5625 | 887.8531 | 889.6367 | 866.1096 | 799.1267 | 737.5942 | 716.4509 | 672.0641 | 671.8204 | 658.8304 | 724.6891 | 837.7734 | 959.0783 | 1046.9907 | 1108.7206 | 1079.1527 | 1028.3228 | 943.594 | 842.0949
2025-07-09 | 725.6802 | 685.5064 | 645.5849 | 631.1627 | 663.1886 | 756.6645 | 858.3354 | 849.1957 | 793.9591 | 740.7122 | 691.9991 | 618.0659 | 579.4705 | 575.9255 | 608.9714 | 715.2844 | 859.6146 | 955.7856 | 1020.5645 | 1064.4831 | 1040.1141 | 1003.7933 | 928.9782 | 827.1472
2025-07-10 | 735.7284 | 692.8924 | 655.9985 | 642.7462 | 674.7882 | 767.8492 | 869.1649 | 857.6248 | 817.9149 | 780.237 | 750.3161 | 690.2923 | 633.6249 | 616.9205 | 688.9214 | 766.8467 | 895.8243 | 961.4338 | 1032.063 | 1084.3085 | 1063.5007 | 1025.9579 | 935.5619 | 840.8795
2025-07-11 | 738.4687 | 697.205 | 656.447 | 640.1745 | 671.6144 | 756.639 | 860.4115 | 860.5625 | 848.4941 | 788.4283 | 752.5816 | 722.7607 | 654.1251 | 599.6905 | 636.1914 | 717.5867 | 814.7301 | 930.5694 | 996.0972 | 1041.3715 | 1010.1409 | 993.4668 | 945.8184 | 856.7346
2025-07-12 | 779.466 | 718.8262 | 675.5491 | 652.9642 | 651.104 | 667.1489 | 703.1208 | 716.8329 | 704.1238 | 691.3623 | 659.6453 | 592.6813 | 544.9096 | 566.0723 | 634.5042 | 761.6839 | 864.3691 | 927.8783 | 990.0426 | 1013.5971 | 1003.1314 | 987.3401 | 951.8973 | 876.7782
2025-07-13 | 774.298 | 721.9724 | 674.4421 | 647.799 | 643.3358 | 643.5717 | 659.5272 | 677.9502 | 718.3502 | 718.0091 | 678.5392 | 630.8987 | 568.713 | 507.777 | 540.7871 | 648.2476 | 798.9139 | 926.0585 | 1007.2867 | 1046.4691 | 1042.9278 | 1015.0814 | 939.0557 | 839.6653
2025-07-14 | 751.3875 | 695.672 | 660.3619 | 650.6968 | 686.0981 | 785.9195 | 894.4966 | 901.1441 | 850.6079 | 794.8233 | 750.1855 | 727.3739 | 663.6341 | 664.0748 | 682.2566 | 796.7752 | 918.6928 | 1000.7803 | 1081.9008 | 1124.3105 | 1086.899 | 1045.8027 | 960.6104 | 856.4757
2025-07-15 | 760.7513 | 709.1632 | 675.2226 | 660.6047 | 696.177 | 796.9578 | 903.7376 | 907.138 | 855.9194 | 778.203 | 728.5613 | 714.0783 | 691.4258 | 711.2743 | 731.1673 | 813.4664 | 901.4929 | 990.1062 | 1069.1201 | 1122.6496 | 1094.3022 | 1044.2431 | 959.1532 | 858.2507
2025-07-16 | 745.8354 | 705.4646 | 666.6787 | 651.4405 | 683.3484 | 778.8768 | 884.2034 | 888.1438 | 849.155 | 789.488 | 718.989 | 675.4859 | 633.5109 | 650.1166 | 700.9884 | 792.1236 | 883.4193 | 984.8835 | 1056.903 | 1089.585 | 1067.3822 | 1030.9556 | 959.0613 | 854.7929
2025-07-17 | 734.1336 | 692.5994 | 653.2174 | 640.3465 | 673.3599 | 766.1993 | 870.8797 | 876.6207 | 833.7839 | 812.0372 | 785.1968 | 760.6795 | 708.6653 | 719.6021 | 738.7638 | 814.4529 | 912.6396 | 988.5929 | 1033.4192 | 1085.7768 | 1062.5718 | 1025.2255 | 936.1158 | 839.9835
2025-07-18 | 737.5757 | 697.7125 | 654.211 | 638.2256 | 670.3211 | 753.6133 | 853.8662 | 856.5615 | 840.9458 | 774.2183 | 754.318 | 743.9005 | 734.7334 | 703.3972 | 755.3117 | 841.1011 | 917.8989 | 963.0896 | 993.753 | 1036.0284 | 1006.7987 | 989.4981 | 939.954 | 851.3448
2025-07-19 | 775.5561 | 718.0378 | 673.565 | 649.3105 | 647.1795 | 662.3023 | 702.7056 | 718.9291 | 713.7817 | 690.0523 | 664.4259 | 621.6447 | 536.5851 | 523.9012 | 557.3624 | 649.9918 | 792.1357 | 905.1183 | 986.6566 | 1011.1074 | 1004.4031 | 983.4913 | 947.3668 | 872.7127
2025-07-20 | 764.4896 | 712.8545 | 664.0402 | 638.0622 | 633.2163 | 631.1054 | 646.4225 | 657.359 | 650.3849 | 609.3482 | 571.9771 | 508.8087 | 457.8914 | 455.0446 | 530.9445 | 645.998 | 766.4836 | 895.4712 | 995.4477 | 1032.6826 | 1028.6489 | 1001.1839 | 924.6118 | 824.8431
2025-07-21 | 747.6024 | 692.0979 | 656.8133 | 647.5405 | 682.8125 | 782.8418 | 891.9275 | 887.1142 | 832.6296 | 758.6832 | 710.571 | 674.2401 | 634.9726 | 647.9809 | 691.1661 | 797.4392 | 911.8198 | 994.1187 | 1077.0854 | 1117.3047 | 1080.3122 | 1041.1945 | 957.8161 | 851.5222
2025-07-22 | 762.3612 | 711.0973 | 676.9197 | 661.3158 | 697.1864 | 798.8843 | 908.4381 | 935.7479 | 905.5836 | 808.6174 | 748.7432 | 723.1094 | 674.8553 | 674.9971 | 712.0742 | 838.4596 | 973.04 | 1029.0747 | 1079.0619 | 1121.5262 | 1094.1243 | 1045.6658 | 960.518 | 859.8138
2025-07-23 | 741.5135 | 700.1907 | 658.7608 | 644.0152 | 676.2592 | 771.932 | 877.6051 | 879.2019 | 851.0388 | 810.9964 | 760.8096 | 719.9167 | 666.016 | 679.6935 | 712.9198 | 792.3646 | 892.8069 | 982.3319 | 1042.2479 | 1080.1235 | 1055.512 | 1021.8329 | 945.9958 | 844.0334
2025-07-24 | 735.9257 | 692.3497 | 657.0221 | 643.5709 | 675.718 | 770.0607 | 878.1767 | 897.4373 | 885.9168 | 862.0147 | 835.9769 | 819.3362 | 828.7023 | 771.4651 | 774.6445 | 832.1683 | 916.9252 | 975.7119 | 1037.8353 | 1084.8069 | 1065.5826 | 1026.6764 | 937.2203 | 841.1871
2025-07-25 | 739.7997 | 699.3777 | 655.6968 | 639.7796 | 671.156 | 757.2899 | 857.32 | 853.631 | 820.7746 | 758.9331 | 723.1012 | 671.4816 | 634.0158 | 623.0415 | 671.3338 | 787.8334 | 886.1623 | 964.7087 | 1002.1623 | 1040.5498 | 1008.2778 | 991.6689 | 943.1644 | 854.7759
2025-07-26 | 771.1333 | 712.5201 | 669.0724 | 645.406 | 643.5011 | 658.0335 | 698.3629 | 712.2066 | 727.7754 | 708.3764 | 671.62 | 647.133 | 553.4553 | 505.5935 | 544.9209 | 654.8398 | 805.8053 | 905.0778 | 976.0181 | 1003.3366 | 994.4471 | 978.093 | 940.2422 | 866.9546
2025-07-27 | 781.1126 | 724.7299 | 679.9478 | 653.16 | 648.6373 | 650.5255 | 671.7626 | 691.3285 | 694.2125 | 675.4014 | 617.7103 | 576.5988 | 493.2495 | 478.4137 | 521.8366 | 650.9919 | 793.5594 | 918.622 | 1020.6765 | 1051.6768 | 1050.7825 | 1021.312 | 946.2698 | 846.146
2025-07-28 | 749.7103 | 693.8507 | 658.6345 | 648.9242 | 684.1477 | 784.2973 | 893.5897 | 894.0967 | 840.1499 | 769.0587 | 717.655 | 701.3145 | 661.832 | 643.3748 | 657.0906 | 769.4565 | 890.7783 | 992.7214 | 1077.2062 | 1119.2633 | 1084.3116 | 1041.8927 | 959.1316 | 854.0069
2025-07-29 | 746.5451 | 695.1051 | 661.4317 | 646.4605 | 681.9509 | 778.4734 | 886.594 | 879.3287 | 818.4963 | 757.6962 | 690.8513 | 617.3619 | 594.6551 | 613.8423 | 637.1277 | 726.7519 | 850.3824 | 966.87 | 1045.2198 | 1096.6302 | 1070.8295 | 1021.5589 | 936.4573 | 837.0254
2025-07-30 | 733.0881 | 693.1192 | 650.9426 | 635.8127 | 666.6744 | 758.7308 | 862.0008 | 861.3146 | 795.4582 | 731.573 | 692.2376 | 636.2838 | 585.6554 | 589.4063 | 642.9421 | 722.9147 | 856.8085 | 948.6661 | 1033.0423 | 1066.2166 | 1041.5766 | 1011.3365 | 936.6152 | 834.9266
2025-07-31 | 734.8313 | 693.1867 | 655.3291 | 640.7494 | 672.3527 | 765.2884 | 871.2906 | 876.2156 | 838.9996 | 785.1515 | 768.0671 | 762.969 | 705.9893 | 733.4956 | 806.9248 | 860.8351 | 948.656 | 1008.8785 | 1028.3637 | 1080.9808 | 1061.5052 | 1026.6637 | 938.891 | 842.6772
2025-08-01 | 825.6703 | 775.6577 | 729.7212 | 714.0495 | 750.1346 | 849.863 | 957.8994 | 960.592 | 952.9599 | 912.9495 | 860.1495 | 824.2952 | 775.15 | 744.4204 | 749.8567 | 827.8848 | 922.9244 | 1026.97 | 1094.8698 | 1133.1572 | 1102.5911 | 1078.4724 | 1019.7319 | 931.6484
2025-08-02 | 852.4264 | 787.5616 | 742.6617 | 720.2037 | 723.8012 | 755.482 | 806.6177 | 801.2373 | 799.2383 | 769.9047 | 730.5135 | 675.1944 | 639.1885 | 602.5175 | 650.8961 | 732.9289 | 884.4021 | 1000.1294 | 1073.1777 | 1098.9274 | 1089.3248 | 1062.3571 | 1020.1332 | 943.1718
2025-08-03 | 849.7009 | 791.1696 | 740.0364 | 715.6088 | 716.408 | 733.4526 | 762.9258 | 747.696 | 726.2225 | 680.4422 | 641.0514 | 561.2587 | 551.2456 | 537.5965 | 595.7993 | 718.3782 | 869.0246 | 1004.6245 | 1097.6035 | 1127.3018 | 1125.4078 | 1088.816 | 1004.9636 | 904.7653
2025-08-04 | 819.5639 | 760.478 | 718.5819 | 710.8457 | 749.8305 | 859.4582 | 973.6113 | 963.1118 | 887.3465 | 816.0994 | 799.6472 | 758.6119 | 706.4906 | 701.4277 | 701.3152 | 791.7785 | 935.2977 | 1063.4429 | 1147.5252 | 1191.8085 | 1153.1018 | 1104.347 | 1016.1602 | 911.1908
2025-08-05 | 818.4215 | 763.2551 | 723.1634 | 710.953 | 749.7101 | 857.8697 | 972.2416 | 950.7284 | 904.5807 | 849.0031 | 781.4633 | 775.3176 | 764.7112 | 742.4823 | 769.6376 | 856.5294 | 973.7887 | 1057.4767 | 1122.7165 | 1176.9123 | 1148.5705 | 1091.4494 | 1000.4952 | 901.2097
2025-08-06 | 804.3855 | 759.0701 | 713.267 | 700.8219 | 736.8513 | 841.7073 | 954.2042 | 942.7187 | 905.1408 | 875.8516 | 800.2619 | 777.3854 | 753.2671 | 724.2009 | 759.5878 | 839.7544 | 959.1997 | 1042.8325 | 1108.7969 | 1146.6329 | 1118.2796 | 1079.0556 | 999.0764 | 898.8173
2025-08-07 | 809.1503 | 761.0682 | 719.4584 | 707.6354 | 744.5085 | 850.7866 | 964.9436 | 954.3934 | 933.3039 | 870.7267 | 825.906 | 778.8611 | 758.3882 | 749.4931 | 770.83 | 839.7129 | 964.9213 | 1063.6239 | 1119.196 | 1160.9882 | 1139.3561 | 1096.2887 | 1001.8101 | 905.4034
2025-08-08 | 817.0021 | 769.4681 | 722.8593 | 708.6699 | 745.206 | 843.1302 | 951.8915 | 930.9683 | 886.5733 | 830.777 | 764.5068 | 680.5659 | 678.0714 | 649.7417 | 708.4844 | 793.1656 | 942.1333 | 1046.8747 | 1089.7903 | 1122.9857 | 1091.3643 | 1071.3217 | 1010.6725 | 922.8995
2025-08-09 | 845.0891 | 778.7984 | 734.4607 | 712.7568 | 716.2507 | 746.591 | 801.1493 | 823.7369 | 832.6531 | 788.9865 | 749.9243 | 711.5768 | 668.761 | 627.7125 | 661.4758 | 770.4926 | 909.0977 | 1004.7675 | 1059.7343 | 1089.8645 | 1077.3153 | 1053.176 | 1007.4243 | 933.9399
2025-08-10 | 850.1853 | 790.0156 | 740.7065 | 716.4504 | 717.1061 | 734.771 | 765.1446 | 766.5729 | 778.1761 | 732.2589 | 686.655 | 657.2371 | 582.0204 | 553.866 | 598.0748 | 680.6294 | 840.8404 | 992.1482 | 1098.2354 | 1129.7838 | 1122.9367 | 1090.2713 | 1006.3239 | 907.0197
2025-08-11 | 799.6028 | 737.4255 | 697.9691 | 692.6005 | 731.3286 | 839.1978 | 955.1012 | 936.3022 | 855.4471 | 789.2064 | 753.4814 | 706.8697 | 653.578 | 656.8133 | 694.6127 | 791.2744 | 951.861 | 1048.7474 | 1126.2387 | 1167.4072 | 1126.5698 | 1078.1213 | 988.9609 | 886.0152
2025-08-12 | 813.8894 | 760.8697 | 719.4391 | 706.3399 | 745.3323 | 853.8785 | 967.8638 | 940.003 | 881.807 | 807.8266 | 763.0633 | 696.0455 | 664.5918 | 658.212 | 691.818 | 790.6425 | 930.4873 | 1037.3753 | 1111.6937 | 1171.9697 | 1139.9172 | 1083.4492 | 993.8523 | 894.7309
2025-08-13 | 811.4084 | 765.4856 | 720.0085 | 707.4755 | 742.7857 | 850.5723 | 965.9502 | 945.9933 | 892.8661 | 831.5411 | 766.1246 | 700.8739 | 678.5533 | 673.7123 | 724.6492 | 819.3537 | 950.7499 | 1057.4302 | 1123.615 | 1153.0708 | 1129.5545 | 1086.2969 | 1008.3946 | 906.3272
2025-08-14 | 805.4533 | 756.4872 | 714.473 | 702.7922 | 739.7935 | 845.9992 | 957.9399 | 945.4751 | 908.7418 | 836.0924 | 784.846 | 734.4257 | 716.5451 | 726.9312 | 789.4714 | 887.7854 | 990.2491 | 1069.3282 | 1114.6728 | 1154.858 | 1134.8389 | 1090.2564 | 995.1038 | 900.5079
2025-08-15 | 832.6938 | 787.8101 | 736.7952 | 706.869 | 718.0413 | 745.532 | 788.2195 | 764.3271 | 782.9372 | 725.88 | 702.1001 | 601.9261 | 592.6733 | 579.4262 | 623.3677 | 733.9493 | 898.4905 | 989.7376 | 1025.3453 | 1043.7409 | 1028.7452 | 1034.2723 | 977.2677 | 903.0142
2025-08-16 | 842.6569 | 776.8928 | 729.3244 | 709.7333 | 714.464 | 744.3051 | 796.5881 | 784.9286 | 758.5674 | 747.4876 | 720.4072 | 679.4084 | 609.2463 | 596.726 | 682.4105 | 798.6391 | 927.9325 | 1028.8323 | 1070.3531 | 1083.337 | 1073.3362 | 1046.673 | 1002.7732 | 928.7893
2025-08-17 | 844.6515 | 785.706 | 734.1661 | 710.1605 | 710.8105 | 725.6989 | 758.4746 | 744.516 | 735.1632 | 686.2169 | 642.6107 | 571.7772 | 550.8568 | 565.3416 | 628.6044 | 718.1002 | 881.0409 | 1012.0127 | 1097.2365 | 1121.9712 | 1116.286 | 1079.2221 | 997.3007 | 897.697
2025-08-18 | 813.6525 | 750.5727 | 711.8193 | 705.3854 | 744.2751 | 854.1082 | 972.0852 | 947.4945 | 868.4983 | 820.548 | 774.9552 | 741.9754 | 731.8188 | 741.0947 | 796.5754 | 893.1318 | 1007.9712 | 1083.1065 | 1156.5915 | 1186.3041 | 1145.3086 | 1098.5601 | 1008.6154 | 905.3464
2025-08-19 | 811.3807 | 757.1091 | 716.9671 | 703.9464 | 742.7987 | 850.2115 | 965.1711 | 947.3106 | 892.1855 | 824.4866 | 778.3967 | 739.4576 | 666.1426 | 679.6816 | 700.7966 | 793.5677 | 949.0353 | 1057.5641 | 1124.8762 | 1167.1903 | 1137.1605 | 1080.0864 | 989.9582 | 891.698
2025-08-20 | 809.9983 | 761.7616 | 716.3691 | 703.3865 | 739.0393 | 846.966 | 965.6134 | 936.1409 | 874.4237 | 818.2978 | 770.3346 | 709.153 | 690.9467 | 671.8212 | 738.5038 | 879.2526 | 994.4434 | 1079.4303 | 1128.5599 | 1150.813 | 1123.7945 | 1080.6051 | 1002.9122 | 901.4471
2025-08-21 | 801.5854 | 753.9147 | 712.4644 | 700.9607 | 738.1357 | 843.4135 | 958.9823 | 940.7984 | 890.757 | 867.7405 | 835.1815 | 785.2486 | 733.4784 | 715.2448 | 738.3447 | 827.4036 | 954.0759 | 1057.9443 | 1119.5374 | 1154.6014 | 1133.9204 | 1086.3455 | 992.9391 | 898.0322
2025-08-22 | 813.168 | 766.6626 | 719.6539 | 705.8095 | 741.3111 | 841.5551 | 953.1061 | 937.793 | 910.0557 | 862.7291 | 804.8496 | 782.4037 | 763.5528 | 753.8408 | 837.9288 | 902.6477 | 1001.3274 | 1080.514 | 1097.2614 | 1120.3032 | 1089.2995 | 1066.154 | 1008.3164 | 920.7774
2025-08-23 | 838.8376 | 775.8478 | 727.6379 | 706.48 | 709.8955 | 738.8966 | 794.0418 | 819.5167 | 833.1017 | 863.8913 | 847.0657 | 810.3487 | 799.4455 | 787.5861 | 821.5321 | 901.7763 | 994.1836 | 1038.6842 | 1063.7587 | 1078.8485 | 1067.3765 | 1041.6498 | 999.7144 | 928.0474
2025-08-24 | 844.5315 | 781.3375 | 729.3002 | 705.6098 | 706.071 | 720.2087 | 758.3694 | 799.844 | 825.7734 | 800.0788 | 763.7589 | 750.9277 | 721.9007 | 677.7321 | 754.3867 | 847.2053 | 972.4939 | 1055.4474 | 1101.4084 | 1113.3271 | 1111.0469 | 1074.2224 | 991.6674 | 892.9077
2025-08-25 | 820.4299 | 757.1343 | 714.768 | 707.5027 | 746.1944 | 856.2212 | 975.4923 | 965.9211 | 926.4419 | 856.0297 | 826.9002 | 838.3516 | 811.2081 | 822.7148 | 853.7513 | 933.1088 | 1044.2952 | 1114.9018 | 1161.7227 | 1186.1628 | 1148.1326 | 1099.8491 | 1011.348 | 907.9532
2025-08-26 | 816.6805 | 759.7276 | 717.7274 | 705.1591 | 742.9476 | 852.0483 | 967.4891 | 957.5307 | 895.1187 | 852.676 | 781.5701 | 757.8101 | 725.3734 | 739.8994 | 833.1862 | 950.181 | 1040.0208 | 1089.776 | 1130.4461 | 1168.2907 | 1139.3764 | 1083.0111 | 992.232 | 892.7149
2025-08-27 | 805.593 | 756.5976 | 711.1901 | 698.7705 | 734.0815 | 839.8989 | 952.0764 | 941.7725 | 901.2289 | 865.2639 | 815.5317 | 796.0005 | 734.1598 | 758.5187 | 847.9583 | 921.0617 | 1007.7715 | 1071.489 | 1118.4805 | 1144.7659 | 1116.296 | 1076.3589 | 996.7841 | 894.6715
2025-08-28 | 790.4565 | 740.2617 | 700.6184 | 689.4258 | 725.5976 | 826.5882 | 942.7908 | 928.8316 | 860.138 | 829.6943 | 805.6797 | 757.1419 | 761.6814 | 728.682 | 756.1507 | 834.9374 | 972.0962 | 1059.5755 | 1100.0425 | 1139.0716 | 1116.8356 | 1071.1607 | 974.974 | 881.2802
2025-08-29 | 801.8847 | 754.6893 | 707.9003 | 694.9753 | 730.7485 | 824.5325 | 933.3669 | 906.9693 | 861.7025 | 786.0638 | 736.5105 | 657.5878 | 653.251 | 676.8842 | 753.7223 | 847.8744 | 977.3176 | 1043.8717 | 1068.1354 | 1096.801 | 1071.0455 | 1048.832 | 990.7324 | 901.7574
2025-08-30 | 838.9146 | 772.7375 | 728.5597 | 707.4064 | 709.2441 | 737.1868 | 794.0777 | 782.7304 | 768.2014 | 740.5139 | 710.0794 | 644.3891 | 595.5092 | 582.8097 | 636.517 | 730.3749 | 889.1952 | 990.5774 | 1055.1796 | 1066.9222 | 1065.3827 | 1040.5304 | 996.9676 | 924.1166
2025-08-31 | 832.906 | 772.9368 | 722.4403 | 698.5118 | 698.4749 | 715.6308 | 746.9105 | 754.7583 | 756.6411 | 705.5067 | 649.9008 | 604.8253 | 545.5717 | 544.4104 | 578.254 | 680.7213 | 824.1489 | 931.8474 | 1060.4784 | 1103.9183 | 1100.6344 | 1066.5023 | 981.0042 | 884.4596
2025-09-01 | 833.9087 | 779.2769 | 738.8126 | 720.8721 | 737.5546 | 788.3585 | 847.9732 | 814.603 | 803.7533 | 716.7294 | 701.2354 | 681.9899 | 655.9983 | 652.6057 | 636.2614 | 725.9808 | 885.5117 | 995.6543 | 1102.0471 | 1103.926 | 1073.291 | 1047.8821 | 967.2738 | 883.5591
2025-09-02 | 812.1451 | 761.8686 | 730.0532 | 719.605 | 759.1598 | 869.1871 | 987.6194 | 954.5749 | 903.9116 | 841.9829 | 801.6312 | 790.4026 | 740.1936 | 728.1944 | 737.2562 | 824.6098 | 957.9216 | 1053.9068 | 1144.9735 | 1167.0341 | 1128.4403 | 1071.7946 | 984.7062 | 891.6023
2025-09-03 | 802.4836 | 760.7275 | 725.3105 | 713.5714 | 749.4619 | 856.7841 | 974.8525 | 961.6773 | 937.4052 | 902.2515 | 888.1376 | 890.8197 | 892.8905 | 864.7654 | 838.5612 | 884.2798 | 987.4871 | 1051.2878 | 1142.3478 | 1141.9663 | 1107.2951 | 1067.1043 | 996.0135 | 900.0232
2025-09-04 | 803.001 | 755.6867 | 720.8238 | 710.6663 | 746.4086 | 852.6669 | 970.0402 | 934.1089 | 877.7081 | 834.4947 | 810.8429 | 774.1339 | 744.6482 | 761.0809 | 762.3359 | 821.8656 | 935.7604 | 1031.6609 | 1127.7975 | 1142.5471 | 1112.5899 | 1065.7586 | 977.9131 | 887.9669
2025-09-05 | 811.448 | 770.6798 | 730.9256 | 717.2437 | 752.0551 | 852.5141 | 962.2087 | 920.399 | 858.2128 | 781.0409 | 742.1178 | 645.5462 | 650.3418 | 656.8122 | 712.2249 | 823.6474 | 938.0463 | 1026.4342 | 1109.4415 | 1113.6101 | 1074.2601 | 1050.1999 | 997.5738 | 914.0171
2025-09-06 | 835.6804 | 777.2528 | 737.1582 | 716.6903 | 720.5222 | 755.7091 | 809.7187 | 780.5093 | 749.6786 | 697.8139 | 671.5701 | 595.5864 | 553.1445 | 523.8107 | 566.3518 | 688.1272 | 842.5718 | 966.0392 | 1076.7357 | 1072.3907 | 1053.4784 | 1024.8186 | 984.5327 | 915.4674
2025-09-07 | 841.2515 | 787.8913 | 743.5636 | 720.8541 | 722.0095 | 743.7565 | 787.3574 | 776.0456 | 791.5056 | 723.0804 | 659.8222 | 630.612 | 592.1861 | 607.3873 | 642.4085 | 737.4523 | 875.1461 | 991.3527 | 1116.9658 | 1115.5632 | 1102.5625 | 1063.3748 | 985.2666 | 891.6618
2025-09-08 | 801.0704 | 745.6455 | 712.3892 | 707.1843 | 744.3026 | 854.8017 | 974.8264 | 937.0675 | 853.9181 | 758.4341 | 724.4597 | 687.6236 | 661.8377 | 658.5862 | 692.4235 | 812.167 | 958.7454 | 1032.7624 | 1152.9652 | 1162.9138 | 1115.7963 | 1065.9546 | 983.2619 | 884.7812
2025-09-09 | 807.3682 | 759.2533 | 727.6648 | 715.6599 | 753.8631 | 862.9129 | 983.6541 | 954.6804 | 897.1155 | 812.9879 | 779.3904 | 734.1894 | 669.0696 | 687.1292 | 699.9761 | 805.8526 | 936.4583 | 1042.4408 | 1143.0961 | 1158.1253 | 1121.7396 | 1066.1939 | 979.0354 | 884.6477
2025-09-10 | 800.0817 | 758.1807 | 719.1326 | 707.5716 | 743.0903 | 848.4658 | 962.73 | 920.6546 | 866.0625 | 790.3272 | 757.392 | 722.396 | 688.7862 | 679.9289 | 697.6876 | 809.3781 | 956.0772 | 1048.333 | 1133.5362 | 1132.77 | 1099.2905 | 1056.3014 | 980.9476 | 884.4935
2025-09-11 | 796.1845 | 751.7012 | 716.1401 | 706.043 | 740.9265 | 845.6443 | 962.4767 | 926.2132 | 893.2233 | 828.6395 | 795.0703 | 790.2585 | 801.9096 | 848.0096 | 856.5566 | 935.1963 | 1011.9015 | 1072.06 | 1124.4785 | 1137.6469 | 1105.9104 | 1060.9397 | 970.9812 | 882.3264
2025-09-12 | 803.7108 | 763.4581 | 723.037 | 710.2944 | 745.5701 | 843.0689 | 959.2638 | 944.4233 | 922.948 | 865.2237 | 857.1483 | 850.4619 | 864.9702 | 823.2161 | 845.5645 | 961.3515 | 1030.4689 | 1057.182 | 1104.7978 | 1103.4858 | 1066.8982 | 1042.2427 | 985.4751 | 902.0904
2025-09-13 | 833.7161 | 773.0206 | 731.1156 | 711.0081 | 714.8245 | 749.1337 | 807.9919 | 804.4625 | 822.3951 | 829.0608 | 816.4119 | 786.5325 | 772.9048 | 741.2059 | 776.8334 | 848.5288 | 955.738 | 1007.4983 | 1080.2274 | 1070.6784 | 1048.2717 | 1018.688 | 982.2702 | 913.9355
2025-09-14 | 825.1896 | 768.6057 | 722.3304 | 701.0895 | 701.9351 | 721.7388 | 760.2903 | 740.6814 | 726.5181 | 681.4536 | 668.7346 | 657.3928 | 599.3893 | 595.4135 | 626.4118 | 723.3303 | 870.9948 | 988.242 | 1085.5638 | 1090.1006 | 1073.4862 | 1035.6196 | 957.2597 | 864.8786
2025-09-15 | 811.791 | 756.5234 | 723.4461 | 716.6837 | 754.9107 | 869.2174 | 994.5338 | 998.9919 | 948.8846 | 867.2632 | 789.5396 | 787.7623 | 765.7564 | 733.9654 | 766.1449 | 863.1381 | 1009.9835 | 1080.4968 | 1176.5777 | 1176.2557 | 1129.413 | 1082.5646 | 997.0334 | 899.6732
2025-09-16 | 821.2676 | 773.1252 | 739.9388 | 727.0645 | 765.4504 | 878.8295 | 997.7325 | 976.5425 | 932.0752 | 855.1132 | 801.2596 | 757.2875 | 660.8618 | 675.1961 | 692.3962 | 788.5278 | 956.372 | 1070.4215 | 1165.3209 | 1175.0106 | 1136.9753 | 1081.6947 | 994.9398 | 901.5081
2025-09-17 | 805.0904 | 762.159 | 723.1646 | 711.7441 | 746.6686 | 855.4353 | 974.169 | 941.4395 | 890.4136 | 833.0613 | 769.8963 | 751.2482 | 753.4409 | 731.4817 | 744.366 | 840.6096 | 987.4863 | 1071.8718 | 1140.2437 | 1139.0223 | 1102.9272 | 1062.2375 | 984.8532 | 889.9517
2025-09-18 | 801.4165 | 758.1195 | 722.5831 | 711.7371 | 748.3863 | 854.082 | 969.4274 | 933.5756 | 864.2053 | 776.2369 | 741.2133 | 651.3663 | 631.2557 | 643.4336 | 678.8561 | 778.4156 | 924.8423 | 1040.1836 | 1131.6512 | 1142.8487 | 1113.5623 | 1067.5138 | 978.5837 | 889.812
2025-09-19 | 805.8908 | 764.2192 | 723.0396 | 710.7204 | 746.0317 | 844.9865 | 960.1339 | 929.9253 | 894.0067 | 819.2835 | 767.8528 | 704.9663 | 661.4691 | 662.1662 | 727.4768 | 819.4828 | 925.8006 | 1025.5505 | 1100.6149 | 1103.0975 | 1064.882 | 1040.0326 | 987.5529 | 903.5377
2025-09-20 | 836.5417 | 777.8467 | 736.5391 | 716.3432 | 720.2393 | 755.2781 | 813.431 | 807.6204 | 798.651 | 743.2167 | 700.482 | 619.1868 | 543.4082 | 532.7129 | 583.0966 | 717.3039 | 886.2554 | 995.5984 | 1082.0657 | 1074.6921 | 1054.0899 | 1024.7454 | 985.9592 | 916.5662
2025-09-21 | 844.294 | 790.054 | 745.2023 | 722.3782 | 723.7367 | 746.9591 | 789.8492 | 773.3689 | 776.7874 | 732.2774 | 695.1839 | 676.7246 | 603.9656 | 604.6777 | 605.12 | 710.9738 | 899.8517 | 1035.0086 | 1121.9604 | 1114.3446 | 1103.6157 | 1064.4182 | 987.4582 | 893.7637
2025-09-22 | 804.4878 | 752.6401 | 717.5661 | 711.2369 | 749.5345 | 859.4538 | 983.7806 | 986.4726 | 902.3129 | 810.2462 | 766.9875 | 732.6181 | 674.1679 | 677.1175 | 698.427 | 815.8509 | 959.2652 | 1068.7653 | 1165.3438 | 1164.4705 | 1120.727 | 1072.5814 | 988.08 | 889.089
2025-09-23 | 816.6939 | 766.9311 | 731.8254 | 719.3706 | 756.5152 | 867.5716 | 990.8647 | 962.6727 | 899.1136 | 781.4939 | 756.6366 | 714.0947 | 667.8693 | 696.5199 | 740.2398 | 842.1779 | 996.0573 | 1081.8171 | 1157.6133 | 1166.2539 | 1127.5519 | 1070.1749 | 983.8892 | 894.3843
2025-09-24 | 810.2033 | 767.1478 | 728.6797 | 716.3827 | 752.2227 | 862.4176 | 983.5565 | 950.1303 | 886.4542 | 811.3654 | 755.5483 | 697.0715 | 651.1257 | 655.9974 | 684.7713 | 789.7679 | 962.9835 | 1080.4862 | 1155.5874 | 1146.6353 | 1113.7096 | 1067.7495 | 995.853 | 898.7032
2025-09-25 | 814.6139 | 768.4079 | 733.6849 | 722.2493 | 757.3079 | 867.3622 | 988.9982 | 975.2369 | 924.193 | 882.6251 | 819.9142 | 757.6134 | 718.0177 | 724.9185 | 758.1676 | 863.8211 | 999.8701 | 1082.351 | 1156.7932 | 1162.0904 | 1129.8078 | 1085.7807 | 995.6931 | 905.306
2025-09-26 | 818.6336 | 776.4437 | 737.5794 | 723.6938 | 758.2756 | 860.1302 | 977.9698 | 963.7139 | 926.1586 | 879.0694 | 852.438 | 825.8007 | 800.9425 | 784.0728 | 838.3165 | 896.9135 | 1011.757 | 1093.9623 | 1130.0153 | 1124.8114 | 1085.8933 | 1060.9866 | 1007.4041 | 921.5795
2025-09-27 | 835.1775 | 776.7486 | 734.4697 | 714.4727 | 718.1237 | 752.8718 | 814.4472 | 814.7105 | 811.992 | 801.7139 | 799.1529 | 747.2662 | 709.2155 | 677.6595 | 748.9007 | 840.1403 | 958.7719 | 1026.4219 | 1085.1822 | 1072.2943 | 1052.5556 | 1023.1175 | 982.831 | 915.2626
2025-09-28 | 835.5785 | 778.4862 | 732.6766 | 710.683 | 711.7208 | 734.8558 | 772.0624 | 765.5995 | 761.4103 | 699.0696 | 650.4018 | 617.3056 | 568.9388 | 540.9606 | 591.3368 | 721.4893 | 894.6623 | 1004.1271 | 1098.115 | 1099.1023 | 1087.3973 | 1050.4882 | 973.2777 | 879.7771
2025-09-29 | 811.5035 | 755.9526 | 722.792 | 715.9999 | 752.0856 | 864.5532 | 987.6934 | 964.8673 | 891.3951 | 797.5835 | 766.1862 | 739.7289 | 696.5466 | 746.3714 | 782.6675 | 889.6167 | 1018.7547 | 1091.3999 | 1163.3686 | 1168.7677 | 1127.5283 | 1078.9911 | 993.8316 | 896.8137
2025-09-30 | 802.5686 | 756.3816 | 720.7265 | 709.4646 | 746.3909 | 856.3632 | 974.3137 | 942.8102 | 874.2974 | 772.6734 | 731.4895 | 697.1499 | 672.6798 | 678.9522 | 673.417 | 787.8406 | 951.3323 | 1045.8897 | 1123.3013 | 1144.2041 | 1111.9404 | 1055.642 | 968.3452 | 879.3257
2025-10-01 | 743.0375 | 701.502 | 662.8525 | 650.312 | 676.6579 | 775.7984 | 882.3289 | 872.0541 | 821.6716 | 765.2202 | 717.9271 | 686.4046 | 613.911 | 622.6392 | 699.9464 | 807.4428 | 937.1884 | 1030.9398 | 1101.9781 | 1068.6484 | 1043.9136 | 1003.7417 | 925.5151 | 825.63
2025-10-02 | 741.4919 | 700.5594 | 664.9704 | 652.7598 | 680.3116 | 777.7778 | 886.0112 | 864.0976 | 815.4061 | 760.0902 | 740.4415 | 741.5038 | 682.5347 | 720.1268 | 744.1556 | 837.3299 | 938.8101 | 1033.9231 | 1102.395 | 1083.1948 | 1055.6346 | 1012.533 | 923.1357 | 828.9756
2025-10-03 | 750.0303 | 707.9574 | 667.7526 | 653.4182 | 679.6509 | 768.8762 | 871.2662 | 857.9607 | 822.2293 | 776.2592 | 764.7826 | 747.5165 | 702.5356 | 706.4054 | 733.0691 | 810.3865 | 941.8664 | 1026.1773 | 1074.8685 | 1047.8565 | 1014.2444 | 988.7583 | 933.2177 | 845.8639
2025-10-04 | 771.0063 | 716.0529 | 673.3854 | 652.8405 | 648.9543 | 676.296 | 725.3906 | 729.0313 | 722.739 | 689.1669 | 671.0086 | 648.7558 | 575.5135 | 612.7302 | 679.2494 | 810.4408 | 912.9491 | 986.3374 | 1047.8834 | 1008.389 | 996.1022 | 969.4954 | 924.9984 | 852.6435
2025-10-05 | 769.8404 | 718.524 | 672.7273 | 650.5072 | 644.2987 | 662.8837 | 694.0714 | 696.3501 | 691.8495 | 666.3366 | 637.1294 | 634.5275 | 564.4539 | 565.9457 | 619.7126 | 730.7219 | 873.7728 | 989.4316 | 1078.2118 | 1046.4889 | 1031.3784 | 995.671 | 914.7311 | 818.055
2025-10-06 | 741.6762 | 687.2078 | 654.339 | 647.387 | 676.5211 | 777.262 | 888.4662 | 879.4673 | 827.1529 | 783.2178 | 748.0936 | 770.3864 | 725.149 | 712.3512 | 746.0634 | 841.6055 | 958.4792 | 1050.4665 | 1127.0209 | 1100.3958 | 1056.4364 | 1013.5952 | 927.5889 | 824.1456
2025-10-07 | 749.6631 | 702.7265 | 667.039 | 654.4373 | 684.4689 | 787.0244 | 895.8225 | 879.4358 | 817.063 | 748.2098 | 721.5911 | 723.4001 | 667.7425 | 710.3724 | 748.2403 | 852.0161 | 963.5099 | 1043.3109 | 1109.4294 | 1093.1382 | 1059.0645 | 1005.3428 | 917.9887 | 825.7274
2025-10-08 | 745.403 | 704.3866 | 665.5389 | 653.0981 | 680.1845 | 778.6339 | 888.1273 | 869.3236 | 794.3266 | 724.3762 | 682.6484 | 653.6582 | 649.0698 | 703.0966 | 774.3513 | 889.1125 | 990.414 | 1061.801 | 1106.9098 | 1071.2907 | 1046.247 | 1005.3481 | 931.3207 | 835.3095
2025-10-09 | 742.3262 | 697.8832 | 662.1672 | 650.569 | 677.7113 | 774.558 | 884.74 | 867.9589 | 811.5333 | 740.5224 | 707.5468 | 658.4037 | 612.7956 | 624.9101 | 678.4815 | 797.5429 | 945.1178 | 1045.3251 | 1097.8699 | 1077.0786 | 1054.3901 | 1008.94 | 920.2466 | 828.3163
2025-10-10 | 749.0043 | 705.2489 | 665.7948 | 651.1781 | 677.6778 | 767.764 | 874.2359 | 863.901 | 817.5325 | 761.7942 | 721.0644 | 702.6711 | 664.5672 | 674.4344 | 730.6968 | 817.9672 | 946.323 | 1032.2179 | 1069.5685 | 1042.3632 | 1009.967 | 987.5019 | 931.2109 | 844.9171
2025-10-11 | 776.3177 | 720.4294 | 678.5774 | 657.3891 | 653.583 | 681.9129 | 733.134 | 738.9352 | 724.5807 | 689.0664 | 673.0019 | 627.6413 | 573.1378 | 586.6325 | 621.716 | 762.1772 | 904.959 | 1001.0371 | 1050.5929 | 1010.1978 | 998.5328 | 972.0044 | 929.632 | 857.4079
2025-10-12 | 780.6825 | 726.5819 | 681.381 | 658.5274 | 652.3275 | 669.1369 | 701.8337 | 702.9145 | 706.0083 | 682.3399 | 649.1949 | 656.048 | 636.1219 | 673.4483 | 716.2314 | 798.625 | 936.8663 | 1017.9367 | 1082.371 | 1048.2487 | 1039.9735 | 1005.9093 | 927.8293 | 829.4747
2025-10-13 | 739.6194 | 688.8953 | 652.7141 | 646.7309 | 678.7881 | 790.286 | 906.3823 | 912.0016 | 865.5562 | 813.8146 | 777.6349 | 790.4457 | 818.2158 | 764.7244 | 781.131 | 845.9146 | 981.9231 | 1061.1186 | 1137.5007 | 1110.7245 | 1061.7269 | 1012.436 | 925.9145 | 827.2462
2025-10-14 | 753.1118 | 703.967 | 668.1754 | 655.4612 | 685.0488 | 790.2741 | 901.3793 | 886.0516 | 830.0326 | 757.5347 | 744.9386 | 754.607 | 706.6167 | 738.9316 | 792.8897 | 899.4757 | 1000.4076 | 1071.684 | 1117.0793 | 1099.5006 | 1063.9354 | 1008.7578 | 922.1709 | 828.3644
2025-10-15 | 750.3935 | 708.9648 | 670.0388 | 657.1327 | 684.1102 | 787.6795 | 898.4048 | 925.0299 | 909.6196 | 853.1088 | 800.7037 | 774.7447 | 770.4667 | 746.6116 | 788.5388 | 898.7925 | 1024.0226 | 1077.7775 | 1116.4446 | 1078.6548 | 1052.2908 | 1014.8068 | 936.193 | 842.3115
2025-10-16 | 744.3426 | 699.7569 | 663.721 | 652.2484 | 679.5969 | 780.855 | 890.8405 | 883.1845 | 833.6029 | 773.1055 | 735.6215 | 717.0158 | 683.6024 | 697.993 | 741.2786 | 847.2459 | 983.3608 | 1062.3015 | 1101.0254 | 1081.1928 | 1055.2338 | 1011.5757 | 921.9109 | 829.9624
2025-10-17 | 754.0869 | 711.4718 | 671.2554 | 656.642 | 683.174 | 776.7842 | 882.6472 | 887.3887 | 855.8831 | 823.9132 | 782.5333 | 730.598 | 695.2116 | 718.0542 | 769.8213 | 876.9902 | 976.6195 | 1057.7941 | 1079.8281 | 1051.4323 | 1016.8263 | 993.0907 | 937.4659 | 850.9855
2025-10-18 | 771.7282 | 713.7101 | 671.2075 | 650.4843 | 646.48 | 673.6662 | 724.5989 | 736.4755 | 723.0745 | 709.2888 | 709.9598 | 658.2717 | 584.5502 | 606.0323 | 617.4385 | 720.7796 | 883.731 | 984.323 | 1038.9927 | 1001.4282 | 989.2349 | 963.6033 | 917.6711 | 846.2376
2025-10-19 | 761.5738 | 707.6202 | 660.9885 | 639.6569 | 633.1616 | 647.4295 | 677.9022 | 671.7335 | 666.5482 | 629.9991 | 617.2949 | 609.3223 | 532.3928 | 554.2205 | 629.3447 | 757.7442 | 885.2118 | 990.123 | 1052.1673 | 1024.5404 | 1014.4576 | 980.2523 | 898.2702 | 803.5343
2025-10-20 | 748.8888 | 697.3313 | 661.286 | 653.4961 | 682.8033 | 787.8005 | 902.128 | 928.3748 | 864.4074 | 793.1634 | 761.1689 | 737.3831 | 670.7327 | 692.6297 | 747.9604 | 845.6073 | 991.4306 | 1073.5026 | 1134.26 | 1103.5298 | 1066.172 | 1018.9465 | 932.415 | 833.1901
2025-10-21 | 750.1143 | 702.079 | 666.2709 | 653.7954 | 683.7392 | 787.5859 | 898.7705 | 891.3449 | 831.5007 | 752.9932 | 708.0763 | 683.8185 | 642.5851 | 660.4208 | 711.0986 | 841.8604 | 973.2651 | 1068.0555 | 1111.2468 | 1095.0247 | 1059.4988 | 1005.8723 | 917.9256 | 823.1437
2025-10-22 | 734.79 | 693.6428 | 654.1551 | 642.4651 | 669.1479 | 768.4493 | 878.3418 | 869.765 | 806.2115 | 733.7393 | 695.092 | 659.992 | 626.6778 | 658.0733 | 705.1959 | 837.4527 | 961.2809 | 1057.9234 | 1088.2738 | 1060.6575 | 1032.2734 | 991.8224 | 912.887 | 815.768
2025-10-23 | 736.655 | 693.3896 | 657.4114 | 646.1906 | 673.775 | 772.1121 | 882.1146 | 878.487 | 835.5488 | 810.723 | 808.7406 | 807.3367 | 808.9822 | 773.7436 | 800.8252 | 883.8039 | 987.6926 | 1062.9093 | 1090.1288 | 1070.671 | 1048.2802 | 1001.4911 | 913.4651 | 825.2363
2025-10-24 | 743.3603 | 701.3645 | 660.6182 | 646.8577 | 673.3283 | 764.4913 | 870.0802 | 875.3548 | 839.1169 | 772.4967 | 719.5268 | 716.4167 | 673.5789 | 696.8452 | 798.7439 | 898.8008 | 977.9055 | 1046.0231 | 1063.2038 | 1037.5744 | 1005.6538 | 979.2376 | 923.5886 | 838.1095
2025-10-25 | 764.5014 | 706.2837 | 663.3586 | 643.1981 | 639.0928 | 664.7471 | 715.8773 | 726.7706 | 704.0859 | 663.0727 | 618.5189 | 622.0651 | 579.6724 | 623.4674 | 649.4231 | 781.321 | 890.9039 | 982.354 | 1026.0925 | 989.0753 | 978.9696 | 950.199 | 906.6684 | 839.2691
2025-10-26 | 765.1489 | 710.7916 | 665.691 | 643.8278 | 637.659 | 653.1149 | 686.8661 | 685.2958 | 675.3276 | 629.8063 | 601.6588 | 579.8151 | 526.4569 | 564.1509 | 616.3368 | 757.9512 | 912.4466 | 1010.4568 | 1067.4424 | 1032.5984 | 1016.924 | 978.4503 | 901.2241 | 804.2219
2025-10-27 | 723.1742 | 671.6998 | 634.9651 | 628.9216 | 657.8381 | 758.1597 | 873.626 | 871.2848 | 805.8818 | 735.4664 | 703.4209 | 707.1071 | 668.6561 | 690.4467 | 746.2958 | 859.1301 | 986.6893 | 1050.7777 | 1102.3023 | 1076.5763 | 1027.3707 | 977.984 | 893.9803 | 794.3647
2025-10-28 | 738.8451 | 690.905 | 655.3373 | 643.5819 | 673.3543 | 774.9025 | 887.9323 | 890.4966 | 832.8405 | 776.802 | 720.8338 | 689.9187 | 697.4599 | 743.3174 | 819.0472 | 918.8726 | 1019.3074 | 1074.9455 | 1105.2337 | 1081.6999 | 1044.5972 | 989.7836 | 906.1431 | 808.503
2025-10-29 | 738.2793 | 698.0171 | 659.5376 | 646.8251 | 673.8758 | 775.8695 | 888.7956 | 897.7008 | 867.4807 | 830.7327 | 817.4222 | 809.0831 | 801.3619 | 742.4957 | 794.1802 | 903.377 | 1017.5701 | 1078.1677 | 1098.9663 | 1068.2188 | 1038.7043 | 995.9933 | 918.3344 | 821.5945
2025-10-30 | 727.2406 | 684.1488 | 648.3867 | 638.0549 | 665.4692 | 763.6235 | 876.7631 | 881.0073 | 826.8834 | 797.237 | 782.6169 | 753.0476 | 744.1541 | 730.8103 | 770.4599 | 879.0261 | 996.9723 | 1048.2414 | 1073.0565 | 1061.5565 | 1031.5925 | 987.4438 | 895.1931 | 804.2689
2025-10-31 | 735.9963 | 696.7032 | 656.5488 | 643.0828 | 669.6844 | 759.9669 | 868.6208 | 887.3362 | 868.6269 | 815.3105 | 769.8003 | 708.0256 | 710.0762 | 692.266 | 760.9319 | 845.5255 | 952.838 | 1040.5462 | 1054.0501 | 1034.3693 | 995.8893 | 968.8207 | 912.3427 | 827.7174
2025-11-01 | 743.9503 | 684.6209 | 644.5252 | 621.3871 | 624.894 | 664.8051 | 723.9503 | 724.6548 | 695.0047 | 671.8393 | 652.4605 | 620.3486 | 558.1393 | 545.4012 | 595.5537 | 760.8697 | 885.1717 | 977.1021 | 1026.5381 | 968.787 | 952.5572 | 923.9652 | 885.9211 | 819.7656
2025-11-02 | 749.4576 | 694.7468 | 652.1333 | 627.3675 | 629.0729 | 661.2295 | 697.1684 | 723.1824 | 690.6406 | 627.1634 | 590.5053 | 566.1697 | 492.3656 | 482.646 | 556.478 | 702.1322 | 885.6873 | 998.5236 | 1056.83 | 1007.59 | 983.5933 | 955.1558 | 882.9689 | 795.2081
2025-11-03 | 718.9834 | 665.4384 | 632.8087 | 624.2214 | 663.4806 | 787.6717 | 898.25 | 893.6961 | 829.4767 | 751.0107 | 715.5919 | 709.3682 | 642.6422 | 637.0348 | 702.174 | 841.3461 | 975.1509 | 1054.8729 | 1108.4142 | 1064.2297 | 1009.6075 | 969.1381 | 894.0025 | 798.9134
2025-11-04 | 723.9332 | 673.0519 | 639.6476 | 625.636 | 664.6972 | 787.015 | 897.1057 | 904.4982 | 837.5962 | 780.1157 | 735.8171 | 714.2783 | 670.7067 | 659.0034 | 714.4029 | 829.4093 | 963.626 | 1047.1638 | 1092.8045 | 1057.8987 | 1009.1399 | 960.1799 | 881.1443 | 796.067
2025-11-05 | 712.8049 | 667.8285 | 631.2003 | 617.9623 | 655.2543 | 773.6003 | 884.3977 | 901.3244 | 863.6818 | 825.2103 | 776.8644 | 746.7458 | 701.6776 | 639.0168 | 696.881 | 811.9907 | 953.7816 | 1048.8961 | 1079.6505 | 1030.1181 | 986.9891 | 950.656 | 881.4726 | 790.8908
2025-11-06 | 709.5932 | 662.2445 | 628.8097 | 616.9606 | 654.6343 | 772.6643 | 884.1903 | 883.0584 | 811.083 | 747.0237 | 703.6703 | 671.8311 | 615.1955 | 626.7186 | 671.7823 | 787.4976 | 929.2461 | 1028.0176 | 1066.5413 | 1031.7424 | 993.3462 | 952.4556 | 871.7304 | 788.3604
2025-11-07 | 714.6593 | 669.126 | 630.5679 | 616.367 | 653.4446 | 764.5994 | 872.4922 | 877.5601 | 832.8702 | 797.684 | 797.7882 | 774.1479 | 780.2051 | 767.9804 | 820.6372 | 872.9002 | 953.827 | 1023.035 | 1040.0674 | 1004.7428 | 960.5332 | 929.8474 | 885.1155 | 806.8112
2025-11-08 | 731.9356 | 669.31 | 628.1522 | 607.4121 | 612.3024 | 651.7282 | 708.3516 | 724.054 | 693.1127 | 626.0119 | 602.0098 | 574.0223 | 514.5824 | 486.9642 | 564.9455 | 710.9725 | 854.4175 | 947.6073 | 988.1799 | 947.3311 | 925.5257 | 897.7709 | 860.0901 | 797.0397
2025-11-09 | 722.2845 | 664.0338 | 619.0571 | 597.0238 | 599.0497 | 625.4398 | 661.0155 | 669.5458 | 633.4327 | 570.3652 | 537.773 | 500.587 | 439.8439 | 437.7484 | 548.1526 | 699.2827 | 855.649 | 942.9174 | 1005.6304 | 962.664 | 938.8092 | 912.0976 | 836.3903 | 750.934
2025-11-10 | 695.7338 | 638.5965 | 602.8659 | 596.5054 | 635.3864 | 754.1593 | 865.1716 | 876.5827 | 824.0853 | 755.3776 | 716.8364 | 697.3497 | 697.6108 | 657.9629 | 700.0098 | 795.4192 | 932.0712 | 1012.1173 | 1064.3634 | 1029.9533 | 973.5414 | 927.0082 | 849.1889 | 764.4835
2025-11-11 | 721.1015 | 670.4006 | 630.6217 | 604.1496 | 619.3197 | 670.2877 | 717.0886 | 720.0668 | 709.5765 | 668.0181 | 647.6602 | 619.6398 | 619.5628 | 596.2042 | 657.6055 | 760.7591 | 869.775 | 955.9158 | 991.675 | 956.3969 | 923.4568 | 900.3164 | 825.4893 | 750.2794
2025-11-12 | 701.143 | 654.4042 | 616.0102 | 605.6005 | 643.6908 | 759.3934 | 864.9444 | 873.7125 | 808.1362 | 736.4054 | 699.7705 | 666.3535 | 623.1156 | 628.5587 | 677.7112 | 793.917 | 935.6498 | 1023.2006 | 1055.9726 | 1011.2099 | 967.4826 | 929.7153 | 861.6609 | 776.6613
2025-11-13 | 699.4281 | 651.97 | 617.6391 | 606.6723 | 644.0838 | 760.0857 | 868.7226 | 868.9214 | 803.3374 | 748.2272 | 690.8077 | 653.5535 | 625.8908 | 623.1864 | 665.7776 | 785.4216 | 910.8495 | 1013.7064 | 1049.516 | 1018.7246 | 979.3095 | 938.0032 | 855.9856 | 772.3451
2025-11-14 | 711.9459 | 666.4917 | 628.048 | 613.742 | 650.832 | 761.5054 | 864.9469 | 877.4397 | 827.434 | 736.4048 | 681.1937 | 633.7899 | 598.805 | 569.7634 | 656.9528 | 814.0253 | 951.914 | 1012.8704 | 1033.9513 | 995.6992 | 951.6556 | 920.3336 | 876.8566 | 800.179
2025-11-15 | 743.792 | 680.9544 | 640.592 | 618.8372 | 623.894 | 665.6359 | 719.921 | 750.1813 | 730.3229 | 691.1287 | 668.0347 | 644.0055 | 592.0176 | 557.9248 | 661.9979 | 775.0715 | 898.8286 | 976.8886 | 1010.9148 | 965.5356 | 944.8542 | 916.8932 | 878.4103 | 813.5345
2025-11-16 | 733.3021 | 675.9177 | 631.4029 | 608.4653 | 610.3262 | 639.3264 | 674.561 | 699.1721 | 673.8127 | 631.9261 | 616.0751 | 622.9924 | 600.6161 | 564.6202 | 637.1318 | 762.1203 | 897.3441 | 969.8951 | 1026.9727 | 982.6247 | 957.5048 | 931.1352 | 857.6701 | 767.3985
2025-11-17 | 701.563 | 648.4998 | 612.8274 | 605.7432 | 644.782 | 765.3702 | 877.6652 | 906.6941 | 836.0481 | 764.9544 | 760.8547 | 749.0127 | 773.7894 | 753.3047 | 785.2589 | 855.7576 | 976.3591 | 1031.8756 | 1080.2681 | 1039.8008 | 985.0198 | 943.4281 | 870.9237 | 779.1387
2025-11-18 | 713.3334 | 660.9311 | 626.6069 | 613.3736 | 652.1998 | 772.1904 | 881.9596 | 906.1578 | 854.4647 | 763.6706 | 699.5922 | 670.1178 | 659.9225 | 632.9461 | 719.8909 | 850.263 | 955.6048 | 1030.8595 | 1068.4441 | 1037.0575 | 989.4456 | 942.4678 | 862.6602 | 775.6531
2025-11-19 | 707.5905 | 661.6255 | 625.6142 | 613.1238 | 650.4393 | 767.3534 | 880.2488 | 906.1201 | 858.5685 | 813.6612 | 765.4181 | 751.4399 | 759.6817 | 725.9216 | 801.449 | 887.6498 | 988.368 | 1043.0745 | 1068.5796 | 1026.694 | 985.4997 | 940.925 | 880.4161 | 787.8287
2025-11-20 | 710.9439 | 664.1116 | 629.6866 | 617.3887 | 654.2933 | 771.4751 | 880.6336 | 916.42 | 872.4608 | 799.3546 | 807.0026 | 799.0398 | 814.4786 | 786.631 | 832.4401 | 907.5684 | 995.9314 | 1045.1331 | 1065.0847 | 1032.0175 | 991.6507 | 958.0168 | 876.8796 | 792.6408
2025-11-21 | 714.376 | 669.9788 | 631.4119 | 617.1635 | 653.8238 | 764.4858 | 871.2597 | 909.3948 | 887.9472 | 845.9969 | 830.2753 | 816.432 | 827.6575 | 785.163 | 802.0357 | 894.5698 | 980.2644 | 1028.0779 | 1043.9386 | 1000.5122 | 959.7428 | 932.9361 | 888.4479 | 809.2086
2025-11-22 | 739.4063 | 676.7006 | 636.0898 | 614.7597 | 619.827 | 660.69 | 714.449 | 766.197 | 769.3707 | 748.1214 | 713.6789 | 701.0728 | 673.2764 | 647.0474 | 681.1544 | 773.7384 | 903.7796 | 969.1511 | 1008.4208 | 972.094 | 947.9884 | 920.194 | 879.22 | 812.8137
2025-11-23 | 726.9369 | 668.4337 | 623.0843 | 601.006 | 602.6836 | 629.9304 | 666.9294 | 710.044 | 733.9889 | 701.4367 | 639.3399 | 615.6274 | 600.6227 | 597.8521 | 638.8037 | 750.3005 | 882.683 | 963.6728 | 1016.105 | 974.1471 | 949.382 | 917.9902 | 849.2409 | 761.3643
2025-11-24 | 686.2816 | 630.1213 | 593.0511 | 587.334 | 625.758 | 741.7142 | 854.6297 | 888.63 | 826.3454 | 749.9879 | 714.3317 | 728.0513 | 762.1441 | 765.1967 | 738.9566 | 838.595 | 946.2105 | 995.535 | 1045.6614 | 1013.5377 | 958.3069 | 919.9255 | 841.2487 | 751.5192
2025-11-25 | 692.9816 | 641.6964 | 605.642 | 594.1257 | 632.5537 | 748.3489 | 857.1996 | 881.3074 | 832.978 | 748.3267 | 700.2358 | 689.5156 | 717.5491 | 687.4262 | 706.1702 | 805.7861 | 927.7727 | 993.0335 | 1032.4275 | 1009.1943 | 960.7475 | 915.4823 | 836.1111 | 748.9425
2025-11-26 | 688.4408 | 644.0249 | 605.7811 | 594.3844 | 631.2643 | 744.2869 | 853.5284 | 881.5784 | 843.88 | 793.1928 | 729.6129 | 725.8777 | 732.6355 | 673.2735 | 729.895 | 837.0918 | 939.668 | 1004.9667 | 1035.2008 | 995.5438 | 950.6964 | 913.6754 | 845.0206 | 759.2556
2025-11-27 | 720.3883 | 673.6544 | 634.3689 | 609.4584 | 624.2712 | 676.803 | 732.3971 | 757.7826 | 771.0293 | 757.3545 | 751.3247 | 716.0009 | 705.2365 | 686.1757 | 708.0928 | 803.8543 | 910.4184 | 986.9521 | 1002.4189 | 963.056 | 934.3871 | 917.0837 | 836.3663 | 764.8753
2025-11-28 | 699.6907 | 652.5512 | 612.5526 | 601.0009 | 639.0713 | 747.5794 | 847.6657 | 879.9865 | 843.876 | 799.0378 | 774.4005 | 745.4706 | 727.2572 | 658.985 | 741.7197 | 832.3132 | 931.2962 | 991.4357 | 1010.4407 | 976.1855 | 933.7209 | 902.8475 | 861.372 | 783.6913
2025-11-29 | 726.48 | 664.3629 | 623.4056 | 603.1334 | 608.0244 | 645.1946 | 696.7554 | 745.8142 | 716.4735 | 685.2259 | 661.7132 | 629.3278 | 605.1795 | 576.1813 | 644.334 | 764.53 | 879.2763 | 943.1965 | 982.0893 | 939.4216 | 919.6756 | 890.811 | 851.6038 | 789.2647
2025-11-30 | 722.5439 | 664.5757 | 619.8447 | 597.8229 | 599.7656 | 625.1823 | 658.8968 | 712.9624 | 732.0085 | 707.0711 | 679.0106 | 655.4294 | 663.0721 | 669.5229 | 687.8228 | 725.0098 | 871.3486 | 956.92 | 1010.458 | 970.5356 | 946.6124 | 921.9265 | 847.54 | 759.8589
2025-12-01 | 688.9566 | 632.7283 | 594.6266 | 585.4295 | 621.7742 | 721.5121 | 819.2801 | 846.7415 | 784.7651 | 734.0253 | 704.1226 | 681.5234 | 667.9008 | 663.4711 | 646.5358 | 750.2116 | 870.4956 | 950.8961 | 1010.8504 | 994.183 | 956.6019 | 921.6093 | 854.1077 | 769.1018
2025-12-02 | 687.6788 | 635.5481 | 598.4941 | 584.2722 | 620.8019 | 717.1616 | 810.5853 | 845.9905 | 803.4734 | 761.8821 | 724.8944 | 690.1285 | 709.5846 | 707.4659 | 722.2153 | 748.484 | 854.0138 | 937.0076 | 988.6443 | 984.0009 | 961.8732 | 915.4323 | 843.1128 | 758.959
2025-12-03 | 686.7382 | 642.0605 | 601.9482 | 587.2886 | 621.19 | 716.2156 | 810.2963 | 831.3278 | 782.2271 | 711.5562 | 625.8648 | 598.8095 | 568.974 | 573.7244 | 644.8221 | 773.9229 | 863.2861 | 955.3711 | 995.5636 | 969.3339 | 946.0438 | 914.8077 | 852.5796 | 773.1564
2025-12-04 | 685.7246 | 637.9715 | 600.9884 | 587.276 | 621.9083 | 716.2535 | 812.0246 | 842.7071 | 788.5936 | 743.924 | 710.941 | 686.9831 | 679.6309 | 663.8081 | 691.7148 | 773.249 | 873.6532 | 944.6818 | 986.7686 | 974.015 | 953.0748 | 924.5142 | 854.4445 | 772.5296
2025-12-05 | 703.6885 | 657.4375 | 616.9063 | 600.0852 | 634.5935 | 724.8229 | 817.726 | 852.6621 | 809.3429 | 729.3089 | 678.1618 | 641.4074 | 606.4461 | 584.3692 | 658.3937 | 744.2719 | 869.9042 | 953.5288 | 981.9277 | 959.2536 | 937.8413 | 912.1581 | 874.0812 | 803.8001
2025-12-06 | 714.3558 | 652.9026 | 609.7325 | 587.374 | 591.4269 | 614.3458 | 656.9991 | 703.8241 | 666.6309 | 629.1682 | 557.8229 | 527.0318 | 475.0999 | 455.7163 | 522.7346 | 648.9737 | 787.3092 | 877.406 | 930.1492 | 905.8162 | 906.9994 | 882.3246 | 846.3284 | 789.5995
2025-12-07 | 712.0188 | 654.389 | 607.3609 | 583.8969 | 585.3517 | 598.4421 | 625.8146 | 670.1921 | 651.1556 | 604.1395 | 534.0164 | 519.4996 | 523.8167 | 479.5569 | 545.925 | 644.9454 | 786.7583 | 883.8227 | 948.6403 | 928.9059 | 922.5249 | 903.1349 | 841.2924 | 758.3514
2025-12-08 | 688.8899 | 632.8467 | 595.0986 | 585.9793 | 622.434 | 721.7476 | 820.2896 | 861.7864 | 820.3364 | 775.9509 | 738.1943 | 752.5799 | 735.3091 | 759.5497 | 762.4616 | 804.7577 | 892.8156 | 953.1525 | 1009.8455 | 999.2452 | 968.6584 | 932.8517 | 860.4311 | 770.5422
2025-12-09 | 702.0102 | 650.3546 | 613.5843 | 598.2792 | 635.195 | 734.3575 | 832.054 | 866.3395 | 811.2796 | 754.5696 | 694.0494 | 664.3176 | 684.8352 | 686.0581 | 709.7886 | 789.6742 | 900.2328 | 963.6149 | 1008.853 | 994.5706 | 976.4759 | 935.9309 | 862.6608 | 778.2034
2025-12-10 | 699.7995 | 654.7115 | 615.5161 | 600.1456 | 634.6722 | 732.1963 | 826.1614 | 865.1775 | 815.655 | 763.9139 | 700.3171 | 693.8581 | 698.0729 | 662.4111 | 716.1476 | 796.9508 | 898.1097 | 978.6845 | 1014.6083 | 984.5023 | 959.9001 | 931.8679 | 874.1843 | 788.9676
2025-12-11 | 700.7706 | 653.0686 | 617.3351 | 602.5031 | 637.4636 | 734.372 | 827.6717 | 861.9219 | 806.8143 | 776.188 | 727.7941 | 695.1961 | 687.5922 | 625.9688 | 672.5876 | 787.7122 | 911.1769 | 976.0449 | 1014.666 | 996.6966 | 972.7699 | 943.1464 | 870.0796 | 793.3217
2025-12-12 | 702.8056 | 656.5578 | 616.0245 | 599.018 | 633.5378 | 723.5892 | 813.775 | 854.2331 | 810.7593 | 758.8562 | 710.1994 | 695.4384 | 713.2926 | 678.8493 | 718.6496 | 796.5696 | 889.7499 | 955.7182 | 985.4796 | 961.2839 | 941.4917 | 912.7382 | 878.5624 | 803.0367
2025-12-13 | 718.8455 | 657.4571 | 614.7715 | 592.0995 | 596.1569 | 620.6806 | 663.2458 | 710.0368 | 689.0148 | 640.2539 | 588.1851 | 557.5477 | 524.7212 | 470.0551 | 519.1532 | 629.4757 | 777.8076 | 884.4763 | 943.0582 | 913.2291 | 915.0889 | 889.3364 | 853.8267 | 797.8797
2025-12-14 | 709.9056 | 652.5219 | 605.3377 | 581.9595 | 583.3698 | 595.7213 | 622.9884 | 665.7735 | 648.8428 | 612.9762 | 553.1453 | 520.1123 | 476.0791 | 450.2243 | 506.9886 | 627.9611 | 767.2343 | 884.375 | 955.1015 | 930.7471 | 926.439 | 901.5597 | 833.463 | 753.6052
2025-12-15 | 692.0574 | 635.9377 | 598.1026 | 588.5665 | 625.0271 | 724.8433 | 823.389 | 866.5701 | 807.3381 | 730.5142 | 677.3885 | 658.3068 | 643.5549 | 590.4119 | 610.8548 | 721.7172 | 854.7994 | 956.5973 | 1021.1288 | 997.7766 | 965.5572 | 924.4232 | 863.2694 | 776.5645
2025-12-16 | 704.776 | 652.5572 | 616.0607 | 600.6943 | 637.686 | 737.163 | 835.6063 | 876.2298 | 806.126 | 724.7146 | 657.4825 | 637.6901 | 624.9182 | 595.4471 | 624.4769 | 752.398 | 882.4208 | 970.7964 | 1024.3803 | 1008.1598 | 979.6744 | 934.189 | 863.1668 | 782.6904
2025-12-17 | 696.1137 | 650.8661 | 610.9068 | 595.9064 | 630.0945 | 726.7408 | 823.8871 | 873.2619 | 811.8398 | 741.9437 | 680.8489 | 663.6375 | 667.1251 | 611.2144 | 662.3787 | 754.5827 | 881.6926 | 973.3407 | 1016.0765 | 987.1112 | 962.4108 | 929.1779 | 869.4015 | 785.235
2025-12-18 | 703.4013 | 654.8343 | 618.9454 | 604.1488 | 639.3116 | 736.3791 | 834.7066 | 877.2638 | 830.7906 | 788.918 | 758.1642 | 734.5342 | 732.6313 | 724.0402 | 718.7774 | 815.3771 | 916.849 | 985.047 | 1021.1016 | 1001.3007 | 979.0737 | 950.6607 | 877.4856 | 795.3916
2025-12-19 | 712.779 | 666.6903 | 626.1243 | 608.6983 | 643.3766 | 734.9233 | 829.92 | 881.9474 | 864.1409 | 823.9138 | 743.7438 | 707.0423 | 743.5831 | 788.1497 | 753.5182 | 811.303 | 908.1476 | 964.8661 | 1002.2309 | 975.9285 | 953.8222 | 933.6179 | 891.9414 | 815.2592
2025-12-20 | 723.7171 | 661.6484 | 619.1223 | 596.2862 | 600.7026 | 625.7229 | 670.3301 | 731.011 | 721.8836 | 716.335 | 689.2047 | 614.3327 | 589.9259 | 593.998 | 606.7757 | 690.9604 | 808.2062 | 892.5234 | 948.0056 | 921.5815 | 921.1132 | 902.7356 | 866.5307 | 803.0692
2025-12-21 | 722.6054 | 664.5365 | 618.1483 | 593.6091 | 595.5542 | 610.1013 | 639.8216 | 688.8294 | 665.8104 | 614.4992 | 550.2242 | 524.5058 | 519.4593 | 476.2795 | 512.1606 | 625.8134 | 774.2153 | 898.4262 | 974.7602 | 950.7327 | 948.683 | 917.8747 | 849.7515 | 767.7121
2025-12-22 | 683.7571 | 627.8952 | 589.2067 | 580.4642 | 616.9357 | 715.9501 | 816.6247 | 867.1523 | 803.5339 | 735.0873 | 687.0214 | 679.7538 | 669.5722 | 644.4816 | 618.3826 | 707.1219 | 844.519 | 943.4057 | 1010.8797 | 991.0229 | 952.2908 | 912.9594 | 849.956 | 763.1878
2025-12-23 | 688.6701 | 638.032 | 599.7648 | 585.6386 | 621.9386 | 719.4346 | 818.6763 | 860.909 | 798.7751 | 732.603 | 657.5742 | 623.3736 | 614.1632 | 557.7376 | 600.178 | 703.3698 | 836.9093 | 937.8855 | 997.1928 | 983.9877 | 954.4327 | 904.7754 | 841.5649 | 758.9161
2025-12-24 | 686.292 | 641.4165 | 600.9527 | 586.3507 | 620.6042 | 715.4547 | 810.3244 | 854.1963 | 795.6687 | 740.1286 | 676.2878 | 652.4724 | 670.4554 | 628.9591 | 636.3013 | 735.4236 | 852.7992 | 938.7411 | 995.479 | 971.3594 | 945.7087 | 916.4039 | 854.8738 | 770.6407
2025-12-25 | 706.91 | 659.7364 | 619.17 | 591.5652 | 605.1171 | 642.0362 | 687.6284 | 721.8686 | 703.9292 | 659.1922 | 628.5722 | 606.6821 | 608.6095 | 630.0678 | 586.2006 | 688.1892 | 808.9635 | 910.4053 | 952.7432 | 927.2976 | 925.3275 | 911.2675 | 834.524 | 763.6187
2025-12-26 | 681.3145 | 633.8972 | 591.2898 | 577.8575 | 613.5078 | 699.5571 | 791.6402 | 836.5836 | 814.9765 | 794.9009 | 742.5095 | 702.287 | 706.0492 | 715.8066 | 761.2589 | 799.255 | 869.5346 | 913.8499 | 949.7539 | 941.9505 | 924.0197 | 894.4363 | 855.0716 | 775.0331
2025-12-27 | 697.2031 | 636.2113 | 591.9129 | 570.9703 | 574.8171 | 594.9244 | 636.6794 | 691.1464 | 649.8484 | 607.3765 | 553.7994 | 534.7416 | 531.8671 | 477.9171 | 499.1088 | 584.2261 | 729.2561 | 838.4731 | 902.9723 | 882.6731 | 882.7372 | 858.0595 | 825.3051 | 766.3248
2025-12-28 | 694.2102 | 637.242 | 589.0734 | 567.0217 | 568.3923 | 578.067 | 605.5384 | 655.5829 | 646.3319 | 600.4828 | 572.1252 | 559.0364 | 548.2072 | 552.5698 | 546.7255 | 618.0126 | 746.7582 | 855.9024 | 928.7337 | 914.7664 | 913.6628 | 889.717 | 817.6509 | 735.4493
2025-12-29 | 670.3588 | 615.0088 | 576.0603 | 568.3058 | 604.4974 | 700.4676 | 798.6513 | 846.7879 | 783.7779 | 730.8436 | 638.4033 | 609.3443 | 607.0032 | 555.8194 | 570.1654 | 670.9636 | 805.6588 | 901.4668 | 981.5263 | 966.0543 | 932.6374 | 885.9883 | 830.8205 | 744.1608
2025-12-30 | 683.8679 | 633.2761 | 595.3052 | 581.2554 | 617.4057 | 713.4201 | 811.0609 | 864.7528 | 814.2301 | 754.4489 | 705.5301 | 679.7479 | 667.7695 | 675.7892 | 675.6665 | 730.6391 | 823.9795 | 920.9704 | 980.9815 | 976.4476 | 952.3299 | 904.1191 | 833.6177 | 751.5029
2025-12-31 | 669.424 | 625.8414 | 584.4344 | 571.2824 | 604.9754 | 697.9422 | 792.9679 | 838.9505 | 774.7414 | 709.1099 | 621.2448 | 588.6881 | 589.2448 | 520.0121 | 563.9624 | 678.5219 | 802.7178 | 895.2446 | 964.7699 | 944.7011 | 920.2544 | 887.477 | 830.1263 | 745.7315
2026-01-01 | 686.173 | 654.8233 | 622.1698 | 597.4645 | 613.6233 | 662.8883 | 734.2363 | 751.3495 | 728.4431 | 676.4007 | 618.3068 | 584.9754 | 559.6241 | 550.7528 | 610.4875 | 686.5184 | 832.9423 | 925.4879 | 968.4766 | 950.7213 | 925.6197 | 900.5739 | 814.3489 | 735.2102
2026-01-02 | 681.0013 | 646.5907 | 611.7063 | 600.7088 | 640.6572 | 750.7449 | 879.9067 | 908.6944 | 875.2906 | 788.73 | 727.6226 | 702.1796 | 676.0344 | 628.7714 | 681.4186 | 795.65 | 899.7634 | 971.9248 | 1004.0909 | 979.346 | 949.6321 | 904.4677 | 855.8538 | 775.2858
2026-01-03 | 674.1043 | 633.425 | 596.5914 | 578.7327 | 584.7523 | 620.7669 | 698.4022 | 736.0544 | 704.5112 | 643.2485 | 579.5385 | 543.2577 | 541.4887 | 466.4367 | 485.9566 | 583.0873 | 748.9836 | 863.0813 | 923.2888 | 904.9376 | 893.323 | 857.9668 | 805.2554 | 737.1329
2026-01-04 | 651.453 | 614.8326 | 578.1761 | 558.8704 | 562.6151 | 576.7025 | 631.389 | 653.1608 | 624.2313 | 561.0001 | 501.9189 | 458.8311 | 406.9583 | 389.5556 | 457.7476 | 556.231 | 720.6416 | 842.8161 | 929.247 | 921.2138 | 910.2601 | 860.2417 | 776.6625 | 689.615
2026-01-05 | 635.4107 | 588.3401 | 557.0834 | 552.7076 | 592.9951 | 697.2977 | 827.014 | 841.1638 | 752.1373 | 661.562 | 604.6797 | 574.8496 | 589.0114 | 544.3215 | 543.5354 | 655.8678 | 798.1436 | 887.59 | 979.7275 | 975.4164 | 935.6468 | 868.7606 | 783.6853 | 698.9388
2026-01-06 | 652.6092 | 612.4018 | 575.5306 | 564.75 | 604.9828 | 711.9262 | 842.9178 | 858.1168 | 784.8255 | 690.8762 | 615.9857 | 578.6849 | 574.2754 | 533.0233 | 558.0194 | 657.0618 | 803.7179 | 905.403 | 975.5831 | 981.1911 | 934.3641 | 870.2939 | 786.2654 | 699.1773
2026-01-07 | 632.3668 | 602.1352 | 567.1345 | 557.8963 | 595.5462 | 700.0612 | 828.4862 | 844.4979 | 774.0794 | 685.8638 | 617.1201 | 583.9336 | 569.519 | 529.3791 | 549.9655 | 649.7797 | 793.9669 | 901.1924 | 965.6863 | 955.034 | 911.9575 | 866.7323 | 787.2152 | 694.6205
2026-01-08 | 655.8459 | 625.2407 | 595.926 | 585.5471 | 623.7792 | 734.5159 | 863.3705 | 883.5569 | 812.7057 | 747.347 | 685.5371 | 653.0903 | 612.3044 | 571.9175 | 592.4945 | 694.9602 | 849.4438 | 939.8975 | 1005.0452 | 997.0211 | 961.4438 | 910.6848 | 821.1474 | 729.9938
2026-01-09 | 645.4731 | 614.4929 | 577.6945 | 567.1234 | 604.7387 | 707.2591 | 833.0547 | 855.191 | 802.8559 | 723.2558 | 669.2716 | 629.4987 | 588.6457 | 526.779 | 568.3174 | 665.5493 | 805.8179 | 897.8819 | 949.7054 | 934.2551 | 902.049 | 858.7195 | 800.7942 | 722.1195
2026-01-10 | 685.6061 | 647.2177 | 610.9115 | 591.7825 | 598.2378 | 635.8091 | 715.6589 | 756.2565 | 721.4287 | 670.5243 | 607.7419 | 555.7809 | 531.7738 | 465.6182 | 492.297 | 626.4536 | 777.6673 | 886.2052 | 952.4741 | 925.7133 | 914.8036 | 878.4508 | 827.1219 | 756.2361
2026-01-11 | 675.7479 | 637.9171 | 602.5119 | 581.3738 | 585.9405 | 604.371 | 662.449 | 691.7965 | 675.6316 | 621.0299 | 590.3628 | 563.3325 | 529.6166 | 447.5303 | 492.2776 | 569.3882 | 748.6984 | 873.7825 | 972.2548 | 956.4688 | 948.7674 | 894.5975 | 810.8677 | 721.8855
2026-01-12 | 667.4062 | 618.9975 | 589.0485 | 582.826 | 623.4487 | 732.2783 | 864.1016 | 887.0507 | 809.8465 | 712.7783 | 655.3437 | 624.474 | 579.4207 | 533.7049 | 579.7198 | 677.4433 | 823.5675 | 936.0581 | 1035.0531 | 1018.3978 | 978.3469 | 917.0639 | 832.2565 | 740.129
2026-01-13 | 673.6448 | 634.6878 | 598.864 | 586.7669 | 627.1644 | 738.1631 | 870.2575 | 890.9944 | 807.3038 | 705.9785 | 638.0042 | 589.7722 | 527.876 | 520.3156 | 544.4301 | 665.1821 | 823.0766 | 929.8423 | 1009.8493 | 1005.4898 | 966.946 | 902.7841 | 815.9567 | 726.0952
2026-01-14 | 664.343 | 634.832 | 602.1871 | 590.6415 | 628.7812 | 739.4028 | 870.9333 | 900.2284 | 839.1354 | 759.3155 | 685.1835 | 661.8161 | 629.8051 | 580.974 | 637.8397 | 744.0856 | 882.3236 | 962.8558 | 1022.0481 | 999.087 | 957.8976 | 915.9778 | 835.1345 | 740.6447
2026-01-15 | 643.5637 | 611.5303 | 580.6452 | 571.5305 | 609.5031 | 717.1192 | 844.6361 | 863.0666 | 807.6033 | 747.9535 | 682.645 | 649.8939 | 643.2305 | 599.2788 | 621.0345 | 719.7559 | 845.3017 | 920.6575 | 981.7614 | 976.2587 | 942.6418 | 888.7567 | 799.8492 | 710.9032
2026-01-16 | 667.6837 | 637.44 | 602.03 | 589.7938 | 627.757 | 734.6349 | 861.9489 | 888.7276 | 860.73 | 783.4423 | 720.7612 | 672.8191 | 662.4383 | 588.3862 | 620.9627 | 719.9427 | 855.3072 | 931.8452 | 987.5041 | 964.8359 | 933.55 | 889.1889 | 834.203 | 752.3827
2026-01-17 | 680.1306 | 642.0269 | 605.8194 | 587.1367 | 593.2761 | 630.9146 | 709.2603 | 751.9525 | 726.8528 | 680.2424 | 627.3656 | 577.0419 | 532.895 | 467.3602 | 496.6119 | 590.6565 | 739.4182 | 871.6082 | 945.5782 | 917.7881 | 910.7836 | 873.5549 | 819.8719 | 750.8258
2026-01-18 | 672.0913 | 633.9013 | 599.392 | 578.6223 | 582.7191 | 600.5211 | 657.0854 | 682.788 | 658.9792 | 585.9255 | 521.2965 | 470.7794 | 380.5123 | 371.5435 | 415.8487 | 525.7976 | 711.9125 | 845.3688 | 961.1327 | 946.0283 | 936.3542 | 891.5503 | 807.723 | 715.9132
2026-01-19 | 682.2868 | 631.5933 | 599.2681 | 580.6905 | 599.4139 | 646.4926 | 722.8799 | 741.7851 | 710.7969 | 639.3746 | 597.6128 | 550.9395 | 477.3798 | 452.51 | 484.034 | 595.2429 | 755.3083 | 878.2541 | 978.1487 | 959.1624 | 936.2912 | 893.7815 | 804.967 | 722.9138
2026-01-20 | 649.0282 | 607.5841 | 571.9272 | 565.2822 | 607.0193 | 714.109 | 841.2429 | 855.8161 | 807.3372 | 731.2455 | 651.5957 | 648.0454 | 666.0468 | 657.4086 | 658.537 | 745.168 | 847.8952 | 906.5848 | 979.6024 | 984.8685 | 939.7807 | 877.6136 | 791.5845 | 702.3575
2026-01-21 | 660.2471 | 629.9203 | 596.7261 | 585.329 | 623.3748 | 733.1903 | 864.3353 | 887.8431 | 825.9513 | 762.4722 | 701.3136 | 676.3225 | 654.9469 | 587.8514 | 618.0178 | 728.0696 | 848.1142 | 942.5024 | 1013.257 | 994.5441 | 952.5521 | 905.0167 | 830.4012 | 734.0772
2026-01-22 | 648.8805 | 617.7804 | 587.1193 | 577.7304 | 615.7434 | 724.6472 | 852.8885 | 870.9318 | 819.4048 | 763.6367 | 711.3925 | 655.8676 | 634.1113 | 592.5996 | 598.4021 | 686.2861 | 807.1175 | 910.4229 | 991.7705 | 984.9672 | 950.6769 | 898.5784 | 810.2008 | 719.1548
2026-01-23 | 622.2414 | 593.3482 | 554.7857 | 545.7028 | 583.12 | 681.6445 | 804.5084 | 817.3346 | 767.6257 | 680.8214 | 592.6528 | 563.8618 | 565.9078 | 547.8776 | 576.3644 | 661.3543 | 775.9276 | 838.4542 | 909.837 | 904.2555 | 870.3637 | 825.0993 | 768.1984 | 691.8542
2026-01-24 | 646.6864 | 607.4646 | 571.6676 | 555.2301 | 561.0374 | 592.3675 | 667.801 | 706.5182 | 673.1564 | 621.5903 | 567.1601 | 520.2488 | 496.9717 | 432.6283 | 434.8719 | 530.7887 | 671.2394 | 793.7319 | 884.6005 | 872.8567 | 860.1668 | 825.2084 | 771.1629 | 703.5983
2026-01-25 | 651.8286 | 614.541 | 578.1495 | 558.8241 | 562.7934 | 576.8908 | 632.0069 | 655.0392 | 638.3518 | 588.3695 | 521.2331 | 492.1602 | 490.4263 | 438.3111 | 474.5991 | 543.7901 | 682.609 | 800.1572 | 920.9579 | 911.6239 | 905.8172 | 860.4657 | 776.3419 | 689.0051
2026-01-26 | 672.8791 | 624.8125 | 595.4993 | 588.8378 | 629.5999 | 740.6484 | 871.0112 | 899.7758 | 820.9187 | 721.4125 | 648.2989 | 606.6604 | 541.6685 | 525.8548 | 549.1589 | 659.6387 | 797.8169 | 912.946 | 1037.2592 | 1022.7263 | 983.8728 | 922.1885 | 837.6243 | 746.2639
2026-01-27 | 656.3188 | 618.1506 | 583.8669 | 572.5109 | 612.5804 | 721.0581 | 851.5608 | 870.1506 | 800.5846 | 706.6697 | 644.4394 | 627.7073 | 631.3339 | 599.1312 | 627.2794 | 736.4725 | 833.8611 | 904.8045 | 986.3161 | 986.9351 | 947.3286 | 891.0433 | 803.5619 | 712.4017
2026-01-28 | 640.6262 | 610.3261 | 575.8398 | 566.0988 | 603.7265 | 709.5052 | 839.5417 | 858.4397 | 778.7281 | 691.4412 | 632.8545 | 632.1482 | 627.6244 | 553.9684 | 543.2985 | 645.3452 | 777.0229 | 876.2274 | 976.0536 | 959.959 | 915.7978 | 874.2972 | 797.6926 | 704.8286
2026-01-29 | 641.3443 | 612.1295 | 581.9613 | 572.8588 | 611.3754 | 721.2096 | 849.9748 | 874.1282 | 814.3264 | 742.0533 | 684.395 | 626.7391 | 612.4912 | 569.5048 | 568.7512 | 655.8556 | 806.4783 | 900.988 | 985.1183 | 975.6959 | 940.5947 | 889.3138 | 800.8445 | 712.8063
2026-01-30 | 655.1446 | 626.0091 | 590.9613 | 579.6368 | 617.0426 | 722.7573 | 850.6576 | 871.3252 | 811.3638 | 727.0424 | 645.1343 | 609.5751 | 554.6697 | 529.2068 | 542.4016 | 655.6852 | 778.1253 | 879.1115 | 973.0183 | 949.2743 | 918.0905 | 872.2244 | 818.8766 | 738.9783
2026-01-31 | 677.957 | 639.4355 | 604.294 | 585.5927 | 592.0429 | 630.4608 | 710.5237 | 751.3575 | 722.903 | 667.1884 | 608.534 | 553.3351 | 499.5692 | 433.499 | 475.4507 | 582.8732 | 721.7055 | 849.8804 | 949.042 | 916.9095 | 905.8192 | 868.1252 | 815.6444 | 747.8506
2026-02-01 | 710.6556 | 684.3379 | 649.0005 | 625.3442 | 635.6216 | 669.3019 | 722.6361 | 749.8042 | 705.2181 | 613.45 | 575.0123 | 567.0809 | 498.0374 | 468.6137 | 492.2625 | 565.739 | 724.8486 | 868.0508 | 971.2541 | 975.9117 | 971.8759 | 922.6622 | 838.9515 | 758.6374
2026-02-02 | 690.8768 | 652.5714 | 619.8702 | 612.3841 | 655.04 | 766.3278 | 884.2048 | 908.4402 | 825.4863 | 747.6057 | 703.7254 | 640.6235 | 569.2585 | 533.8459 | 619.5936 | 671.0236 | 820.4286 | 900.7949 | 1008.3483 | 1018.0169 | 990.2672 | 927.7208 | 837.9502 | 759.4521
2026-02-03 | 692.1712 | 667.7776 | 629.3625 | 613.9078 | 656.6317 | 769.1151 | 887.4348 | 916.0441 | 857.6693 | 773.4607 | 698.2925 | 671.8533 | 629.2611 | 613.5474 | 585.6492 | 658.5828 | 804.7438 | 902.2803 | 976.9617 | 1001.4991 | 971.6467 | 908.3544 | 820.1362 | 744.553
2026-02-04 | 677.1689 | 656.9191 | 620.7638 | 606.7516 | 647.2449 | 757.6952 | 875.1008 | 894.5179 | 821.644 | 751.7632 | 676.8193 | 650.4009 | 644.2914 | 589.6175 | 578.9319 | 649.5175 | 789.6311 | 892.5305 | 963.413 | 976.1953 | 941.7001 | 900.8254 | 819.1732 | 737.9577
2026-02-05 | 688.1156 | 667.0645 | 634.1192 | 620.3661 | 661.8102 | 776.1437 | 891.6991 | 909.1232 | 834.1844 | 737.3045 | 681.6205 | 634.7579 | 655.5575 | 603.4048 | 592.0368 | 649.2923 | 773.5179 | 894.5667 | 982.8239 | 999.7926 | 975.0302 | 923.3732 | 832.0614 | 752.5879
2026-02-06 | 689.5491 | 670.6721 | 634.5655 | 619.4514 | 660.3858 | 771.1257 | 884.7288 | 906.7566 | 859.9421 | 780.165 | 718.4588 | 701.2168 | 657.169 | 614.7069 | 591.705 | 671.9938 | 802.3562 | 903.043 | 968.0215 | 974.0543 | 952.151 | 905.7819 | 841.0684 | 772.0288
2026-02-07 | 714.0182 | 686.2506 | 649.9267 | 627.9079 | 640.3866 | 691.3728 | 765.3902 | 803.727 | 718.5578 | 628.7772 | 563.4709 | 520.548 | 410.5603 | 410.1925 | 424.2407 | 543.3956 | 706.1053 | 840.6087 | 942.947 | 942.1157 | 939.0416 | 900.4648 | 838.776 | 780.3941
2026-02-08 | 707.3951 | 681.4644 | 645.1203 | 621.9121 | 631.813 | 664.6861 | 715.8549 | 736.8984 | 682.0691 | 574.7402 | 500.2189 | 474.4556 | 370.7579 | 362.0566 | 428.2256 | 522.3014 | 693.8047 | 838.3416 | 958.6479 | 967.7782 | 963.9329 | 916.2456 | 828.4664 | 752.2698
2026-02-09 | 712.7704 | 673.9326 | 644.6258 | 633.1591 | 676.1832 | 791.5513 | 912.9181 | 931.8449 | 824.8539 | 709.293 | 641.1304 | 612.4807 | 520.8709 | 519.9108 | 534.1765 | 623.9947 | 794.5811 | 918.0008 | 1038.9084 | 1046.7217 | 1015.372 | 954.452 | 867.0667 | 787.3822
2026-02-10 | 718.714 | 689.2036 | 654.8571 | 639.0277 | 682.2461 | 799.7311 | 920.4654 | 943.0467 | 876.0333 | 755.3823 | 688.4401 | 632.8583 | 613.7584 | 578.7406 | 597.1811 | 696.0769 | 826.4786 | 929.8963 | 1019.1543 | 1034.1407 | 1006.8132 | 945.233 | 855.4025 | 775.8479
2026-02-11 | 685.178 | 668.3425 | 633.0395 | 618.3137 | 659.1554 | 772.1319 | 889.6254 | 901.9603 | 824.7939 | 731.6669 | 664.6352 | 636.007 | 596.75 | 557.5438 | 555.549 | 618.2229 | 765.4092 | 890.805 | 979.0902 | 986.6406 | 958.5872 | 916.7005 | 835.1154 | 754.176
2026-02-12 | 687.2485 | 667.8564 | 636.6819 | 622.6329 | 664.1618 | 779.2958 | 892.0346 | 905.7656 | 816.8089 | 724.1055 | 641.9922 | 599.3828 | 514.5791 | 491.2292 | 493.2735 | 610.4494 | 780.312 | 881.4487 | 984.5078 | 1000.8431 | 975.2206 | 926.4866 | 835.2075 | 758.1565
2026-02-13 | 701.3713 | 680.1823 | 646.6867 | 630.3657 | 670.7822 | 783.7263 | 894.067 | 920.3959 | 896.824 | 841.4313 | 801.2534 | 658.6291 | 650.368 | 628.7633 | 627.5777 | 703.2508 | 819.4951 | 911.274 | 979.6207 | 982.2423 | 959.1334 | 914.2726 | 858.0434 | 786.0666
2026-02-14 | 714.9293 | 687.9169 | 651.6835 | 629.3971 | 641.8466 | 692.5667 | 766.5353 | 804.7749 | 770.1806 | 720.3004 | 668.0966 | 656.8508 | 624.5874 | 583.7492 | 517.7173 | 595.8405 | 732.7901 | 847.5638 | 942.2866 | 946.7579 | 942.0779 | 901.9415 | 844.8795 | 784.6869
2026-02-15 | 726.6357 | 699.1849 | 665.9232 | 641.2056 | 652.2138 | 689.1444 | 745.5312 | 775.0048 | 750.2061 | 669.592 | 571.8859 | 539.9912 | 453.4481 | 441.1678 | 457.3244 | 534.4055 | 698.2197 | 849.509 | 986.4553 | 998.566 | 996.4228 | 946.2197 | 860.9885 | 781.2366
2026-02-16 | 721.4241 | 682.6842 | 649.3928 | 627.4233 | 650.1757 | 708.6884 | 780.1022 | 777.3958 | 730.9039 | 636.2511 | 563.2309 | 529.854 | 438.2162 | 450.5091 | 463.425 | 542.7303 | 707.7675 | 840.4732 | 965.7035 | 969.3048 | 953.1063 | 921.2312 | 831.7456 | 762.4156
2026-02-17 | 699.9074 | 672.4282 | 635.7886 | 622.3103 | 666.4964 | 781.2941 | 900.3943 | 912.3073 | 805.634 | 711.6317 | 664.7925 | 620.0499 | 550.2086 | 522.0958 | 521.4883 | 614.4609 | 760.8131 | 880.2147 | 985.513 | 1011.0395 | 981.1122 | 922.5932 | 831.2431 | 752.9543
2026-02-18 | 702.2239 | 682.3559 | 651.1574 | 635.6638 | 676.831 | 793.2717 | 912.186 | 922.5483 | 843.0808 | 737.1321 | 714.6304 | 716.3459 | 696.6139 | 702.5695 | 668.9205 | 722.227 | 842.8442 | 931.2084 | 1006.3143 | 1012.0677 | 983.3919 | 942.1493 | 864.0343 | 782.5833
2026-02-19 | 698.8618 | 677.2504 | 645.5711 | 631.1737 | 672.9103 | 790.1865 | 907.2417 | 911.5352 | 846.5917 | 768.0232 | 691.3392 | 635.1816 | 566.1041 | 524.716 | 560.0719 | 650.6162 | 776.7618 | 895.2989 | 994.903 | 1013.9919 | 987.7972 | 940.0462 | 849.3173 | 770.9249
2026-02-20 | 701.3249 | 683.6041 | 647.2006 | 631.1661 | 671.7911 | 784.6661 | 900.1483 | 915.178 | 844.7961 | 748.1692 | 683.9956 | 645.0784 | 592.479 | 589.7493 | 610.0064 | 698.0535 | 790.845 | 889.0928 | 979.8128 | 984.0206 | 959.6999 | 916.6517 | 857.3261 | 785.1905
2026-02-21 | 708.9942 | 679.6601 | 645.2856 | 624.029 | 636.5315 | 687.0927 | 760.2984 | 780.3926 | 732.792 | 657.3858 | 580.524 | 543.195 | 460.4429 | 460.9265 | 456.4036 | 545.618 | 704.4562 | 830.7404 | 930.4305 | 936.6585 | 931.5893 | 894.4254 | 833.5782 | 775.6317
2026-02-22 | 719.6239 | 694.0178 | 658.7157 | 634.8739 | 645.3203 | 680.9508 | 735.7656 | 752.6892 | 701.5154 | 632.4647 | 603.3812 | 565.9555 | 507.4983 | 467.629 | 521.5764 | 603.7625 | 748.6234 | 853.7304 | 973.3883 | 983.3217 | 983.035 | 936.7131 | 851.8765 | 770.8721
2026-02-23 | 704.3575 | 665.2092 | 636.1734 | 625.5655 | 668.5421 | 782.4592 | 901.0398 | 909.3523 | 823.3888 | 695.479 | 631.7454 | 600.3453 | 545.3989 | 533.2555 | 577.8474 | 626.5189 | 770.0844 | 884.892 | 1015.0874 | 1026.9072 | 1002.0456 | 943.5098 | 853.6733 | 772.8216
2026-02-24 | 701.6534 | 673.1772 | 636.586 | 622.7111 | 665.3803 | 779.886 | 898.5468 | 905.9701 | 836.4494 | 730.9121 | 648.8888 | 613.5829 | 609.5301 | 584.8995 | 578.5239 | 667.1904 | 776.9718 | 886.2059 | 983.9762 | 1012.2805 | 979.8122 | 921.662 | 832.4522 | 754.1064
2026-02-25 | 669.9584 | 652.5454 | 616.4296 | 603.1155 | 643.8256 | 753.9498 | 869.4671 | 866.3072 | 781.8691 | 690.2203 | 634.0648 | 610.4745 | 564.8752 | 553.0004 | 632.2701 | 691.8932 | 769.1731 | 862.7579 | 954.2387 | 969.3287 | 936.1364 | 894.8052 | 813.3063 | 733.0909
2026-02-26 | 669.9938 | 652.1724 | 619.0461 | 606.2954 | 646.7761 | 758.2121 | 871.7488 | 871.0683 | 794.249 | 688.5511 | 622.1643 | 579.1543 | 502.9009 | 504.3867 | 492.4396 | 571.1801 | 730.285 | 852.1342 | 953.5793 | 981.678 | 954.4979 | 903.8625 | 811.4699 | 735.1407
2026-02-27 | 664.7593 | 645.5789 | 609.6304 | 595.9306 | 636.3903 | 741.7779 | 853.6826 | 855.6836 | 766.5519 | 634.7842 | 578.8678 | 553.098 | 477.6362 | 530.3803 | 571.1326 | 627.3172 | 758.9239 | 843.2856 | 923.0028 | 938.9935 | 910.3523 | 868.5789 | 803.4858 | 736.3119
2026-02-28 | 710.5051 | 685.6099 | 648.3017 | 626.9074 | 639.4365 | 690.4277 | 765.7987 | 790.5741 | 760.8279 | 692.7137 | 643.5224 | 625.646 | 605.9636 | 557.8478 | 600.2667 | 664.5535 | 770.1309 | 849.0461 | 927.9386 | 929.5871 | 928.9459 | 897.9262 | 837.7696 | 780.3721
2026-03-01 | 716.8756 | 670.7892 | 634.4238 | 602.7385 | 606.9761 | 630.3558 | 676.5504 | 719.9594 | 700.6263 | 637.4384 | 582.3564 | 537.3753 | 490.6217 | 437.0608 | 481.2111 | 557.8472 | 702.6374 | 836.97 | 955.9774 | 959.9123 | 947.6706 | 929.3846 | 848.1024 | 765.5238
2026-03-02 | 672.1655 | 631.9837 | 597.1864 | 580.2178 | 618.272 | 726.3925 | 841.2368 | 868.6672 | 770.4391 | 680.0869 | 639.4162 | 614.8545 | 572.5779 | 543.7764 | 505.7105 | 576.4327 | 731.8647 | 851.2485 | 971.0683 | 993.9652 | 942.1789 | 910.8694 | 827.9344 | 737.0978
2026-03-03 | 660.6982 | 626.8135 | 595.2249 | 576.173 | 614.0255 | 718.1364 | 832.2686 | 842.8855 | 761.2928 | 700.8905 | 634.1982 | 548.1355 | 503.65 | 495.8723 | 556.3007 | 634.0607 | 743.1388 | 842.2493 | 941.5678 | 969.9307 | 922.4736 | 892.6222 | 803.833 | 718.3269
2026-03-04 | 663.8466 | 641.7476 | 606.9621 | 585.3947 | 621.4067 | 727.3829 | 839.2183 | 873.6349 | 796.2715 | 729.9091 | 662.0426 | 634.878 | 596.4798 | 543.5307 | 601.1467 | 689.875 | 796.9031 | 872.8609 | 956.3051 | 963.2461 | 923.3165 | 905.8588 | 830.7427 | 738.992
2026-03-05 | 657.3444 | 631.7985 | 601.1615 | 580.6371 | 617.4052 | 721.6492 | 832.0754 | 835.9813 | 741.7222 | 644.6795 | 585.4978 | 487.5417 | 422.5145 | 409.1812 | 433.416 | 520.9352 | 667.5791 | 814.7063 | 934.4935 | 963.5637 | 925.2217 | 898.6415 | 813.981 | 730.8983
2026-03-06 | 675.3261 | 647.7428 | 613.8699 | 591.6528 | 627.2036 | 728.3357 | 839.9003 | 852.9925 | 764.6502 | 673.996 | 594.2422 | 503.9419 | 437.2766 | 423.8753 | 451.7625 | 561.8949 | 679.2375 | 820.1484 | 929.0451 | 938.3978 | 906.7606 | 890.3505 | 838.0522 | 762.4922
2026-03-07 | 695.397 | 660.3555 | 625.813 | 597.4893 | 604.4316 | 641.0461 | 704.331 | 730.7136 | 662.2716 | 583.5789 | 516.3105 | 449.1122 | 381.5417 | 384.3707 | 451.2841 | 544.3367 | 686.9735 | 808.4448 | 914.8265 | 917.9981 | 900.2395 | 887.1472 | 839.8358 | 772.6806
2026-03-08 | 699.6609 | 654.5745 | 618.6364 | 586.4304 | 589.4199 | 604.3005 | 649.3374 | 674.0016 | 634.0483 | 572.1683 | 518.2107 | 486.9759 | 401.7793 | 438.6329 | 489.7544 | 534.8789 | 668.1752 | 780.9442 | 931.6707 | 940.8369 | 940.5284 | 911.6181 | 833.4268 | 747.6266
2026-03-09 | 695.9022 | 652.7155 | 618.4287 | 597.1089 | 632.5573 | 735.7025 | 860.9111 | 891.8606 | 801.8834 | 715.3475 | 644.8067 | 609.7279 | 535.493 | 518.6229 | 552.5419 | 620.5095 | 747.0231 | 873.3376 | 1007.2064 | 1019.8138 | 980.4726 | 953.0309 | 864.8451 | 770.6556
2026-03-10 | 684.898 | 648.8746 | 619.2626 | 594.6171 | 628.8255 | 728.4266 | 853.4421 | 860.2237 | 766.2769 | 653.1817 | 610.7673 | 546.2459 | 464.9148 | 464.9929 | 499.8232 | 609.7319 | 730.8448 | 858.6234 | 970.5764 | 997.0494 | 966.7683 | 935.8805 | 844.9902 | 752.496
2026-03-11 | 673.7964 | 647.9796 | 612.5088 | 587.1363 | 618.8315 | 719.1663 | 840.1811 | 867.8563 | 804.6143 | 744.6218 | 687.75 | 656.0546 | 633.7142 | 558.3647 | 596.6232 | 657.8585 | 771.8618 | 879.1254 | 973.8979 | 977.6138 | 945.064 | 924.1022 | 846.9869 | 754.9399
2026-03-12 | 683.081 | 652.8532 | 624.4269 | 599.3729 | 631.5488 | 731.568 | 852.6211 | 876.3353 | 821.9973 | 741.3627 | 683.8544 | 645.3456 | 607.7775 | 552.1255 | 543.3287 | 595.3966 | 721.8257 | 855.6343 | 979.3729 | 999.9312 | 974.8482 | 946.3778 | 856.0757 | 767.9721
2026-03-13 | 694.1076 | 663.2052 | 627.8782 | 603.1303 | 634.8044 | 730.9056 | 851.7138 | 861.8116 | 794.158 | 707.6427 | 630.151 | 600.743 | 521.1919 | 531.7508 | 563.9476 | 650.1629 | 760.5574 | 871.354 | 965.8775 | 965.1163 | 935.3052 | 929.9734 | 868.7991 | 790.98
2026-03-14 | 706.5508 | 670.9336 | 637.7662 | 604.5614 | 609.4934 | 643.2541 | 707.6307 | 729.8169 | 680.732 | 635.7559 | 599.487 | 550.9161 | 468.9209 | 470.9556 | 485.4164 | 580.2625 | 712.7768 | 827.4511 | 935.6803 | 936.7395 | 922.1855 | 909.1766 | 860.1157 | 787.6408
2026-03-15 | 702.6909 | 655.7821 | 618.4428 | 587.9366 | 591.0374 | 609.2632 | 654.2825 | 663.7632 | 642.9447 | 554.1561 | 492.4518 | 439.3546 | 341.057 | 340.9084 | 404.7309 | 507.465 | 635.2405 | 782.0334 | 937.6354 | 949.9868 | 942.1091 | 917.3096 | 837.8459 | 752.5372
2026-03-16 | 662.2012 | 619.9368 | 580.4259 | 563.6772 | 599.2188 | 698.728 | 820.4018 | 810.9023 | 701.4935 | 604.4255 | 524.8778 | 486.9521 | 424.1329 | 456.8233 | 450.8588 | 522.4465 | 671.6667 | 811.4575 | 954.1964 | 982.1588 | 934.01 | 904.5958 | 815.578 | 722.4924
2026-03-17 | 667.268 | 632.4131 | 600.4052 | 578.0959 | 611.9152 | 711.3378 | 834.2795 | 822.9412 | 720.1858 | 615.0721 | 547.9993 | 462.4233 | 411.9872 | 394.7726 | 428.1823 | 533.871 | 675.5723 | 815.1211 | 946.1263 | 981.9002 | 943.5925 | 908.4368 | 819.4363 | 731.6027
2026-03-18 | 650.2256 | 624.6195 | 588.9802 | 565.1402 | 596.5674 | 693.9927 | 813.3188 | 810.0951 | 726.6148 | 640.9433 | 562.3498 | 513.517 | 449.4291 | 442.5972 | 490.6074 | 557.8011 | 692.8647 | 819.9653 | 937.4368 | 949.9361 | 915.5511 | 890.8645 | 812.7425 | 722.4487
2026-03-19 | 659.8502 | 630.6439 | 599.1891 | 576.473 | 608.1233 | 706.6996 | 825.4707 | 815.9024 | 740.7816 | 682.3258 | 636.6085 | 610.3043 | 557.2789 | 529.0729 | 549.5169 | 577.6334 | 694.7247 | 815.8751 | 946.7453 | 974.611 | 943.5801 | 911.6164 | 821.0706 | 735.1466
2026-03-20 | 677.3519 | 647.2693 | 610.3376 | 587.3054 | 619.2931 | 714.7717 | 833.6098 | 825.9415 | 766.2788 | 669.0924 | 626.291 | 580.3831 | 499.1777 | 519.0199 | 572.7401 | 647.4804 | 742.3191 | 841.4477 | 938.7498 | 951.245 | 915.4882 | 905.6914 | 845.1383 | 767.3015
2026-03-21 | 700.5583 | 665.4159 | 631.4817 | 598.552 | 603.2936 | 635.7939 | 699.8846 | 712.4344 | 669.125 | 623.5419 | 596.8476 | 535.3137 | 441.7402 | 411.481 | 442.1849 | 545.8449 | 686.5516 | 800.7113 | 924.0258 | 930.0673 | 911.6703 | 897.924 | 849.8889 | 780.1195
2026-03-22 | 715.9691 | 670.3241 | 635.136 | 601.7334 | 604.7244 | 625.9774 | 671.9927 | 675.0209 | 660.7555 | 602.1722 | 568.7405 | 554.5492 | 489.5948 | 454.1009 | 506.133 | 548.0386 | 721.0845 | 825.765 | 960.0595 | 964.9516 | 962.4325 | 937.5043 | 855.5826 | 769.3683
2026-03-23 | 687.7796 | 645.4051 | 606.9976 | 588.8324 | 624.9013 | 730.1127 | 854.3998 | 845.5789 | 754.0823 | 662.5813 | 615.8279 | 583.5897 | 497.1979 | 501.9191 | 523.9034 | 624.3639 | 755.7031 | 862.5647 | 993.4697 | 1013.356 | 967.6394 | 939.2984 | 850.8265 | 758.1729
2026-03-24 | 681.8846 | 646.5728 | 616.4424 | 591.8302 | 625.9689 | 728.1286 | 852.7917 | 837.6691 | 761.6609 | 711.4958 | 646.2164 | 635.211 | 607.72 | 563.8924 | 584.4562 | 628.3838 | 738.1852 | 855.4806 | 967.7126 | 996.3258 | 961.0011 | 922.0403 | 839.4333 | 749.7006
2026-03-25 | 682.01 | 654.7339 | 622.6358 | 596.659 | 628.8059 | 729.8033 | 852.8107 | 831.612 | 759.987 | 701.783 | 673.1775 | 650.5307 | 573.8156 | 546.7153 | 572.9609 | 645.8766 | 768.3344 | 879.4189 | 979.4883 | 990.0954 | 956.8415 | 935.8113 | 859.1419 | 766.6508
2026-03-26 | 710.3446 | 684.5338 | 649.5617 | 609.8655 | 619.7518 | 659.1395 | 722.8635 | 696.5278 | 665.2829 | 604.5083 | 567.5388 | 493.5886 | 410.8936 | 397.0714 | 408.6701 | 506.0471 | 655.8052 | 819.9727 | 938.877 | 946.409 | 937.7857 | 932.8091 | 844.7144 | 767.2484
2026-03-27 | 690.5268 | 657.4157 | 623.3376 | 598.8435 | 632.368 | 729.6619 | 849.2081 | 822.2506 | 739.4395 | 632.319 | 560.7012 | 441.6715 | 410.715 | 402.141 | 438.0767 | 530.7292 | 686.6969 | 834.9795 | 956.8794 | 967.3103 | 931.8868 | 925.9396 | 865.7864 | 787.4446
2026-03-28 | 703.8939 | 667.1602 | 630.9754 | 600.7444 | 605.4917 | 638.3863 | 701.4699 | 677.7786 | 651.3895 | 613.9545 | 591.313 | 524.6926 | 433.0618 | 409.9471 | 417.6721 | 499.2728 | 643.9608 | 807.6008 | 942.5722 | 947.8625 | 923.846 | 902.1283 | 854.1952 | 784.4339
2026-03-29 | 713.0275 | 664.3316 | 627.5714 | 596.0307 | 601.5366 | 622.3495 | 664.3159 | 654.5335 | 626.8385 | 558.562 | 474.5748 | 410.6807 | 321.8971 | 305.0919 | 374.0196 | 477.4296 | 641.8923 | 792.789 | 955.3896 | 963.48 | 956.0499 | 930.5961 | 852.503 | 764.8413
2026-03-30 | 690.5472 | 646.6888 | 609.4004 | 591.2503 | 629.709 | 734.8312 | 853.3608 | 821.873 | 736.7921 | 626.0391 | 560.1193 | 504.6982 | 436.7669 | 432.4802 | 457.0472 | 530.9082 | 686.5643 | 850.8669 | 999.0555 | 1020.0794 | 975.4094 | 943.5191 | 854.8294 | 764.0484
2026-03-31 | 699.8953 | 662.675 | 631.9457 | 607.8453 | 645.9288 | 750.5088 | 869.394 | 841.3694 | 754.5435 | 685.1026 | 657.6061 | 652.0231 | 602.3904 | 568.5769 | 577.4919 | 644.766 | 785.9442 | 909.9899 | 1010.9689 | 1028.6023 | 990.4227 | 955.3834 | 866.3071 | 775.8626
2026-04-01 | 717.994 | 691.647 | 648.2271 | 628.1448 | 665.5683 | 764.7278 | 875.6137 | 871.9857 | 816.2722 | 735.1826 | 690.4636 | 640.4902 | 563.8705 | 542.0857 | 594.6538 | 693.6102 | 861.0515 | 947.5816 | 1029.498 | 1035.2323 | 1023.7355 | 988.8587 | 898.7047 | 817.5149
2026-04-02 | 713.9488 | 684.507 | 644.2066 | 625.1175 | 664.2532 | 761.5625 | 868.4122 | 860.1977 | 815.3072 | 745.3878 | 696.6443 | 627.9961 | 574.5906 | 574.1255 | 625.4178 | 700.2944 | 837.8414 | 930.4017 | 1019.9955 | 1036.6251 | 1030.1816 | 990.1618 | 886.235 | 810.3001
2026-04-03 | 739.9735 | 711.8182 | 661.3431 | 626.4198 | 641.7662 | 670.7317 | 721.4839 | 704.0702 | 699.7302 | 626.0403 | 585.8085 | 458.5955 | 411.0887 | 460.345 | 525.5631 | 663.1516 | 758.5096 | 865.299 | 936.5602 | 928.6935 | 932.6772 | 941.6898 | 868.586 | 813.0938
2026-04-04 | 727.5104 | 690.1881 | 643.0129 | 618.2485 | 628.6638 | 656.3179 | 714.807 | 711.2002 | 701.3371 | 655.3893 | 588.9314 | 506.7588 | 435.9113 | 389.3027 | 433.3408 | 565.9682 | 713.4969 | 847.6602 | 944.6325 | 953.5298 | 958.6789 | 933.4741 | 874.7952 | 817.9396
2026-04-05 | 726.9845 | 682.1315 | 633.5457 | 606.4434 | 613.6292 | 625.0115 | 663.2538 | 656.2152 | 624.8699 | 571.5709 | 515.8146 | 470.7254 | 415.6478 | 349.8112 | 417.4293 | 501.9661 | 692.4801 | 818.356 | 958.5205 | 968.8584 | 985.5678 | 946.2544 | 853.9268 | 783.5911
2026-04-06 | 705.33 | 663.6255 | 616.6581 | 604.2968 | 644.1979 | 743.3387 | 854.1943 | 834.666 | 744.3741 | 663.4642 | 600.8373 | 549.3774 | 482.2589 | 480.4904 | 506.6153 | 588.7547 | 758.177 | 873.0225 | 1004.5735 | 1028.1165 | 1005.4334 | 960.8593 | 862.095 | 784.6978
2026-04-07 | 691.8988 | 657.9167 | 615.4676 | 598.0712 | 637.3631 | 731.8657 | 844.822 | 837.3408 | 783.3113 | 710.8254 | 637.2786 | 602.1676 | 587.1101 | 559.3403 | 652.1072 | 730.6343 | 829.3389 | 898.057 | 975.5343 | 1008.4555 | 988.5638 | 939.49 | 838.6583 | 764.3504
2026-04-08 | 672.8107 | 649.3885 | 604.583 | 586.4715 | 623.2767 | 714.9403 | 819.3834 | 812.6694 | 772.7529 | 691.9235 | 621.8934 | 587.0824 | 527.861 | 518.2817 | 539.2682 | 628.6668 | 771.9821 | 854.8022 | 955.8411 | 972.9763 | 958.0562 | 923.4948 | 830.7149 | 755.2952
2026-04-09 | 679.5504 | 652.4334 | 612.3078 | 594.5172 | 631.6495 | 723.3395 | 829.3073 | 795.8971 | 738.5422 | 651.8575 | 588.5834 | 497.4839 | 488.4948 | 464.0192 | 503.1511 | 582.2997 | 731.8434 | 849.2139 | 956.9909 | 992.6693 | 981.362 | 941.5383 | 834.6355 | 765.0815
2026-04-10 | 690.3199 | 662.1741 | 616.5421 | 596.6486 | 633.5603 | 721.9373 | 825.0161 | 795.9461 | 722.337 | 639.2689 | 580.2771 | 481.3433 | 460.1129 | 450.3312 | 516.4849 | 623.7762 | 749.2299 | 847.1496 | 939.4695 | 955.7949 | 941.1494 | 922.5574 | 847.6341 | 786.4781
2026-04-11 | 713.2154 | 678.733 | 633.9179 | 606.3499 | 614.6222 | 639.8611 | 692.9069 | 697.3261 | 676.7602 | 611.8445 | 590.3477 | 516.8264 | 424.3103 | 360.275 | 406.9471 | 529.742 | 703.9249 | 814.6261 | 921.9887 | 938.8285 | 938.5855 | 914.6924 | 854.8115 | 800.8633
2026-04-12 | 712.6612 | 668.3904 | 620.6781 | 592.7849 | 598.5002 | 607.3032 | 636.7884 | 616.3186 | 603.6621 | 543.8625 | 474.0267 | 377.847 | 335.2714 | 307.8112 | 365.7662 | 478.3328 | 638.9427 | 792.7279 | 933.9494 | 952.2136 | 963.0036 | 923.9774 | 830.5028 | 763.6283
2026-04-13 | 709.5337 | 668.7594 | 623.8996 | 609.3059 | 650.3196 | 749.9028 | 860.3322 | 842.9521 | 757.5273 | 669.3242 | 572.8569 | 515.4022 | 472.9513 | 470.6867 | 533.4475 | 656.1739 | 815.7738 | 897.3709 | 1014.9434 | 1035.9485 | 1010.9766 | 967.8843 | 870.8377 | 791.4852
2026-04-14 | 702.8996 | 668.6032 | 625.9259 | 607.3727 | 646.7464 | 743.2394 | 852.7289 | 835.68 | 791.4818 | 694.5283 | 630.1652 | 616.9031 | 570.6259 | 563.7586 | 582.6604 | 678.8268 | 810.95 | 902.9045 | 984.6956 | 1021.4221 | 1002.4199 | 952.4977 | 852.3946 | 778.9918
2026-04-15 | 695.5318 | 670.4811 | 627.7346 | 607.8048 | 644.8208 | 741.1779 | 848.7681 | 827.5062 | 747.2459 | 683.3227 | 606.8499 | 521.1472 | 494.6953 | 481.2888 | 546.3619 | 623.7594 | 768.5416 | 879.6093 | 988.1125 | 1002.2401 | 991.4689 | 955.6802 | 864.4812 | 786.3751
2026-04-16 | 701.6504 | 673.0573 | 631.9463 | 615.3666 | 653.2604 | 749.1466 | 850.8073 | 829.0836 | 773.2958 | 712.3746 | 670.8172 | 612.3166 | 583.6468 | 568.1139 | 567.1239 | 644.077 | 780.4526 | 886.8966 | 974.6724 | 1008.1818 | 1011.9852 | 971.5557 | 867.2807 | 793.8935
2026-04-17 | 716.2005 | 686.8823 | 642.5416 | 622.3806 | 659.6096 | 752.8624 | 839.4532 | 839.2187 | 818.9403 | 751.3902 | 696.6361 | 652.2211 | 574.3887 | 575.6555 | 616.2259 | 713.3274 | 835.1767 | 913.4127 | 985.6954 | 991.5859 | 981.7848 | 960.0704 | 887.6577 | 824.5061
2026-04-18 | 730.5676 | 695.0332 | 651.3654 | 622.56 | 630.9844 | 659.5079 | 707.8576 | 696.0413 | 653.1755 | 601.3507 | 547.6181 | 424.0474 | 384.5884 | 357.5026 | 419.49 | 529.5088 | 698.2458 | 828.6427 | 944.9941 | 955.8175 | 959.424 | 932.9676 | 873.9244 | 819.8632
2026-04-19 | 737.4103 | 692.4099 | 645.7387 | 618.2442 | 625.2476 | 639.4271 | 668.1406 | 671.8318 | 691.1705 | 648.1725 | 594.2922 | 544.4165 | 459.4948 | 422.7583 | 492.8783 | 584.623 | 761.4005 | 859.3262 | 971.1504 | 982.6713 | 1001.1968 | 965.1258 | 871.0022 | 798.5244
2026-04-20 | 716.8269 | 674.7942 | 628.3723 | 615.0992 | 655.5164 | 753.5235 | 855.753 | 847.0604 | 777.2205 | 716.2447 | 696.2304 | 676.4199 | 624.443 | 582.6194 | 606.0001 | 689.6751 | 808.3599 | 905.4691 | 1016.4517 | 1038.1265 | 1017.5806 | 976.4883 | 876.5688 | 798.8028
2026-04-21 | 709.6416 | 674.8151 | 635.703 | 615.27 | 654.3216 | 751.3389 | 853.6261 | 840.652 | 768.1061 | 705.0829 | 650.7725 | 598.3015 | 548.498 | 563.5599 | 620.3053 | 701.9222 | 828.7804 | 902.4455 | 1001.7967 | 1032.4896 | 1014.6344 | 964.5757 | 864.3734 | 791.2063
2026-04-22 | 705.7374 | 682.48 | 637.2628 | 616.6657 | 654.0445 | 752.5095 | 855.1736 | 829.9138 | 788.0913 | 688.2874 | 620.2248 | 559.1239 | 569.3577 | 594.6825 | 614.9332 | 684.6238 | 829.7123 | 914.1257 | 1009.5734 | 1018.5979 | 1004.7003 | 967.6729 | 878.521 | 800.2358
2026-04-23 | 707.5872 | 681.8024 | 640.7066 | 620.9618 | 658.4935 | 757.1065 | 861.7593 | 836.5253 | 777.2653 | 716.9983 | 677.4868 | 617.0216 | 613.1418 | 569.3805 | 581.8729 | 678.1782 | 826.6595 | 906.6049 | 1006.7756 | 1031.5333 | 1021.1022 | 978.951 | 875.1907 | 803.7384
2026-04-24 | 714.2608 | 688.2895 | 641.2643 | 619.0648 | 656.1064 | 749.8185 | 848.5088 | 812.1723 | 784.8245 | 707.1523 | 658.3359 | 592.4073 | 555.58 | 526.4021 | 586.6406 | 703.1984 | 801.763 | 895.2983 | 976.6828 | 991.2123 | 973.9513 | 956.6678 | 882.2142 | 819.475
2026-04-25 | 728.5351 | 693.8495 | 649.9074 | 621.1361 | 629.3886 | 657.5412 | 709.2773 | 692.0027 | 645.6051 | 572.7087 | 529.2609 | 422.2186 | 427.1829 | 366.0444 | 434.1627 | 527.538 | 692.7256 | 821.5363 | 940.8463 | 956.5768 | 959.4653 | 935.7599 | 873.8852 | 819.5402
2026-04-26 | 739.0411 | 692.3327 | 646.9236 | 617.7893 | 623.3366 | 638.0865 | 662.4565 | 645.247 | 637.1232 | 563.2121 | 512.1907 | 433.354 | 416.4299 | 399.7138 | 479.6451 | 567.452 | 738.7445 | 840.8368 | 972.8898 | 984.1605 | 1000.9061 | 960.2207 | 869.0964 | 797.0816
2026-04-27 | 711.8446 | 670.5758 | 625.8463 | 611.2356 | 651.3556 | 753.3211 | 860.2577 | 835.5492 | 767.3797 | 677.0592 | 616.1513 | 599.5256 | 574.3151 | 576.7719 | 622.3233 | 706.5789 | 837.3745 | 911.2891 | 1020.1792 | 1044.9808 | 1014.2603 | 971.0711 | 874.9271 | 794.9366
2026-04-28 | 700.5246 | 667.4469 | 625.1621 | 606.0403 | 647.4651 | 742.3227 | 839.0395 | 813.6039 | 762.9651 | 677.8304 | 630.2886 | 596.223 | 542.2003 | 545.7634 | 583.6945 | 653.6154 | 799.219 | 891.1398 | 979.5505 | 1019.8616 | 996.9678 | 947.6357 | 845.1492 | 773.2672
2026-04-29 | 693.0611 | 668.9454 | 622.649 | 603.9112 | 642.8296 | 737.0483 | 833.0653 | 800.6786 | 734.682 | 649.878 | 615.2554 | 525.6864 | 545.7724 | 538.9448 | 599.3349 | 697.3665 | 821.9602 | 887.3278 | 978.1856 | 1003.1348 | 981.8095 | 945.9758 | 855.9335 | 778.2365
2026-04-30 | 691.0691 | 666.2091 | 623.6051 | 605.6885 | 644.9998 | 738.1718 | 837.3135 | 815.9852 | 775.6239 | 726.7112 | 684.8858 | 621.1766 | 572.2994 | 564.4153 | 545.5403 | 641.2452 | 770.8025 | 853.8155 | 951.853 | 989.2739 | 996.6066 | 954.2283 | 851.8441 | 779.9585
2026-05-01 | 731.0127 | 688.9045 | 656.8698 | 642.7064 | 677.6387 | 753.5598 | 807.5954 | 767.3446 | 710.9476 | 613.3199 | 584.5906 | 489.7068 | 483.6538 | 480.5633 | 562.7102 | 647.792 | 787.631 | 884.1115 | 936.0393 | 958.238 | 940.6001 | 929.5145 | 878.5181 | 813.2916
2026-05-02 | 750.9477 | 704.3173 | 671.4174 | 650.2941 | 657.2975 | 676.9986 | 710.0143 | 669.3252 | 652.8137 | 603.4205 | 563.2395 | 482.3254 | 455.2573 | 428.0934 | 480.1567 | 561.1409 | 683.1906 | 822.5044 | 920.306 | 941.2507 | 937.596 | 917.2338 | 880.4426 | 822.5333
2026-05-03 | 761.0059 | 701.8893 | 668.6797 | 647.894 | 653.5266 | 661.6567 | 670.9567 | 631.0539 | 626.6869 | 585.1446 | 546.5792 | 478.1389 | 430.3504 | 454.984 | 516.4549 | 591.672 | 725.8458 | 833.7834 | 945.217 | 963.3295 | 975.0801 | 947.0877 | 879.3488 | 807.505
2026-05-04 | 749.8514 | 697.9096 | 662.3117 | 652.7828 | 690.7913 | 775.4401 | 858.4025 | 826.9089 | 809.4416 | 726.4284 | 669.6222 | 726.4775 | 678.0797 | 609.1193 | 638.6359 | 724.6731 | 847.557 | 934.3869 | 1000.4446 | 1027.0059 | 1004.1292 | 969.5839 | 896.6273 | 817.0501
2026-05-05 | 750.9401 | 703.1055 | 676.6573 | 661.7521 | 696.5602 | 781.6472 | 868.8382 | 839.5594 | 782.9126 | 706.8108 | 651.9854 | 600.0967 | 552.0793 | 541.9269 | 577.2924 | 666.2577 | 797.3352 | 909.3814 | 996.4615 | 1031.019 | 1008.861 | 970.2758 | 896.7051 | 816.5739
2026-05-06 | 736.1633 | 695.8142 | 665.2487 | 653.1598 | 687.7081 | 772.2789 | 854.0348 | 823.1708 | 747.4247 | 668.1286 | 576.6887 | 504.8654 | 504.1576 | 507.8837 | 551.1798 | 653.3815 | 780.5266 | 903.4435 | 979.5882 | 1005.5619 | 988.9168 | 959.6035 | 896.7745 | 815.7851
2026-05-07 | 737.1266 | 695.5818 | 665.7166 | 652.4246 | 687.2493 | 769.9014 | 849.1209 | 814.8012 | 761.4008 | 685.8331 | 657.0847 | 601.6141 | 548.2236 | 526.3416 | 559.9679 | 646.2719 | 791.4307 | 899.5302 | 972.3276 | 1010.1501 | 999.2888 | 962.7611 | 888.5492 | 812.3328
2026-05-08 | 746.7952 | 707.6737 | 674.4289 | 658.9107 | 693.3621 | 773.7123 | 852.3828 | 820.2971 | 770.6006 | 719.0502 | 673.7496 | 653.9338 | 659.0229 | 671.2868 | 722.7438 | 808.0913 | 859.8443 | 904.2278 | 953.8626 | 970.5885 | 963.1033 | 954.6138 | 904.243 | 838.2467
2026-05-09 | 751.352 | 703.6513 | 670.8301 | 651.2626 | 658.3859 | 677.5921 | 698.9849 | 675.0159 | 647.9712 | 589.6279 | 549.8102 | 486.2298 | 438.4064 | 407.3114 | 450.1969 | 561.334 | 702.1945 | 836.0884 | 916.6467 | 940.5954 | 938.0862 | 917.0715 | 879.4393 | 822.3497
2026-05-10 | 770.0938 | 712.5991 | 679.6486 | 657.089 | 662.6716 | 670.9946 | 687.1236 | 680.9202 | 658.2507 | 564.9946 | 520.1063 | 460.1392 | 407.9295 | 391.7769 | 455.5423 | 555.6126 | 692.6036 | 822.3184 | 940.7882 | 968.6818 | 985.0117 | 959.291 | 894.371 | 821.0347
2026-05-11 | 748.7962 | 693.5705 | 661.4298 | 652.0822 | 689.7026 | 775.1028 | 833.4848 | 806.1321 | 742.7092 | 648.8008 | 605.704 | 541.8203 | 543.4352 | 532.553 | 551.3984 | 641.0941 | 795.3216 | 898.2123 | 994.4167 | 1029.5381 | 1003.3803 | 970.9287 | 896.3513 | 816.9904
2026-05-12 | 724.697 | 677.0848 | 647.584 | 636.3353 | 673.4942 | 752.8773 | 829.7849 | 770.7712 | 698.3297 | 631.9141 | 570.7855 | 473.0504 | 454.257 | 449.8259 | 496.0158 | 599.8196 | 735.6204 | 857.3672 | 941.3101 | 995.5936 | 973.3415 | 932.2853 | 856.514 | 782.4415
2026-05-13 | 717.3272 | 678.7037 | 647.4644 | 635.4103 | 670.0611 | 750.3593 | 823.2423 | 774.383 | 681.7959 | 621.9043 | 555.1657 | 475.9075 | 481.9896 | 456.58 | 502.2076 | 597.2124 | 741.0645 | 852.5282 | 941.4645 | 980.4914 | 960.6159 | 934.739 | 868.9015 | 790.6669
2026-05-14 | 716.8489 | 677.2429 | 647.1706 | 634.7491 | 670.3355 | 749.2757 | 823.7019 | 778.1208 | 727.1861 | 662.6417 | 636.125 | 592.929 | 562.7841 | 517.7552 | 547.7451 | 616.7472 | 738.5946 | 844.3408 | 934.9547 | 982.8468 | 972.5868 | 936.2978 | 861.3389 | 788.4149
2026-05-15 | 738.7328 | 698.6931 | 664.8133 | 650.0308 | 684.404 | 763.2666 | 840.5388 | 781.97 | 727.9528 | 652.216 | 584.8634 | 502.396 | 488.2289 | 470.158 | 532.1174 | 613.951 | 741.3106 | 872.2288 | 944.4846 | 965.4187 | 952.1317 | 937.4797 | 891.8667 | 824.5102
2026-05-16 | 764.9845 | 719.3516 | 685.309 | 663.0265 | 670.452 | 692.8767 | 717.1095 | 692.4412 | 670.466 | 601.6808 | 548.9902 | 451.7776 | 451.8565 | 404.6002 | 451.1206 | 551.6774 | 693.8205 | 819.7902 | 927.9746 | 957.5009 | 955.5115 | 935.0946 | 898.1622 | 840.0804
2026-05-17 | 764.0694 | 705.6753 | 673.5585 | 651.3032 | 656.8611 | 664.0457 | 670.3652 | 649.7489 | 641.3606 | 590.5419 | 517.8529 | 458.0715 | 406.541 | 392.1978 | 466.5949 | 570.5542 | 681.7678 | 812.8364 | 939.9345 | 967.196 | 978.721 | 949.0269 | 883.5556 | 811.6717
2026-05-18 | 746.1951 | 694.2146 | 657.7488 | 648.6172 | 686.2211 | 773.6358 | 851.9042 | 818.1326 | 746.8466 | 665.6594 | 594.0048 | 518.2994 | 505.2851 | 484.1903 | 533.5998 | 638.0995 | 776.0124 | 880.4753 | 980.4032 | 1020.8568 | 997.5489 | 963.5195 | 890.8175 | 811.7698
2026-05-19 | 742.2413 | 694.3497 | 667.6523 | 653.515 | 690.6343 | 775.941 | 848.8933 | 779.3618 | 713.8914 | 634.9839 | 573.1631 | 490.736 | 505.8344 | 472.1083 | 528.7747 | 620.191 | 755.8197 | 870.2389 | 964.2594 | 1014.1542 | 996.3612 | 956.7616 | 881.1209 | 805.1958
2026-05-20 | 731.9371 | 693.2352 | 663.0743 | 649.2725 | 684.3469 | 768.756 | 842.1442 | 787.8998 | 705.1367 | 637.399 | 588.5037 | 562.3454 | 564.2636 | 525.0337 | 558.9002 | 639.5424 | 765.9364 | 883.0312 | 966.0816 | 997.7406 | 980.0327 | 951.9274 | 888.342 | 808.0592
2026-05-21 | 727.604 | 688.5029 | 658.1612 | 645.0291 | 680.0389 | 762.6706 | 828.7062 | 766.1735 | 699.5856 | 651.1865 | 601.6519 | 519.6774 | 535.078 | 483.9451 | 540.8677 | 629.9699 | 813.9165 | 877.004 | 950.8839 | 998.6611 | 987.2708 | 955.5313 | 876.1449 | 803.3273
2026-05-22 | 748.3829 | 707.306 | 673.4442 | 657.6506 | 693.4511 | 773.5553 | 841.2462 | 793.7208 | 730.8 | 658.3584 | 611.3408 | 540.0524 | 560.9542 | 583.8236 | 651.7315 | 741.1236 | 800.4987 | 899.3556 | 953.1607 | 981.6468 | 964.5347 | 951.1013 | 903.8319 | 836.298
2026-05-23 | 773.1074 | 725.9162 | 692.1259 | 669.3651 | 676.7116 | 700.1038 | 721.7822 | 688.3514 | 665.5724 | 616.0248 | 561.1275 | 456.0316 | 449.2163 | 409.5794 | 472.0612 | 555.0092 | 694.5995 | 840.9545 | 944.4061 | 966.7795 | 966.6923 | 944.825 | 908.5614 | 849.3921
2026-05-24 | 759.3509 | 702.5578 | 668.7966 | 647.3658 | 652.9533 | 662.6595 | 661.6212 | 622.1356 | 640.8095 | 594.0079 | 543.5228 | 494.7517 | 443.5058 | 406.3694 | 462.0037 | 547.3395 | 710.5885 | 815.6121 | 940.81 | 973.3413 | 973.8192 | 942.7376 | 877.2566 | 805.496
2026-05-25 | 754.0975 | 702.867 | 664.0209 | 643.5332 | 661.3869 | 698.2143 | 715.9632 | 653.3472 | 611.3898 | 550.1097 | 514.5737 | 448.3226 | 486.1473 | 532.381 | 544.1862 | 673.9209 | 766.6588 | 854.9634 | 928.951 | 959.961 | 942.0822 | 926.8632 | 855.4546 | 789.2423
2026-05-26 | 739.6503 | 687.9078 | 659.245 | 648.0004 | 686.609 | 770.808 | 835.873 | 786.24 | 709.9092 | 640.8432 | 623.2744 | 629.6366 | 683.5019 | 693.1028 | 725.848 | 786.5228 | 866.2821 | 910.953 | 971.8816 | 1015.655 | 992.7717 | 953.6808 | 877.9254 | 801.8435
2026-05-27 | 738.3477 | 703.7961 | 671.4975 | 657.0788 | 691.9946 | 777.3567 | 845.384 | 798.0895 | 732.0434 | 655.8132 | 642.2679 | 661.1977 | 679.2522 | 684.1062 | 664.4082 | 752.9979 | 883.6762 | 946.2799 | 986.7065 | 1010.926 | 992.0377 | 967.6438 | 896.2114 | 819.7477
2026-05-28 | 737.1481 | 697.1588 | 667.1291 | 653.7112 | 689.0239 | 772.1982 | 836.5257 | 790.8437 | 731.6191 | 689.7212 | 649.7844 | 636.5034 | 629.7696 | 637.2526 | 724.2378 | 786.8368 | 866.4084 | 916.964 | 977.6965 | 1016.2249 | 1002.0834 | 963.7193 | 890.2583 | 814.6276
2026-05-29 | 745.4559 | 702.2977 | 668.0334 | 654.1766 | 690.5633 | 771.5287 | 839.1989 | 795.5114 | 737.9296 | 679.3034 | 642.2814 | 587.1118 | 614.2912 | 649.4829 | 734.254 | 804.2821 | 861.8925 | 906.0505 | 951.2046 | 982.0346 | 961.3825 | 946.861 | 894.9512 | 828.3906
2026-05-30 | 759.1857 | 713.9254 | 679.9947 | 659.1742 | 667.0989 | 689.9782 | 711.3322 | 673.0705 | 639.1018 | 605.931 | 567.3974 | 541.2658 | 511.3881 | 495.846 | 535.2597 | 613.725 | 727.203 | 835.6775 | 932.7086 | 959.7307 | 956.6583 | 932.6996 | 894.8372 | 835.4184
2026-05-31 | 770.1219 | 710.679 | 678.8581 | 656.9231 | 662.5067 | 670.0278 | 669.8051 | 639.3206 | 647.797 | 622.6436 | 581.0525 | 566.6564 | 501.6995 | 440.2769 | 542.5275 | 621.5777 | 751.7594 | 852.0969 | 960.1704 | 984.0056 | 992.1078 | 959.3853 | 893.7239 | 819.977
2026-06-01 | 743.3489 | 685.1484 | 641.7508 | 631.9231 | 670.9254 | 768.4233 | 864.3651 | 845.2658 | 809.9025 | 744.7794 | 714.9727 | 724.2706 | 692.7692 | 637.458 | 683.3388 | 806.3405 | 923.102 | 975.3136 | 1051.3154 | 1076.8745 | 1048.7286 | 1006.349 | 937.6311 | 840.6149
2026-06-02 | 736.5133 | 685.9055 | 647.7763 | 633.2345 | 671.64 | 764.5826 | 853.8429 | 836.7192 | 794.332 | 726.4465 | 664.4884 | 613.1298 | 573.8412 | 542.1967 | 580.9291 | 678.9645 | 814.679 | 926.0018 | 1012.5241 | 1059.328 | 1038.7716 | 991.2277 | 918.371 | 826.1539
2026-06-03 | 725.727 | 680.5596 | 641.5265 | 628.4485 | 664.3258 | 757.079 | 847.1575 | 822.3047 | 793.3577 | 747.0147 | 676.1387 | 642.9705 | 607.0057 | 614.47 | 650.119 | 753.4618 | 871.0309 | 956.5879 | 1014.8346 | 1039.4033 | 1018.3595 | 988.0158 | 926.1201 | 831.0133
2026-06-04 | 726.1579 | 681.522 | 644.931 | 631.5087 | 667.8034 | 760.0378 | 847.6868 | 833.2908 | 823.2271 | 810.671 | 779.1106 | 772.2188 | 739.6636 | 665.9402 | 710.489 | 794.8928 | 878.7142 | 953.0693 | 1018.8578 | 1046.962 | 1037.3189 | 996.6841 | 923.5578 | 833.7957
2026-06-05 | 738.7354 | 690.8257 | 647.4926 | 631.929 | 668.3876 | 755.012 | 842.3545 | 832.1908 | 810.9473 | 746.4943 | 710.8823 | 656.0145 | 588.1047 | 550.2026 | 618.3409 | 729.6799 | 863.2855 | 933.1705 | 980.9518 | 1004.9189 | 988.601 | 972.7378 | 932.1008 | 850.568
2026-06-06 | 744.8195 | 693.8807 | 649.8151 | 627.0164 | 630.4795 | 646.4778 | 673.4338 | 670.543 | 664.1772 | 641.1367 | 600.7366 | 570.3235 | 551.4699 | 500.4109 | 592.1903 | 739.537 | 789.0122 | 874.0013 | 942.7301 | 964.0452 | 960.3956 | 939.6356 | 911.9552 | 842.4686
2026-06-07 | 760.419 | 698.4469 | 654.8154 | 630.0445 | 630.4512 | 629.7233 | 629.0473 | 614.0793 | 622.3626 | 570.0789 | 525.4365 | 445.9062 | 417.8774 | 396.4282 | 444.817 | 552.8131 | 718.3584 | 843.8423 | 974.2388 | 1001.7057 | 1015.9315 | 979.0635 | 919.5852 | 831.8943
2026-06-08 | 733.8132 | 676.6078 | 632.5344 | 623.3779 | 662.0257 | 756.6351 | 847.0286 | 819.2551 | 775.9559 | 707.3806 | 660.1558 | 628.5438 | 589.9434 | 541.4383 | 580.4372 | 689.9613 | 804.0606 | 917.0433 | 1022.6243 | 1062.8374 | 1035.2237 | 994.1696 | 922.9234 | 827.367
2026-06-09 | 734.4737 | 680.3931 | 645.7787 | 631.3253 | 669.7628 | 760.7717 | 851.4753 | 830.2967 | 795.8156 | 740.922 | 699.0826 | 679.7617 | 624.9243 | 609.3905 | 659.0958 | 767.9638 | 879.0267 | 932.5686 | 1011.4905 | 1056.8208 | 1035.7734 | 988.5745 | 915.4066 | 824.8747
2026-06-10 | 724.187 | 679.1918 | 640.6682 | 626.7295 | 662.6428 | 752.5694 | 843.5612 | 837.976 | 810.0894 | 761.4248 | 724.581 | 705.8875 | 637.1706 | 592.6373 | 661.3491 | 773.8199 | 859.4388 | 939.2254 | 1007.5301 | 1033.9787 | 1013.9994 | 984.8741 | 922.8275 | 829.38
2026-06-11 | 759.539 | 715.4677 | 673.8111 | 644.8473 | 656.4322 | 680.7934 | 708.2779 | 679.6042 | 697.3149 | 666.9645 | 626.6883 | 551.6081 | 515.9716 | 509.7311 | 529.7412 | 642.4032 | 753.0439 | 871.1052 | 954.6505 | 989.2017 | 1000.4572 | 985.2564 | 912.6848 | 835.8284
2026-06-12 | 735.0354 | 688.8939 | 645.2618 | 631.9066 | 668.3864 | 755.3525 | 837.4694 | 816.992 | 793.9922 | 743.3513 | 688.9415 | 615.9234 | 591.3292 | 578.8518 | 619.108 | 744.6942 | 847.5605 | 926.2016 | 984.0048 | 1007.7045 | 991.3281 | 975.6094 | 933.9893 | 853.668
2026-06-13 | 752.074 | 700.0945 | 656.2982 | 633.0359 | 636.0758 | 653.6556 | 677.8225 | 655.4182 | 665.9919 | 626.5162 | 588.337 | 496.6794 | 473.522 | 438.6854 | 499.3546 | 616.9487 | 739.5165 | 868.2766 | 946.8417 | 972.24 | 971.1301 | 950.3708 | 922.2967 | 852.1055
2026-06-14 | 762.8876 | 698.8464 | 655.1589 | 630.2618 | 630.8696 | 629.7309 | 639.2972 | 614.8991 | 642.4357 | 605.6855 | 559.3031 | 505.4562 | 446.2231 | 413.0777 | 483.3953 | 607.6717 | 753.6527 | 864.825 | 981.25 | 999.7608 | 1018.9374 | 982.2023 | 921.7341 | 834.252
2026-06-15 | 733.2632 | 674.9287 | 630.7312 | 621.8085 | 660.512 | 754.1257 | 849.5315 | 845.551 | 818.785 | 773.3532 | 698.2935 | 728.5488 | 691.3103 | 646.0539 | 624.11 | 701.1891 | 823.0218 | 920.6931 | 1025.3472 | 1059.0921 | 1031.9575 | 991.7672 | 921.5104 | 825.1666
2026-06-16 | 728.4628 | 677.2771 | 639.7171 | 624.8805 | 663.3215 | 751.518 | 844.4323 | 816.651 | 782.7415 | 725.0883 | 658.4507 | 598.4978 | 562.1958 | 548.6576 | 609.2046 | 715.2167 | 838.8464 | 935.6903 | 1000.6813 | 1048.0813 | 1025.0549 | 979.9364 | 906.6569 | 816.1544
2026-06-17 | 713.1478 | 668.8247 | 629.6684 | 615.4146 | 650.0744 | 738.4869 | 831.0987 | 832.6257 | 819.0332 | 780.946 | 733.5388 | 685.1772 | 630.7288 | 569.2671 | 611.6589 | 689.5746 | 793.5732 | 904.7577 | 989.8424 | 1020.3928 | 1000.488 | 967.5698 | 907.3215 | 815.1652
2026-06-18 | 723.4468 | 676.0893 | 641.1943 | 627.7473 | 662.3238 | 753.3839 | 848.431 | 833.8319 | 817.0763 | 766.6132 | 709.9916 | 662.5462 | 581.646 | 559.3588 | 579.3158 | 699.508 | 837.8731 | 917.0195 | 995.6457 | 1041.4713 | 1033.6482 | 992.5486 | 918.4697 | 830.2577
2026-06-19 | 728.0132 | 679.8528 | 639.0015 | 624.7642 | 659.6629 | 745.2217 | 837.1123 | 803.2763 | 776.9049 | 706.4597 | 657.4083 | 581.2982 | 572.987 | 534.0753 | 578.6218 | 705.9809 | 785.2223 | 880.0651 | 955.3482 | 991.4729 | 978.3286 | 965.617 | 921.5074 | 842.327
2026-06-20 | 733.9994 | 678.9857 | 637.5871 | 616.2182 | 619.0667 | 633.0411 | 654.2853 | 651.1719 | 672.4919 | 648.7603 | 589.3141 | 567.6905 | 511.8536 | 443.4444 | 455.4168 | 552.2111 | 668.7814 | 805.3901 | 908.2343 | 945.4898 | 949.191 | 923.2354 | 896.1955 | 827.8943
2026-06-21 | 749.5627 | 684.7384 | 643.1125 | 619.1108 | 619.3556 | 616.592 | 625.0929 | 597.3077 | 606.8191 | 575.4071 | 539.4448 | 494.2226 | 446.8416 | 394.8096 | 443.0029 | 549.0469 | 674.2063 | 810.9297 | 941.3067 | 978.4745 | 998.7238 | 966.0882 | 902.6305 | 817.4273
2026-06-22 | 731.3971 | 669.7607 | 627.7036 | 620.426 | 659.1962 | 752.54 | 842.9104 | 815.5941 | 759.0293 | 698.4019 | 650.833 | 583.6383 | 540.9421 | 524.1228 | 563.3576 | 657.3208 | 793.1323 | 903.8755 | 1010.1056 | 1051.3187 | 1030.0191 | 988.5958 | 917.3309 | 822.517
2026-06-23 | 724.8177 | 671.4245 | 635.8148 | 622.0586 | 659.9805 | 749.9004 | 843.9113 | 821.2049 | 790.1829 | 719.7059 | 660.3468 | 601.5678 | 557.5231 | 543.7177 | 551.1586 | 650.2608 | 771.1456 | 882.7685 | 983.9296 | 1043.8341 | 1021.8305 | 972.7326 | 897.8675 | 811.1162
2026-06-24 | 729.7636 | 683.6041 | 643.133 | 632.111 | 667.014 | 761.4035 | 856.0143 | 843.0599 | 816.1366 | 777.7424 | 746.742 | 744.0819 | 710.3364 | 663.6111 | 708.7631 | 799.6086 | 859.4332 | 956.5041 | 1019.4644 | 1040.5459 | 1021.5837 | 990.3769 | 930.2906 | 836.7889
2026-06-25 | 728.4678 | 681.3778 | 644.3524 | 631.1003 | 667.0323 | 757.5774 | 848.859 | 833.845 | 803.9995 | 759.9492 | 695.1683 | 597.4199 | 556.9822 | 553.7467 | 583.2365 | 686.6032 | 803.2526 | 904.9064 | 992.5958 | 1041.9905 | 1036.0815 | 995.1116 | 919.0969 | 831.2737
2026-06-26 | 720.8555 | 674.164 | 633.2246 | 618.7664 | 654.2334 | 738.0885 | 828.9696 | 803.2 | 773.3157 | 742.5156 | 684.2771 | 629.295 | 581.8384 | 555.2558 | 557.1091 | 678.3994 | 799.5737 | 892.1018 | 950.9218 | 984.936 | 969.5313 | 955.0955 | 912.9432 | 833.5003
2026-06-27 | 752.3774 | 697.4237 | 657.2734 | 633.9227 | 637.2765 | 654.4801 | 685.2449 | 669.1604 | 660.1237 | 612.3935 | 577.9808 | 485.5118 | 450.9142 | 430.6863 | 519.2949 | 654.7097 | 768.766 | 859.9243 | 944.1971 | 969.6651 | 969.468 | 952.0025 | 921.8031 | 852.786
2026-06-28 | 758.3469 | 694.107 | 652.338 | 626.7102 | 627.9094 | 625.9186 | 636.4123 | 632.167 | 649.6484 | 623.4775 | 576.9386 | 533.2724 | 498.1129 | 466.0586 | 521.4887 | 644.601 | 774.2648 | 869.2854 | 970.4199 | 992.3356 | 1008.5812 | 976.5686 | 915.0266 | 828.798
2026-06-29 | 740.1753 | 681.7288 | 639.6227 | 629.206 | 668.0429 | 769.6981 | 870.1748 | 845.3657 | 800.6566 | 744.1564 | 692.2385 | 643.1003 | 599.2562 | 583.8456 | 638.8064 | 770.2894 | 847.1583 | 933.0442 | 1044.3717 | 1075.9587 | 1043.2674 | 1003.5303 | 931.5969 | 837.1917
2026-06-30 | 730.2258 | 676.9529 | 642.5012 | 627.1634 | 666.2625 | 765.0168 | 862.4449 | 842.5774 | 815.8017 | 756.3245 | 681.3137 | 625.7602 | 565.3861 | 549.8585 | 633.359 | 713.5003 | 851.5063 | 932.3649 | 1013.2039 | 1060.5285 | 1032.8235 | 982.8727 | 912.6971 | 821.1214
2026-07-01 | 750.4454 | 712.2321 | 669.5601 | 654.2521 | 687.1148 | 788.033 | 884.287 | 869.0276 | 835.5161 | 786.1306 | 742.9909 | 706.8188 | 687.8489 | 722.9295 | 759.8898 | 825.9795 | 938.0327 | 1011.2547 | 1061.7811 | 1094.373 | 1057.3809 | 1027.4817 | 957.5173 | 856.066
2026-07-02 | 756.4 | 714.2091 | 675.4489 | 661.0943 | 693.7321 | 791.295 | 889.2643 | 873.9669 | 838.9322 | 792.8388 | 761.4493 | 700.3432 | 664.9122 | 644.8023 | 676.1068 | 767.7716 | 888.0302 | 987.8004 | 1052.226 | 1101.6319 | 1086.4791 | 1046.2055 | 961.0898 | 865.2054
2026-07-03 | 790.0324 | 748.8572 | 699.9265 | 667.0355 | 675.4432 | 697.4095 | 730.1023 | 720.0828 | 787.4419 | 769.592 | 742.1869 | 687.378 | 597.6975 | 574.8676 | 600.1498 | 703.3351 | 809.4215 | 926.6179 | 965.747 | 985.9331 | 989.0106 | 994.2764 | 942.7317 | 872.6606
2026-07-04 | 770.7115 | 716.2199 | 673.2306 | 650.8895 | 650.1234 | 659.6878 | 692.0609 | 699.547 | 686.6013 | 678.176 | 630.8967 | 562.5875 | 516.9587 | 463.0391 | 520.7884 | 617.2114 | 751.4316 | 879.7924 | 953.7663 | 995.5671 | 998.1333 | 976.9079 | 940.7625 | 869.653
2026-07-05 | 784.548 | 721.2827 | 677.603 | 653.2441 | 648.6465 | 641.9087 | 650.4374 | 659.0511 | 665.8336 | 632.693 | 611.2411 | 554.6766 | 501.5548 | 481.1412 | 530.2509 | 629.4703 | 800.3088 | 904.0511 | 1005.4309 | 1041.1649 | 1047.4372 | 1018.5358 | 944.183 | 850.6476
2026-07-06 | 751.2619 | 694.7019 | 650.8409 | 641.6207 | 677.2608 | 772.7919 | 880.8219 | 884.4601 | 835.2421 | 788.8415 | 758.5525 | 738.2167 | 631.6186 | 622.9266 | 637.5556 | 745.3709 | 851.746 | 955.7454 | 1049.4131 | 1101.8282 | 1068.8446 | 1027.3166 | 945.1112 | 842.7089
2026-07-07 | 751.2802 | 698.201 | 663.914 | 648.6858 | 685.0125 | 779.5874 | 883.2237 | 884.6812 | 823.5766 | 776.5069 | 732.0249 | 684.3524 | 623.4729 | 628.5629 | 642.0265 | 735.6077 | 850.7661 | 961.8621 | 1035.591 | 1100.7623 | 1067.7459 | 1023.1058 | 936.7881 | 838.9844
2026-07-08 | 749.558 | 707.214 | 668.5678 | 652.7025 | 685.2272 | 782.9502 | 887.0255 | 892.7349 | 865.2574 | 803.2533 | 746.9164 | 730.3051 | 676.9025 | 672.4448 | 672.4778 | 739.3616 | 848.3022 | 965.9045 | 1044.6605 | 1088.9669 | 1060.8869 | 1031.2606 | 958.6128 | 854.7763
2026-07-09 | 738.0796 | 694.3133 | 657.1308 | 643.8598 | 675.9046 | 768.9187 | 871.211 | 858.3282 | 813.8106 | 766.9437 | 720.498 | 637.4918 | 596.6781 | 593.18 | 613.5333 | 711.8608 | 859.9828 | 954.9485 | 1019.9758 | 1079.0737 | 1061.4855 | 1020.055 | 931.9459 | 839.9101
2026-07-10 | 754.4691 | 711.543 | 669.0539 | 652.5294 | 684.2691 | 772.8852 | 874.4399 | 869.6716 | 844.499 | 794.6426 | 753.9107 | 689.6731 | 621.1587 | 601.6482 | 695.4733 | 781.5023 | 898.1668 | 958.9107 | 1011.4912 | 1045.0276 | 1017.5261 | 1010.2974 | 957.4278 | 872.0601
2026-07-11 | 772.0212 | 721.4714 | 677.464 | 652.9864 | 650.9704 | 664.7466 | 706.048 | 717.0559 | 733.9714 | 706.5813 | 684.5143 | 653.5831 | 563.5909 | 488.8401 | 519.3689 | 612.705 | 741.3456 | 879.9374 | 968.6943 | 1005.447 | 996.2672 | 978.2024 | 943.9919 | 870.9801
2026-07-12 | 793.0679 | 729.7971 | 687.0265 | 661.3641 | 657.005 | 653.84 | 666.8119 | 676.2573 | 679.5244 | 657.5662 | 626.6632 | 569.2962 | 514.935 | 549.6525 | 634.733 | 761.2276 | 877.9293 | 947.0755 | 1032.7188 | 1058.6354 | 1061.6 | 1033.2346 | 959.7009 | 865.5887
2026-07-13 | 761.552 | 707.5521 | 662.8316 | 652.7827 | 688.4633 | 786.9738 | 894.7956 | 905.206 | 886.9496 | 860.9284 | 819.8633 | 782.5541 | 729.662 | 669.2162 | 674.8865 | 766.7736 | 898.805 | 1003.6234 | 1072.3092 | 1117.7981 | 1081.3098 | 1042.3138 | 959.7874 | 858.0993
2026-07-14 | 769.9169 | 717.88 | 682.4126 | 666.4074 | 702.4479 | 802.231 | 911.7929 | 913.5946 | 871.8589 | 818.0442 | 764.9072 | 735.5292 | 666.5385 | 666.2678 | 684.4426 | 802.173 | 924.1556 | 1007.3359 | 1071.0057 | 1124.9146 | 1095.7072 | 1048.7393 | 961.3583 | 864.0676
2026-07-15 | 760.5479 | 717.8609 | 680.0494 | 665.0128 | 697.2564 | 794.9965 | 902.0596 | 908.3621 | 853.7725 | 784.2816 | 740.2619 | 726.3095 | 696.9982 | 713.139 | 746.4593 | 832.421 | 915.6863 | 999.0258 | 1068.1259 | 1104.9314 | 1076.4945 | 1047.3513 | 973.6786 | 871.3364
2026-07-16 | 757.757 | 713.8397 | 676.3895 | 662.0003 | 695.7175 | 792.5005 | 896.9548 | 896.6914 | 869.5752 | 816.1193 | 750.9015 | 700.1964 | 652.445 | 671.2618 | 711.1942 | 794.1383 | 889.071 | 989.587 | 1060.209 | 1106.7839 | 1091.7525 | 1049.5745 | 966.0563 | 868.7629
2026-07-17 | 755.5501 | 713.4933 | 668.7358 | 652.3099 | 684.6213 | 771.9327 | 878.7346 | 893.0188 | 863.3199 | 829.46 | 790.5583 | 764.9293 | 701.123 | 706.7763 | 746.687 | 828.9278 | 914.3055 | 986.4626 | 1012.4527 | 1045.6066 | 1014.6457 | 1006.9334 | 955.0672 | 870.0698
2026-07-18 | 768.6294 | 719.9199 | 674.0633 | 649.6751 | 647.3545 | 660.1927 | 698.6534 | 711.541 | 725.8 | 690.7587 | 684.9052 | 674.511 | 646.7918 | 595.4789 | 641.9884 | 741.1626 | 848.2858 | 916.8544 | 970.2198 | 1003.33 | 996.4303 | 977.3011 | 939.3494 | 866.8052
2026-07-19 | 791.1517 | 730.5103 | 685.7638 | 658.6249 | 653.9151 | 649.6404 | 665.4404 | 675.6048 | 687.9261 | 655.4015 | 628.5533 | 597.9228 | 506.8237 | 504.888 | 553.8353 | 645.0821 | 800.5737 | 918.187 | 1023.5248 | 1051.4084 | 1060.4661 | 1027.2399 | 954.3888 | 860.4962
2026-07-20 | 751.3392 | 697.8428 | 652.4575 | 643.1382 | 678.4654 | 776.1403 | 883.8559 | 886.7779 | 820.9739 | 752.7828 | 712.3102 | 655.488 | 612.2937 | 614.3914 | 664.1666 | 763.3187 | 863.5058 | 969.9913 | 1059.1627 | 1103.7179 | 1066.5451 | 1028.854 | 945.5276 | 843.3281
2026-07-21 | 765.7298 | 714.7111 | 679.5036 | 663.2617 | 699.4097 | 799.3108 | 908.9405 | 900.4106 | 854.9404 | 783.724 | 728.6894 | 680.8585 | 637.5537 | 649.3336 | 691.9917 | 800.3791 | 916.7294 | 1000.888 | 1066.1211 | 1117.9576 | 1088.9096 | 1044.1577 | 958.5475 | 859.1696
2026-07-22 | 762.3202 | 719.4569 | 681.2126 | 665.5522 | 698.5008 | 798.3323 | 908.373 | 939.0952 | 903.4511 | 812.1757 | 758.1865 | 736.2617 | 678.9986 | 674.1136 | 725.2137 | 856.2217 | 987.0403 | 1036.8614 | 1077.5473 | 1102.1787 | 1076.2203 | 1048.7739 | 975.7606 | 873.3419
2026-07-23 | 752.9607 | 708.7999 | 669.8301 | 655.4581 | 687.8992 | 784.5855 | 890.1796 | 888.9953 | 868.7278 | 833.463 | 786.4898 | 742.7662 | 683.2829 | 699.2121 | 720.1871 | 790.9884 | 894.1391 | 983.1807 | 1042.221 | 1094.2539 | 1076.7438 | 1038.5046 | 949.8361 | 855.7591
2026-07-24 | 756.1683 | 712.2179 | 670.3078 | 654.051 | 685.6326 | 776.085 | 884.5419 | 911.0707 | 914.2229 | 879.2897 | 841.848 | 823.786 | 828.7354 | 762.1646 | 786.1492 | 850.9406 | 923.1549 | 975.614 | 1019.6576 | 1047.7531 | 1019.63 | 1010.4858 | 958.2385 | 873.2337
2026-07-25 | 772.3694 | 722.9555 | 676.9361 | 652.6851 | 650.645 | 664.4191 | 703.2975 | 710.3493 | 706.8535 | 677.3725 | 655.7105 | 600.9141 | 541.8368 | 514.2975 | 555.5344 | 685.4051 | 814.812 | 916.2172 | 975.6447 | 1005.1991 | 997.0834 | 978.5408 | 942.285 | 869.9475
2026-07-26 | 786.0996 | 724.1595 | 680.6105 | 654.0629 | 649.5507 | 645.4369 | 662.518 | 672.4519 | 704.1599 | 674.76 | 636.2659 | 626.3952 | 527.3553 | 486.5508 | 543.2678 | 651.6559 | 815.6168 | 921.2577 | 1015.9328 | 1046.435 | 1050.1549 | 1021.0471 | 946.9492 | 854.9828
2026-07-27 | 768.8948 | 710.262 | 668.9735 | 658.3867 | 694.0309 | 794.2011 | 907.1695 | 919.3517 | 864.4434 | 818.9596 | 759.5289 | 725.9922 | 647.898 | 638.3632 | 653.4367 | 767.6159 | 890.4922 | 993.4914 | 1085.4874 | 1122.3965 | 1090.7096 | 1050.3623 | 967.9007 | 864.8217
2026-07-28 | 767.4001 | 715.4319 | 680.6745 | 664.397 | 700.2203 | 798.0769 | 908.6681 | 902.5376 | 858.9389 | 791.4741 | 731.5145 | 707.6071 | 662.9999 | 643.2267 | 656.6076 | 770.4995 | 893.6355 | 997.9512 | 1063.4045 | 1116.0625 | 1089.2911 | 1043.7398 | 958.3445 | 860.532
2026-07-29 | 744.4213 | 702.327 | 663.7498 | 647.7414 | 679.0514 | 773.2723 | 879.9033 | 877.4029 | 813.9997 | 759.8648 | 698.2067 | 621.3764 | 595.4599 | 611.2161 | 648.6974 | 741.6119 | 861.3666 | 971.4765 | 1039.4505 | 1073.7282 | 1049.7682 | 1023.2858 | 951.1363 | 850.2762
2026-07-30 | 741.0281 | 697.119 | 657.8164 | 642.9415 | 674.5137 | 767.764 | 871.6739 | 868.63 | 812.0017 | 753.9624 | 718.7219 | 653.4477 | 597.5911 | 600.8777 | 643.1863 | 716.6452 | 854.8767 | 946.0663 | 1030.6758 | 1078.7917 | 1060.5288 | 1024.6072 | 937.7846 | 843.9824
2026-07-31 | 757.3924 | 715.6489 | 671.031 | 653.1163 | 684.3579 | 772.8648 | 878.6196 | 889.527 | 866.1514 | 799.1511 | 770.5834 | 763.7278 | 696.2896 | 722.1172 | 816.839 | 877.601 | 953.612 | 1008.1229 | 1008.7446 | 1042.4112 | 1016.9607 | 1011.8678 | 959.9204 | 873.9685
2026-08-01 | 838.5749 | 781.8464 | 735.5292 | 712.6282 | 715.8967 | 745.6884 | 794.6068 | 807.064 | 824.4527 | 813.03 | 773.0936 | 736.1884 | 664.7579 | 614.5236 | 612.8961 | 702.5327 | 827.6478 | 954.945 | 1043.0994 | 1071.8621 | 1064.1898 | 1040.8047 | 996.664 | 925.9998
2026-08-02 | 848.82 | 783.1112 | 739.1423 | 714.9788 | 715.7007 | 728.7048 | 756.7619 | 742.5022 | 752.2495 | 709.6146 | 668.3842 | 620.4868 | 581.4366 | 554.4092 | 619.9661 | 698.9021 | 863.0713 | 984.8042 | 1082.2717 | 1108.945 | 1115.4481 | 1078.0224 | 1003.0751 | 911.5774
2026-08-03 | 821.4505 | 761.8018 | 714.8387 | 706.2792 | 744.4847 | 849.7775 | 962.3626 | 933.4704 | 850.5693 | 777.7352 | 732.6673 | 655.0827 | 654.9814 | 647.3929 | 679.432 | 788.4361 | 921.5709 | 1039.602 | 1125.2886 | 1162.0943 | 1129.7997 | 1086.4845 | 1000.7088 | 901.9441
2026-08-04 | 816.4992 | 764.2771 | 721.9306 | 709.3008 | 746.8825 | 850.5129 | 960.0053 | 939.496 | 870.5727 | 799.8172 | 775.3129 | 725.6241 | 667.7809 | 661.9509 | 660.6327 | 754.5398 | 902.429 | 1034.4049 | 1101.7885 | 1154.9788 | 1127.4299 | 1077.5268 | 991.4208 | 898.1271
2026-08-05 | 800.3287 | 755.6547 | 713.0347 | 699.8062 | 734.751 | 838.0402 | 946.8888 | 922.9028 | 869.8152 | 817.895 | 752.6853 | 746.6766 | 728.8478 | 701.5374 | 743.4309 | 834.3439 | 948.1234 | 1029.9001 | 1086.8788 | 1125.3209 | 1099.2093 | 1066.2829 | 991.5091 | 895.9283
2026-08-06 | 794.2093 | 747.4839 | 705.3736 | 693.7501 | 729.3655 | 831.4051 | 940.4961 | 920.4406 | 887.006 | 859.9343 | 785.6327 | 758.1234 | 726.7777 | 696.8923 | 721.6483 | 795.2289 | 918.2306 | 1003.3321 | 1071.1697 | 1123.6901 | 1104.4097 | 1063.052 | 974.3005 | 884.6114
2026-08-07 | 812.6942 | 765.5524 | 718.5312 | 704.4885 | 739.8937 | 836.7627 | 946.6546 | 938.2591 | 927.3547 | 851.0262 | 795.039 | 743.6679 | 711.7219 | 699.8135 | 741.6633 | 817.6901 | 932.8947 | 1029.0887 | 1068.5409 | 1090.9936 | 1064.837 | 1053.632 | 996.572 | 915.8665
2026-08-08 | 830.4081 | 775.8939 | 729.2041 | 707.2128 | 710.5801 | 739.5036 | 788.6594 | 777.1114 | 756.9957 | 729.6225 | 676.4234 | 585.2957 | 563.4105 | 517.1036 | 571.4094 | 668.5528 | 848.4036 | 974.8789 | 1039.275 | 1063.3189 | 1052.1146 | 1034.4573 | 987.4695 | 918.4577
2026-08-09 | 842.0087 | 774.5544 | 731.4277 | 707.9746 | 708.6328 | 720.8253 | 752.7659 | 766.6053 | 789.2218 | 731.0241 | 688.8781 | 659.444 | 611.2495 | 580.9463 | 630.9148 | 737.4375 | 889.8259 | 991.272 | 1069.987 | 1099.94 | 1105.9336 | 1068.6401 | 991.8582 | 902.3265
2026-08-10 | 822.2086 | 760.8856 | 715.9038 | 707.5056 | 745.5357 | 852.7335 | 965.8761 | 953.7796 | 903.3272 | 830.9453 | 780.2755 | 757.9978 | 687.8953 | 665.6092 | 683.8762 | 751.9801 | 895.3972 | 1030.8168 | 1128.087 | 1167.2157 | 1127.5617 | 1089.5516 | 1003.5897 | 906.6277
2026-08-11 | 798.1444 | 742.9408 | 704.1278 | 692.1244 | 729.7883 | 832.1978 | 943.6307 | 914.723 | 840.0881 | 775.0701 | 732.1142 | 673.4196 | 615.7519 | 615.9465 | 653.6268 | 755.2624 | 918.3871 | 1020.3616 | 1080.9017 | 1132.4811 | 1101.7574 | 1051.9183 | 964.3421 | 872.7009
2026-08-12 | 796.9949 | 753.4104 | 708.2946 | 695.8347 | 729.7426 | 834.0427 | 943.3256 | 913.6499 | 848.2275 | 776.3798 | 734.1868 | 665.8901 | 628.8729 | 619.3026 | 665.8367 | 767.5148 | 905.2432 | 1008.7806 | 1075.8203 | 1119.0078 | 1091.0108 | 1058.7296 | 985.0467 | 888.0943
2026-08-13 | 800.7982 | 753.486 | 711.7551 | 699.5949 | 735.4541 | 839.7121 | 950.9449 | 921.527 | 873.9808 | 814.7508 | 750.3689 | 673.7139 | 647.726 | 642.7211 | 685.0262 | 773.3848 | 910.278 | 1018.9853 | 1086.4522 | 1129.7159 | 1115.6916 | 1070.4169 | 984.5586 | 894.1994
2026-08-14 | 808.8978 | 761.7611 | 714.8046 | 700.6647 | 735.1428 | 833.0059 | 939.8137 | 929.2568 | 901.9603 | 814.8457 | 751.8091 | 696.4967 | 667.4199 | 675.8825 | 758.7782 | 866.145 | 956.7057 | 1032.445 | 1061.1563 | 1082.7265 | 1058.5856 | 1047.1491 | 990.091 | 910.8176
2026-08-15 | 818.0631 | 764.3738 | 717.4765 | 696.4453 | 699.4281 | 726.1632 | 775.4877 | 766.1217 | 749.9726 | 692.5744 | 660.9645 | 562.8935 | 556.7244 | 521.7834 | 565.2886 | 666.0797 | 857.1253 | 954.6766 | 1022.6953 | 1044.4544 | 1035.8553 | 1013.6408 | 970.193 | 900.7436
2026-08-16 | 837.9897 | 773.641 | 727.6037 | 704.1933 | 705.0728 | 714.6903 | 744.4175 | 725.7807 | 712.62 | 688.5875 | 659.1667 | 627.3404 | 551.8049 | 550.6258 | 653.2957 | 766.9292 | 909.3087 | 1015.9857 | 1081.0023 | 1094.7576 | 1100.2449 | 1062.5024 | 986.0302 | 896.9858
2026-08-17 | 816.2185 | 756.3795 | 709.3169 | 701.1648 | 738.8658 | 844.7189 | 960.1225 | 932.9711 | 861.2622 | 785.5848 | 738.3513 | 671.7111 | 658.3082 | 679.5427 | 718.7956 | 794.2634 | 938.0579 | 1052.5605 | 1129.7958 | 1161.0538 | 1123.4575 | 1079.1076 | 994.8806 | 898.793
2026-08-18 | 812.8382 | 756.0689 | 718.3837 | 705.3433 | 743.2054 | 847.1805 | 961.1699 | 926.4849 | 853.0286 | 805.3985 | 750.6272 | 704.4522 | 692.2619 | 699.6474 | 755.3872 | 857.754 | 976.6749 | 1054.2815 | 1110.07 | 1150.4572 | 1119.3665 | 1071.6257 | 984.3606 | 891.7553
2026-08-19 | 794.0571 | 749.8523 | 706.0886 | 692.9565 | 727.2862 | 831.7975 | 940.9469 | 920.9511 | 858.4235 | 792.8453 | 750.2233 | 713.0121 | 630.7515 | 640.9225 | 676.3335 | 772.0079 | 924.9438 | 1031.3108 | 1089.835 | 1114.149 | 1088.4001 | 1055.5026 | 980.3065 | 885.1366
2026-08-20 | 799.5862 | 749.498 | 708.1479 | 696.2547 | 732.3761 | 835.6115 | 951.033 | 913.3183 | 856.3846 | 804.4645 | 757.9622 | 685.7268 | 664.243 | 645.2186 | 701.9561 | 838.3777 | 959.827 | 1047.3374 | 1096.7593 | 1131.2074 | 1110.8303 | 1065.2654 | 979.418 | 889.1641
2026-08-21 | 833.1315 | 788.169 | 736.4248 | 706.9906 | 717.3146 | 748.124 | 794.5087 | 770.9883 | 791.0267 | 782.5566 | 758.0567 | 694.6507 | 609.0427 | 592.1225 | 629.985 | 747.9656 | 869.2091 | 987.883 | 1022.971 | 1023.6035 | 1016.1365 | 1026.4535 | 972.9515 | 904.2717
2026-08-22 | 826.7028 | 771.2325 | 723.308 | 704.1033 | 708.7948 | 737.2058 | 790.027 | 783.6827 | 780.7792 | 761.2593 | 715.925 | 689.9111 | 650.4412 | 621.8885 | 700.5414 | 776.4327 | 904.8454 | 1006.9796 | 1044.5218 | 1059.3753 | 1049.103 | 1026.7922 | 983.7824 | 914.1813
2026-08-23 | 834.1055 | 770.1022 | 722.8141 | 699.5518 | 700.0582 | 708.8997 | 741.1334 | 759.0057 | 786.1315 | 803.3272 | 783.9013 | 758.3388 | 748.5696 | 744.9406 | 794.6452 | 872.9867 | 977.9338 | 1025.9402 | 1073.563 | 1088.542 | 1095.1616 | 1058.4619 | 983.4514 | 896.3701
2026-08-24 | 816.224 | 752.3582 | 704.5903 | 696.8314 | 734.3949 | 839.1353 | 960.3846 | 990.1433 | 952.9939 | 900.4887 | 858.9531 | 855.8731 | 837.5515 | 792.5374 | 843.6722 | 922.8716 | 1031.3196 | 1096.8248 | 1132.9201 | 1151.1375 | 1115.9979 | 1072.805 | 988.221 | 892.7514
2026-08-25 | 818.3653 | 761.5938 | 720.3087 | 706.8715 | 743.2567 | 849.2508 | 963.8693 | 944.6949 | 911.0842 | 840.7094 | 804.6681 | 809.9393 | 780.6861 | 787.4433 | 817.7374 | 900.9353 | 1013.1132 | 1087.508 | 1116.8096 | 1150.7374 | 1123.5469 | 1073.6909 | 987.4834 | 894.6115
2026-08-26 | 800.3118 | 752.6189 | 707.6 | 694.8144 | 728.7827 | 831.8345 | 942.8199 | 931.651 | 861.6746 | 821.5694 | 752.4297 | 729.8617 | 688.3902 | 699.5928 | 809.7988 | 930.6694 | 1017.7895 | 1063.5483 | 1096.1965 | 1114.9529 | 1089.9967 | 1058.1279 | 983.6994 | 886.7402
2026-08-27 | 794.5916 | 744.6756 | 702.6104 | 690.4135 | 725.5529 | 825.3535 | 933.9143 | 915.0892 | 880.7809 | 848.5147 | 801.6097 | 776.7557 | 706.9555 | 731.8355 | 812.1902 | 877.8908 | 968.7269 | 1034.3794 | 1080.6999 | 1121.6452 | 1102.3707 | 1059.7887 | 970.8695 | 880.597
2026-08-28 | 793.6679 | 744.568 | 698.7505 | 686.2223 | 720.8289 | 812.7462 | 921.2246 | 910.7582 | 854.8391 | 810.9634 | 775.0295 | 723.7006 | 715.8963 | 680.1788 | 727.2584 | 813.6563 | 938.0444 | 1018.9104 | 1040.6074 | 1058.9138 | 1038.5061 | 1025.6829 | 969.0375 | 889.1471
2026-08-29 | 816.1295 | 762.9453 | 717.2163 | 696.436 | 697.7479 | 722.9356 | 773.4486 | 753.7696 | 732.382 | 684.5658 | 645.6191 | 557.4791 | 537.9971 | 544.7561 | 616.7433 | 721.1412 | 881.5542 | 968.8773 | 1016.1842 | 1034.2971 | 1032.8114 | 1012.1887 | 969.7743 | 899.8473
2026-08-30 | 834.6031 | 767.6663 | 723.7462 | 699.482 | 699.7682 | 713.96 | 747.3815 | 724.1792 | 724.2073 | 683.2653 | 651.748 | 593.0015 | 539.2461 | 535.7271 | 606.6024 | 699.7132 | 868.7877 | 974.7562 | 1071.6438 | 1085.5315 | 1094.3626 | 1060.2189 | 982.0513 | 894.5966
2026-08-31 | 801.5267 | 739.1708 | 692.263 | 686.0401 | 723.7442 | 825.8163 | 939.8754 | 939.8918 | 881.1323 | 801.9999 | 742.7633 | 704.8112 | 648.915 | 654.7291 | 661.6813 | 750.5346 | 878.2643 | 970.6407 | 1082.54 | 1132.0498 | 1093.3455 | 1058.7644 | 972.2124 | 876.0544
2026-09-01 | 787.6124 | 739.0935 | 703.4788 | 694.2411 | 732.1346 | 836.2775 | 954.73 | 919.4619 | 862.2649 | 753.6255 | 711.2512 | 692.2963 | 681.4094 | 673.0273 | 662.6515 | 734.7689 | 894.0727 | 991.1366 | 1093.6701 | 1119.9539 | 1085.0196 | 1032.3853 | 947.1927 | 860.5217
2026-09-02 | 788.4009 | 748.0181 | 712.6429 | 700.0363 | 734.9982 | 840.8726 | 955.2441 | 922.8081 | 866.1674 | 809.4437 | 773.567 | 764.1777 | 705.7617 | 689.2332 | 711.3925 | 802.976 | 934.3393 | 1029.384 | 1111.0927 | 1116.3756 | 1079.9467 | 1045.7185 | 973.0616 | 881.1067
2026-09-03 | 787.5908 | 740.9367 | 709.4101 | 698.6035 | 733.5805 | 838.7842 | 954.6343 | 935.9719 | 916.9079 | 883.487 | 872.0616 | 870.1719 | 875.6979 | 845.9817 | 804.3626 | 842.1778 | 950.4442 | 1013.6017 | 1104.7168 | 1117.7979 | 1090.441 | 1049.4271 | 969.4432 | 882.6543
2026-09-04 | 795.0592 | 750.2533 | 709.1161 | 695.7261 | 729.6874 | 829.5541 | 944.2262 | 909.4552 | 866.3042 | 812.0232 | 777.4943 | 736.562 | 695.0843 | 710.2253 | 729.6996 | 795.9657 | 898.4141 | 992.0569 | 1069.085 | 1066.4815 | 1035.3146 | 1018.896 | 966.0198 | 888.3398
2026-09-05 | 815.0494 | 766.2402 | 725.3182 | 704.3116 | 707.535 | 741.916 | 795.037 | 762.1402 | 722.1637 | 670.8558 | 643.0698 | 536.0675 | 526.5508 | 515.8942 | 567.4408 | 691.3989 | 835.5792 | 947.0379 | 1053.6403 | 1049.4034 | 1028.7641 | 1004.7127 | 966.5535 | 898.5179
2026-09-06 | 822.6692 | 762.0161 | 722.0673 | 699.6842 | 700.6746 | 716.0132 | 750.8003 | 715.4775 | 697.5651 | 635.6334 | 607.639 | 535.484 | 489.0546 | 469.135 | 527.949 | 649.8142 | 815.3572 | 943.3794 | 1074.7133 | 1073.3355 | 1073.9713 | 1034.909 | 961.472 | 876.845
2026-09-07 | 829.6624 | 775.9921 | 731.7846 | 709.7737 | 726.0097 | 780.4804 | 844.6526 | 812.0895 | 827.7529 | 757.1098 | 709.4616 | 677.2514 | 627.2345 | 652.0849 | 656.9514 | 757.6337 | 883.8876 | 998.9309 | 1114.4848 | 1104.2455 | 1063.9922 | 1040.1171 | 960.3639 | 876.7561
2026-09-08 | 788.6689 | 737.622 | 703.9402 | 694.9728 | 733.5788 | 838.0345 | 956.1797 | 909.7487 | 835.7644 | 739.9132 | 697.2038 | 648.1957 | 620.7969 | 616.65 | 650.9763 | 773.8222 | 922.7204 | 1000.006 | 1104.585 | 1126.03 | 1088.2283 | 1035.9963 | 952.9539 | 861.7244
2026-09-09 | 784.387 | 742.9125 | 707.3979 | 695.1645 | 729.7695 | 833.7927 | 950.718 | 921.1377 | 857.0467 | 778.3498 | 749.3522 | 704.6538 | 629.4658 | 644.6578 | 670.7804 | 780.1495 | 908.4553 | 1011.1596 | 1103.4356 | 1102.1592 | 1071.3686 | 1038.0773 | 966.0587 | 872.7924
2026-09-10 | 783.6369 | 739.0174 | 703.2271 | 692.0584 | 725.6841 | 829.2088 | 941.1825 | 891.3559 | 840.5792 | 769.622 | 739.9084 | 696.3585 | 659.8727 | 652.0985 | 659.6056 | 766.3807 | 918.3695 | 1011.3839 | 1096.6861 | 1108.4224 | 1082.6364 | 1038.0921 | 952.9745 | 867.931
2026-09-11 | 789.0711 | 745.9664 | 704.3939 | 692.185 | 726.7112 | 823.5298 | 937.1163 | 903.5742 | 883.5866 | 805.1699 | 760.8011 | 754.0911 | 755.5414 | 800.1255 | 828.2649 | 914.9328 | 981.6947 | 1038.5132 | 1070.9053 | 1065.6773 | 1030.7382 | 1016.0654 | 959.9425 | 883.3689
2026-09-12 | 805.7498 | 758.0604 | 716.6646 | 696.0106 | 699.5042 | 732.7435 | 792.6396 | 788.2064 | 789.7336 | 761.0146 | 764.5727 | 756.6405 | 757.313 | 693.7673 | 710.1151 | 837.5519 | 934.6006 | 984.4618 | 1051.9687 | 1041.3259 | 1023.4742 | 997.5464 | 956.0143 | 887.1223
2026-09-13 | 822.0018 | 759.1729 | 717.3988 | 695.4152 | 696.215 | 713.0275 | 751.8824 | 740.6989 | 772.1646 | 765.5296 | 750.1997 | 729.7537 | 716.751 | 690.01 | 742.0172 | 811.5428 | 930.259 | 983.6162 | 1077.6353 | 1071.1506 | 1067.6434 | 1029.7828 | 960.2631 | 877.2339
2026-09-14 | 787.9726 | 729.8987 | 687.1057 | 680.8418 | 717.9722 | 825.6189 | 945.2353 | 916.5632 | 846.3337 | 776.2113 | 759.706 | 757.5196 | 703.1162 | 704.0588 | 709.5041 | 794.5619 | 925.9991 | 1024.9994 | 1109.8622 | 1119.3381 | 1073.2633 | 1028.0485 | 947.2908 | 855.9488
2026-09-15 | 801.8666 | 752.0462 | 719.6012 | 706.5767 | 743.8627 | 852.7679 | 976.3487 | 973.0794 | 929.8899 | 849.0409 | 763.2273 | 754.3182 | 729.8702 | 693.8906 | 726.0234 | 825.9452 | 975.421 | 1049.0502 | 1128.5474 | 1139.1754 | 1101.0236 | 1051.5822 | 966.1481 | 877.9169
2026-09-16 | 796.4604 | 757.056 | 719.7085 | 706.6387 | 740.6774 | 849.996 | 965.1639 | 943.6834 | 893.2416 | 821.0059 | 771.8959 | 729.6728 | 621.346 | 632.6082 | 663.1103 | 762.6034 | 929.5267 | 1039.9228 | 1125.9367 | 1118.882 | 1086.9986 | 1054.2219 | 980.4473 | 889.3776
2026-09-17 | 788.4975 | 743.0314 | 706.9373 | 695.7679 | 731.3114 | 835.3546 | 952.3612 | 912.7965 | 866.4663 | 813.0287 | 751.5467 | 725.8851 | 724.6907 | 703.0179 | 705.2178 | 795.707 | 947.4802 | 1035.3279 | 1101.8034 | 1113.2776 | 1085.6135 | 1043.7139 | 956.8573 | 871.8524
2026-09-18 | 792.4037 | 750.8181 | 708.6819 | 696.4555 | 731.1377 | 830.4192 | 943.1924 | 909.1885 | 850.0765 | 749.4714 | 704.9164 | 605.4488 | 577.3096 | 587.8744 | 643.442 | 750.1562 | 887.1962 | 998.0769 | 1072.9221 | 1067.9909 | 1035.6543 | 1019.5334 | 967.6666 | 889.6197
2026-09-19 | 808.3724 | 758.9433 | 717.9247 | 697.5573 | 701.056 | 734.1911 | 792.3441 | 771.731 | 760.8558 | 712.985 | 672.2772 | 604.4895 | 541.1122 | 526.6089 | 587.8854 | 690.9438 | 825.1945 | 949.3017 | 1047.4118 | 1038.8603 | 1021.0253 | 995.9539 | 957.7394 | 890.5062
2026-09-20 | 825.7797 | 764.2337 | 722.7784 | 700.3962 | 701.5654 | 718.4149 | 756.3653 | 742.723 | 746.943 | 679.5701 | 635.6847 | 560.916 | 478.8884 | 476.6852 | 544.4137 | 677.7482 | 859.8785 | 973.5806 | 1079.6398 | 1074.7012 | 1073.2741 | 1034.0919 | 963.0149 | 877.4089
2026-09-21 | 804.2342 | 750.1191 | 708.9224 | 701.1298 | 738.7527 | 846.5722 | 971.5243 | 946.0719 | 893.6521 | 824.994 | 785.1484 | 776.5535 | 706.6242 | 713.2238 | 687.3867 | 781.045 | 954.5942 | 1069.7016 | 1145.1308 | 1143.5012 | 1102.7953 | 1056.9428 | 976.0458 | 882.778
2026-09-22 | 794.5612 | 747.3027 | 712.5396 | 699.9118 | 735.7556 | 842.4422 | 964.4432 | 959.9584 | 883.7997 | 792.6429 | 740.8817 | 697.3482 | 635.0768 | 636.5459 | 658.3466 | 779.6162 | 925.3702 | 1040.0861 | 1119.5613 | 1128.9594 | 1093.3256 | 1042.4292 | 956.3573 | 867.7947
2026-09-23 | 791.727 | 750.5421 | 711.5233 | 698.9273 | 733.822 | 841.6876 | 960.2904 | 931.5753 | 861.0783 | 747.8492 | 728.0013 | 685.0774 | 631.2333 | 656.6257 | 714.3456 | 819.7553 | 971.2068 | 1054.1603 | 1121.1848 | 1112.6969 | 1078.3733 | 1041.9045 | 973.1949 | 883.8862
2026-09-24 | 794.9934 | 748.8793 | 713.4099 | 701.7024 | 735.6484 | 844.0754 | 962.9568 | 921.4497 | 866.1858 | 795.0095 | 740.2497 | 670.8835 | 621.9991 | 627.697 | 645.9013 | 745.127 | 925.2433 | 1043.1275 | 1117.6562 | 1122.2647 | 1097.6371 | 1050.4848 | 968.9243 | 881.4364
2026-09-25 | 807.0479 | 761.5799 | 721.8646 | 707.9753 | 741.4835 | 843.3381 | 963.0119 | 953.5674 | 911.2498 | 857.2904 | 784.5273 | 718.7797 | 666.613 | 672.1859 | 724.4972 | 837.9784 | 964.7375 | 1045.6253 | 1102.4821 | 1089.7002 | 1055.1614 | 1040.5655 | 985.4448 | 905.4969
2026-09-26 | 821.4704 | 771.9988 | 730.8074 | 709.6379 | 713.1254 | 748.7836 | 810.1944 | 805.0748 | 790.958 | 772.1156 | 756.6958 | 727.7214 | 681.5283 | 646.4949 | 696.1868 | 765.4408 | 908.7396 | 1014.3347 | 1072.1807 | 1058.3322 | 1039.3299 | 1014.536 | 975.0994 | 907.3049
2026-09-27 | 822.483 | 761.85 | 720.0135 | 697.8228 | 698.7191 | 717.7396 | 757.1585 | 747.5208 | 756.9089 | 732.1205 | 727.249 | 687.2135 | 645.4265 | 619.4385 | 708.6824 | 797.8171 | 929.1252 | 998.5972 | 1076.3474 | 1070.8135 | 1072.4492 | 1034.9148 | 962.3525 | 878.3355
2026-09-28 | 800.4187 | 741.7552 | 699.6758 | 692.4238 | 727.2995 | 835.3564 | 952.2967 | 937.0881 | 877.3293 | 792.6243 | 741.8819 | 717.257 | 673.5644 | 651.0878 | 675.5731 | 793.4051 | 946.9455 | 1036.5475 | 1117.5684 | 1126.7595 | 1087.1982 | 1041.6993 | 962.0539 | 870.253
2026-09-29 | 799.2581 | 749.5746 | 717.1424 | 704.5743 | 740.5373 | 849.2777 | 970.0195 | 936.2547 | 870.7209 | 778.1404 | 737.6792 | 701.2825 | 653.7542 | 703.9696 | 741.4363 | 851.3417 | 983.168 | 1057.9419 | 1111.6762 | 1130.0829 | 1098.8431 | 1048.4162 | 962.9539 | 874.4574
2026-09-30 | 777.934 | 740.0546 | 701.1365 | 689.485 | 721.187 | 824.226 | 938.6618 | 909.9923 | 834.8361 | 736.5886 | 699.5541 | 667.2617 | 634.8495 | 637.4086 | 645.2874 | 763.0219 | 924.1268 | 1015.7075 | 1084.687 | 1087.873 | 1061.9019 | 1028.1335 | 953.6323 | 864.7076
2026-10-01 | 745.4885 | 700.8249 | 664.1682 | 651.3844 | 678.6116 | 775.6912 | 882.0158 | 866.9571 | 825.6764 | 774.6357 | 731.064 | 695.7892 | 616.942 | 624.9838 | 692.071 | 794.9552 | 927.5576 | 1021.0429 | 1091.6428 | 1070.5053 | 1052.0539 | 1007.0804 | 918.9705 | 827.7084
2026-10-02 | 753.1802 | 713.0181 | 671.5645 | 657.0339 | 682.6709 | 773.7728 | 881.8146 | 864.5414 | 828.9771 | 765.0755 | 735.4067 | 732.1687 | 664.2971 | 701.1942 | 745.2795 | 845.6519 | 935.7734 | 1025.0381 | 1075.7699 | 1039.9779 | 1008.1812 | 992.1646 | 935.8606 | 851.3125
2026-10-03 | 771.8553 | 721.2953 | 678.7116 | 657.3706 | 653.0797 | 679.9602 | 728.0462 | 722.7743 | 712.6953 | 695.8437 | 701.5512 | 682.8246 | 612.9095 | 601.3422 | 622.1571 | 710.7865 | 871.3474 | 978.3753 | 1044.2969 | 1008.2623 | 995.4927 | 970.0849 | 925.5103 | 853.751
2026-10-04 | 779.3745 | 721.0631 | 678.8132 | 656.2419 | 649.7651 | 664.8007 | 691.0147 | 686.7357 | 696.0071 | 650.5288 | 631.8104 | 620.0181 | 541.529 | 586.717 | 671.1881 | 800.5601 | 916.6153 | 993.151 | 1084.4251 | 1045.8608 | 1038.9604 | 1002.2695 | 925.2644 | 836.6259
2026-10-05 | 750.5632 | 697.2014 | 654.5087 | 646.1987 | 675.6562 | 775.6461 | 890.5282 | 889.2206 | 832.822 | 784.369 | 750.8079 | 760.7625 | 694.5124 | 699.802 | 727.1964 | 824.9443 | 949.0059 | 1046.5618 | 1116.2615 | 1090.8174 | 1055.1245 | 1009.0716 | 922.5231 | 823.478
2026-10-06 | 752.4773 | 702.6876 | 670.0064 | 656.7606 | 686.3547 | 787.2545 | 896.7425 | 881.9659 | 836.6953 | 794.6041 | 751.9019 | 768.9213 | 719.599 | 703.3421 | 737.0697 | 834.2341 | 952.347 | 1045.506 | 1103.2231 | 1085.728 | 1056.3607 | 1005.4296 | 918.081 | 824.3872
2026-10-07 | 743.4593 | 704.4915 | 664.6833 | 651.988 | 678.472 | 776.1015 | 885.4929 | 872.0556 | 806.2745 | 743.0884 | 722.3779 | 726.9246 | 662.4736 | 701.7642 | 752.9791 | 858.8673 | 965.6765 | 1039.2901 | 1096.2166 | 1063.9817 | 1035.0159 | 1000.8484 | 925.6583 | 831.6387
2026-10-08 | 748.2781 | 703.9152 | 667.5422 | 655.1663 | 681.4787 | 778.8653 | 887.6508 | 865.7445 | 798.8621 | 734.4516 | 696.7403 | 661.0463 | 654.5617 | 709.6574 | 771.415 | 882.0441 | 986.5999 | 1056.3103 | 1098.6935 | 1073.9535 | 1054.8097 | 1010.1761 | 926.3483 | 838.7708
2026-10-09 | 754.5121 | 709.0921 | 668.451 | 653.667 | 680.0161 | 771.7831 | 881.5423 | 869.8262 | 826.0672 | 744.3372 | 701.3919 | 644.7611 | 589.4256 | 600.6387 | 673.0773 | 798.1962 | 935.2849 | 1031.5839 | 1067.3281 | 1030.9278 | 1005.1591 | 988.3335 | 932.4967 | 850.7805
2026-10-10 | 770.266 | 720.4278 | 678.3942 | 656.7283 | 652.4405 | 679.296 | 731.2162 | 731.2536 | 709.7893 | 681.3923 | 653.3823 | 633.3798 | 573.8711 | 565.0687 | 617.5805 | 716.1713 | 873.3794 | 981.2014 | 1037.349 | 1001.8267 | 989.1865 | 967.2749 | 921.9633 | 851.2364
2026-10-11 | 785.1264 | 725.3533 | 683.4517 | 660.5355 | 653.9909 | 665.891 | 695.6136 | 693.032 | 694.9397 | 651.7028 | 635.7275 | 599.3598 | 540.0598 | 564.4708 | 612.6584 | 753.5366 | 909.2995 | 1009.9572 | 1077.688 | 1039.2722 | 1043.4367 | 1006.2462 | 932.4059 | 842.2004
2026-10-12 | 759.8928 | 704.9302 | 663.4049 | 655.9609 | 688.2251 | 801.6809 | 920.5479 | 913.5589 | 862.2842 | 810.1156 | 773.7372 | 790.7385 | 776.2107 | 817.9333 | 839.0334 | 905.3799 | 1025.2363 | 1085.9051 | 1147.7407 | 1118.0168 | 1070.2303 | 1023.5816 | 937.7497 | 838.2825
2026-10-13 | 751.8936 | 704.9698 | 668.2967 | 655.1337 | 684.1518 | 787.6385 | 899.4642 | 901.7028 | 866.8573 | 822.5344 | 780.4278 | 787.4008 | 818.8138 | 759.0636 | 774.0873 | 842.4777 | 981.617 | 1059.9314 | 1107.8192 | 1091.0132 | 1056.4338 | 1004.8526 | 918.8178 | 828.9264
2026-10-14 | 748.9245 | 707.7456 | 667.6892 | 654.6151 | 681.054 | 784.2307 | 895.4038 | 881.6381 | 819.9954 | 752.5319 | 745.0333 | 758.9393 | 703.5772 | 731.989 | 798.9905 | 908.1403 | 1004.8154 | 1069.9583 | 1105.3389 | 1071.4062 | 1039.9503 | 1005.6855 | 930.7139 | 836.4985
2026-10-15 | 754.1656 | 709.2144 | 672.7681 | 660.2315 | 687.1381 | 790.5006 | 901.1324 | 925.9432 | 917.889 | 866.3007 | 817.3866 | 786.6404 | 782.257 | 753.0124 | 785.1417 | 889.4961 | 1019.2517 | 1071.4909 | 1108.3617 | 1081.9488 | 1061.547 | 1019.6668 | 931.0646 | 846.2702
2026-10-16 | 757.2357 | 713.13 | 671.2575 | 656.7867 | 682.7698 | 777.9373 | 886.2875 | 884.5062 | 850.5726 | 779.964 | 732.5986 | 710.7058 | 665.0838 | 678.4423 | 741.4473 | 854.0859 | 978.0621 | 1051.8813 | 1071.9986 | 1036.1712 | 1007.808 | 991.5856 | 934.2595 | 852.1774
2026-10-17 | 775.3895 | 724.8534 | 682.8879 | 660.8413 | 656.4987 | 684.4352 | 737.1712 | 752.9654 | 744.3726 | 741.4115 | 712.6043 | 660.5022 | 605.9892 | 610.1213 | 657.0246 | 776.5264 | 904.4669 | 1008.0538 | 1046.6259 | 1010.1122 | 996.4548 | 971.2677 | 927.3601 | 855.8185
2026-10-18 | 779.0666 | 717.7788 | 675.1943 | 652.9422 | 646.2663 | 658.0908 | 686.7518 | 690.9564 | 691.5667 | 668.1574 | 668.6372 | 627.6526 | 546.1497 | 578.9572 | 606.71 | 710.6601 | 887.8831 | 993.3268 | 1067.6127 | 1030.3833 | 1034.161 | 1000.0474 | 920.7755 | 831.6315
2026-10-19 | 746.1642 | 689.9757 | 646.2633 | 638.6211 | 667.3195 | 768.1648 | 881.3197 | 867.7464 | 810.9703 | 751.1155 | 736.0209 | 739.6003 | 667.7625 | 694.0733 | 744.419 | 858.711 | 968.3566 | 1050.8566 | 1100.5173 | 1077.6062 | 1036.8651 | 993.3118 | 908.3268 | 814.2187
2026-10-20 | 756.5495 | 709.9311 | 674.3409 | 660.9202 | 690.4413 | 793.8277 | 907.6882 | 928.6472 | 873.2467 | 805.2038 | 767.1179 | 735.5174 | 665.791 | 684.3343 | 740.6144 | 840.863 | 988.3794 | 1071.9689 | 1114.1944 | 1094.2693 | 1064.9151 | 1013.36 | 923.7304 | 832.4025
2026-10-21 | 745.3034 | 705.0451 | 665.0314 | 652.0839 | 678.4306 | 779.5094 | 890.5602 | 886.2927 | 822.6761 | 749.526 | 709.6617 | 686.0748 | 635.6192 | 648.6923 | 711.7247 | 845.4952 | 974.1828 | 1064.3512 | 1096.9924 | 1065.1621 | 1034.7989 | 1002.0413 | 925.8364 | 830.3482
2026-10-22 | 737.6014 | 693.2419 | 656.464 | 645.097 | 671.702 | 769.8908 | 879.9413 | 867.8234 | 811.9539 | 744.1496 | 709.7232 | 669.2352 | 631.9974 | 664.4485 | 700.7502 | 827.0681 | 954.2532 | 1050.3688 | 1079.2243 | 1063.4171 | 1040.5209 | 995.5007 | 905.9465 | 817.6324
2026-10-23 | 748.1015 | 705.7547 | 663.8155 | 649.8468 | 676.2163 | 769.5706 | 878.3019 | 878.6244 | 849.0365 | 813.4878 | 801.8179 | 799.7976 | 796.0869 | 753.8529 | 800.6756 | 891.3511 | 985.6034 | 1055.7977 | 1063.8013 | 1027.0767 | 1001.8226 | 982.5407 | 926.6213 | 848.955
2026-10-24 | 766.0765 | 715.9138 | 673.3333 | 651.9573 | 647.4898 | 673.574 | 725.3528 | 741.0234 | 729.4562 | 692.2378 | 651.4664 | 646.7427 | 583.5322 | 589.305 | 685.7504 | 797.9633 | 905.4021 | 994.751 | 1029.5137 | 995.5907 | 983.8119 | 957.649 | 913.5685 | 842.5409
2026-10-25 | 769.1587 | 708.1714 | 666.3863 | 644.5097 | 638.0013 | 648.3575 | 680.3303 | 678.9523 | 667.9068 | 622.1178 | 579.1047 | 593.6599 | 543.2271 | 598.4248 | 641.0421 | 774.5633 | 898.2837 | 998.6569 | 1061.9871 | 1020.2445 | 1018.9014 | 978.4937 | 904.4716 | 817.9531
2026-10-26 | 748.1112 | 692.0726 | 650.3395 | 642.2791 | 670.9795 | 772.5607 | 889.1851 | 880.5708 | 819.0871 | 748.9354 | 720.1505 | 708.232 | 659.7822 | 703.4705 | 731.5401 | 859.0021 | 997.7497 | 1074.8041 | 1118.4623 | 1086.6502 | 1041.5701 | 993.3314 | 911.7357 | 813.8386
2026-10-27 | 731.3695 | 684.6672 | 647.8347 | 636.173 | 665.2993 | 763.2561 | 878.0007 | 868.5963 | 811.7268 | 746.4352 | 706.2993 | 702.904 | 663.0709 | 681.3088 | 740.254 | 858.0286 | 986.7074 | 1051.396 | 1084.1307 | 1068.644 | 1024.9356 | 971.4545 | 884.5074 | 793.8143
2026-10-28 | 733.3115 | 693.4411 | 653.7174 | 640.9453 | 667.414 | 768.1963 | 881.2791 | 887.0347 | 825.6851 | 772.6178 | 723.1222 | 696.1109 | 699.091 | 740.7818 | 829.3648 | 929.1761 | 1019.9502 | 1063.8817 | 1081.4509 | 1048.4045 | 1020.9531 | 986.2376 | 914.8671 | 816.2956
2026-10-29 | 741.5128 | 697.7539 | 661.9155 | 650.1976 | 677.2848 | 778.1183 | 891.363 | 895.7673 | 870.9477 | 839.7309 | 828.9231 | 817.3569 | 811.124 | 744.3305 | 783.6479 | 886.1373 | 1006.4278 | 1066.8609 | 1086.4398 | 1068.5656 | 1045.7864 | 998.9557 | 910.3422 | 824.0683
2026-10-30 | 739.0799 | 696.5303 | 654.8614 | 641.6528 | 667.7165 | 758.9356 | 871.6419 | 882.865 | 841.0073 | 801.6488 | 777.1189 | 745.8416 | 729.0497 | 710.7171 | 771.3187 | 888.358 | 993.6225 | 1038.6195 | 1044.6632 | 1017.0474 | 983.0986 | 966.2045 | 907.4359 | 825.591
2026-10-31 | 757.4189 | 710.3074 | 668.2382 | 647.258 | 642.7593 | 670.0852 | 724.9737 | 753.09 | 758.7877 | 733.4517 | 701.5324 | 638.6085 | 624.4834 | 585.2899 | 648.4003 | 744.2327 | 880.285 | 989.4478 | 1019.9335 | 992.7562 | 974.1145 | 947.698 | 902.1365 | 833.2915
2026-11-01 | 747.8595 | 689.0818 | 649.8798 | 625.1527 | 626.5289 | 654.2729 | 687.9088 | 681.072 | 664.0034 | 629.654 | 608.0763 | 587.6976 | 518.0728 | 516.1206 | 582.3834 | 747.7893 | 882.5596 | 978.2763 | 1045.2343 | 990.1708 | 978.9861 | 950.0377 | 882.9399 | 802.1089
2026-11-02 | 730.5233 | 674.6024 | 634.5909 | 624.987 | 664.1127 | 788.8357 | 897.4719 | 919.5673 | 836.0849 | 749.935 | 711.246 | 695.6035 | 626.0412 | 621.1562 | 668.6346 | 799.3686 | 964.5435 | 1055.5817 | 1101.7262 | 1057.4604 | 1003.4239 | 963.4154 | 890.7489 | 801.1431
2026-11-03 | 752.1524 | 702.8816 | 666.4059 | 636.7523 | 651.7792 | 708.6803 | 756.2141 | 736.7493 | 734.597 | 684.1622 | 661.6536 | 640.483 | 551.0068 | 546.2214 | 607.5471 | 771.1885 | 911.8182 | 1010.124 | 1037.671 | 992.6106 | 959.9199 | 940.0997 | 866.991 | 791.5394
2026-11-04 | 715.0831 | 669.9808 | 632.2636 | 620.6819 | 659.2191 | 779.6502 | 890.4253 | 898.4028 | 827.2147 | 773.7599 | 734.2727 | 715.96 | 666.1446 | 647.84 | 716.0083 | 835.6861 | 966.4429 | 1045.2112 | 1079.1804 | 1027.1949 | 980.321 | 952.7595 | 885.0333 | 800.1053
2026-11-05 | 714.4608 | 667.3813 | 633.3917 | 620.6727 | 658.2238 | 778.9101 | 888.6784 | 899.0479 | 864.8475 | 830.8644 | 785.6731 | 751.4901 | 706.2084 | 639.5521 | 688.5807 | 797.5434 | 943.2743 | 1036.5365 | 1064.3071 | 1027.8059 | 991.2431 | 951.7874 | 873.7369 | 791.9974
2026-11-06 | 718.2936 | 671.6372 | 632.1148 | 618.0924 | 655.0428 | 769.8536 | 879.8778 | 885.3101 | 822.7261 | 749.142 | 694.7484 | 662.604 | 594.2738 | 605.3427 | 668.8432 | 792.8988 | 920.7961 | 1014.3824 | 1035.1328 | 991.0599 | 953.9328 | 926.5311 | 878.9333 | 806.3604
2026-11-07 | 734.4831 | 680.1199 | 639.7231 | 617.6631 | 622.4787 | 663.7806 | 721.2188 | 738.2023 | 720.2363 | 712.7356 | 722.55 | 699.5934 | 690.3002 | 655.1633 | 701.3949 | 763.7415 | 873.2684 | 964.07 | 993.3539 | 953.7826 | 931.8683 | 910.0035 | 874.6114 | 810.6428
2026-11-08 | 735.8574 | 670.932 | 630.1661 | 607.3008 | 609.3383 | 633.8645 | 668.2311 | 672.3601 | 654.6347 | 576.7298 | 555.3494 | 535.3562 | 469.7555 | 451.8428 | 547.4125 | 692.2974 | 852.3912 | 950.4003 | 1015.329 | 967.077 | 953.0129 | 923.636 | 855.0783 | 776.1754
2026-11-09 | 702.643 | 643.667 | 602.0876 | 594.8737 | 633.5861 | 752.4576 | 862.3542 | 866.8113 | 780.3387 | 696.3843 | 661.2887 | 633.1974 | 577.3281 | 580.6821 | 667.4538 | 805.5999 | 942.1203 | 1006.2101 | 1053.6664 | 1016.3108 | 960.2082 | 921.1048 | 843.4697 | 758.8173
2026-11-10 | 700.2225 | 647.7618 | 611.7099 | 599.2099 | 637.4924 | 754.19 | 863.3769 | 869.1273 | 826.8583 | 760.3704 | 715.8112 | 691.0729 | 693.6805 | 646.7987 | 688.5038 | 785.3727 | 921.6077 | 1002.2387 | 1037.3415 | 1013.2917 | 963.8204 | 914.6993 | 837.102 | 759.5617
2026-11-11 | 714.7974 | 671.6016 | 628.2009 | 601.7415 | 614.4897 | 663.1372 | 706.5994 | 707.778 | 689.5023 | 649.5346 | 633.5548 | 607.3003 | 605.2165 | 575.4409 | 648.8643 | 757.5403 | 863.7951 | 947.5592 | 972.7973 | 922.2464 | 890.8954 | 887.9286 | 828.2181 | 752.7281
2026-11-12 | 698.7607 | 649.6757 | 613.8989 | 604.504 | 642.9824 | 760.8145 | 863.8184 | 868.133 | 806.2862 | 739.4708 | 706.0345 | 669.2855 | 622.746 | 625.4062 | 664.4765 | 775.394 | 922.8598 | 1008.9286 | 1039.6919 | 1007.0611 | 969.6477 | 931.015 | 852.6641 | 775.6693
2026-11-13 | 706.7879 | 660.3529 | 620.273 | 606.9408 | 643.8537 | 756.5068 | 860.813 | 865.7911 | 812.4705 | 746.2637 | 678.7323 | 640.6817 | 601.0635 | 598.5476 | 658.8637 | 787.508 | 899.9285 | 996.8066 | 1015.9558 | 970.1122 | 933.618 | 906.0891 | 862.4973 | 790.5716
2026-11-14 | 731.8273 | 677.7578 | 637.184 | 615.1213 | 619.8861 | 660.7531 | 714.5371 | 741.4447 | 709.7453 | 650.2345 | 606.472 | 559.1849 | 500.2662 | 453.6224 | 536.8188 | 705.8914 | 873.1476 | 955.4914 | 989.4995 | 951.8979 | 930.1138 | 905.556 | 866.4558 | 803.9614
2026-11-15 | 747.5814 | 682.4197 | 642.0213 | 618.2856 | 620.0924 | 647.1874 | 680.4342 | 699.0339 | 697.0188 | 643.9095 | 621.5534 | 606.8384 | 551.4231 | 524.7817 | 646.7827 | 758.7145 | 897.2307 | 980.3185 | 1037.0472 | 984.5825 | 971.2218 | 942.0306 | 873.5391 | 793.2744
2026-11-16 | 713.6256 | 655.7451 | 614.2379 | 606.158 | 645.0653 | 766.1351 | 877.0466 | 899.2024 | 823.2472 | 759.1021 | 740.338 | 756.5174 | 742.3597 | 707.4218 | 754.2037 | 862.9958 | 978.6055 | 1028.23 | 1071.0384 | 1032.3041 | 975.9179 | 939.9952 | 864.7357 | 774.7896
2026-11-17 | 707.5285 | 658.7013 | 623.5691 | 610.0507 | 648.3194 | 767.2445 | 876.4969 | 898.456 | 835.2743 | 767.3367 | 756.4326 | 738.9282 | 767.0516 | 741.816 | 772.3077 | 844.765 | 965.2866 | 1021.9388 | 1052.8622 | 1023.6518 | 975.3669 | 931.8313 | 858.8198 | 773.3575
2026-11-18 | 703.6174 | 658.0197 | 621.3036 | 608.3478 | 645.5016 | 762.6421 | 875.0696 | 902.0143 | 840.1967 | 754.9542 | 694.3983 | 668.4747 | 653.9354 | 619.5595 | 718.9477 | 854.5014 | 955.0724 | 1025.5243 | 1052.1975 | 1012.1865 | 965.3112 | 930.7046 | 865.0275 | 778.4985
2026-11-19 | 709.2903 | 661.8209 | 627.4023 | 615.0253 | 651.1975 | 770.2843 | 875.2886 | 896.3943 | 859.124 | 819.0083 | 774.9899 | 757.2002 | 767.5962 | 728.4278 | 795.221 | 873.627 | 977.733 | 1029.7496 | 1053.0509 | 1017.8712 | 984.1679 | 944.7039 | 873.8226 | 788.9345
2026-11-20 | 719.0286 | 674.0115 | 634.3822 | 620.1036 | 656.5512 | 771.0407 | 880.2383 | 920.5781 | 888.2712 | 806.6559 | 804.3591 | 794.9338 | 806.3122 | 774.2799 | 838.4605 | 922.6378 | 997.7478 | 1039.7731 | 1041.4229 | 990.6954 | 951.825 | 931.8029 | 887.7567 | 814.0956
2026-11-21 | 733.1889 | 678.9529 | 638.5022 | 616.4809 | 621.3563 | 662.4068 | 716.1358 | 768.4022 | 767.7396 | 752.3486 | 747.5777 | 733.9218 | 731.3655 | 673.9541 | 679.0002 | 783.3816 | 899.0272 | 968.3544 | 997.2582 | 956.8907 | 938.2846 | 917.1528 | 877.1426 | 811.4253
2026-11-22 | 744.8929 | 679.5822 | 638.5908 | 615.4276 | 617.1109 | 643.2981 | 679.0821 | 720.9316 | 738.1318 | 705.1067 | 671.4601 | 671.2057 | 644.6281 | 627.1708 | 676.5989 | 765.858 | 906.9103 | 975.6953 | 1036.8466 | 993.8015 | 975.3484 | 944.6599 | 873.0249 | 791.611
2026-11-23 | 707.4434 | 649.0971 | 606.9623 | 599.3717 | 637.7839 | 756.6132 | 870.3601 | 908.0664 | 878.5223 | 822.4948 | 758.3847 | 744.8643 | 741.6666 | 740.2932 | 752.0933 | 846.8299 | 960.2822 | 1018.912 | 1057.2287 | 1020.1742 | 966.0641 | 924.4634 | 855.1287 | 768.5266
2026-11-24 | 691.7884 | 639.9699 | 602.9966 | 591.1748 | 629.1215 | 743.7239 | 851.6517 | 878.585 | 827.2128 | 753.845 | 710.5606 | 715.1118 | 754.3793 | 755.4306 | 724.281 | 826.5068 | 935.3245 | 984.0821 | 1016.4346 | 996.0915 | 948.0087 | 907.6599 | 828.6361 | 745.1952
2026-11-25 | 681.8849 | 638.1471 | 598.9737 | 587.5624 | 624.1242 | 737.0199 | 845.1151 | 870.1808 | 815.9561 | 735.3177 | 691.648 | 684.1745 | 711.8553 | 675.6323 | 705.5472 | 809.5575 | 925.9598 | 985.7123 | 1013.8507 | 974.2233 | 927.1151 | 903.4319 | 838.8073 | 752.8595
2026-11-26 | 718.9 | 672.4292 | 632.3546 | 607.2876 | 621.8242 | 676.1523 | 730.1247 | 748.0926 | 765.4966 | 742.3571 | 699.7982 | 687.7985 | 678.207 | 616.325 | 657.1083 | 779.8168 | 891.4859 | 971.0429 | 989.5053 | 950.2203 | 924.4753 | 908.2986 | 826.8548 | 759.3284
2026-11-27 | 696.8091 | 648.6051 | 606.9364 | 596.315 | 634.2566 | 745.2726 | 846.1372 | 882.2167 | 853.0844 | 805.4621 | 770.157 | 741.8563 | 745.9635 | 720.1799 | 760.9271 | 843.4073 | 933.0303 | 986.5927 | 995.4538 | 956.084 | 917.447 | 891.0964 | 853.0664 | 780.7066
2026-11-28 | 720.6855 | 667.0658 | 626.3914 | 605.4084 | 610.1116 | 647.4672 | 698.2691 | 744.8255 | 727.8366 | 714.8941 | 704.0288 | 674.2218 | 641.8816 | 549.8237 | 630.1212 | 730.7965 | 859.2673 | 940.03 | 972.2614 | 933.9585 | 912.8647 | 887.6393 | 849.7846 | 787.3663
2026-11-29 | 728.7296 | 664.4097 | 623.4572 | 601.1248 | 602.956 | 625.0662 | 656.5661 | 696.2992 | 687.2214 | 642.8054 | 620.9369 | 597.3988 | 571.671 | 549.6926 | 635.1443 | 757.6121 | 884.0437 | 950.1596 | 1009.4868 | 963.6991 | 951.8881 | 921.342 | 849.3148 | 770.5812
2026-11-30 | 706.3343 | 647.4715 | 606.1749 | 599.4517 | 638.4451 | 758.2227 | 868.3606 | 917.3332 | 880.0346 | 829.8036 | 797.4647 | 784.0873 | 803.9165 | 815.5838 | 805.6307 | 822.2668 | 949.2338 | 1013.6563 | 1053.7219 | 1019.3446 | 963.45 | 928.1668 | 854.4768 | 767.9122
2026-12-01 | 683.7206 | 630.9729 | 593.9459 | 579.0904 | 614.9235 | 710.1793 | 801.3874 | 820.0673 | 765.106 | 718.4325 | 683.147 | 655.8325 | 645.3857 | 636.6304 | 616.9462 | 722.756 | 844.3044 | 926.377 | 970.5639 | 964.6104 | 934.2061 | 898.1493 | 830.7002 | 753.7123
2026-12-02 | 670.8974 | 627.2768 | 586.4342 | 572.0405 | 604.8885 | 698.4042 | 788.7132 | 825.0051 | 775.2951 | 735.3438 | 700.3038 | 667.7372 | 685.8792 | 680.9008 | 708.6694 | 736.1578 | 839.005 | 918.2274 | 960.2203 | 941.5942 | 921.9668 | 896.0008 | 836.9567 | 753.9493
2026-12-03 | 678.3013 | 631.1532 | 593.9447 | 579.8669 | 614.0253 | 708.7469 | 799.9656 | 813.8993 | 769.6909 | 702.7296 | 618.9176 | 587.9708 | 555.3731 | 557.8377 | 619.5319 | 742.8632 | 835.0343 | 927.7005 | 965.9597 | 951.4917 | 934.0999 | 903.2215 | 834.7462 | 763.3556
2026-12-04 | 685.4421 | 638.8404 | 596.7096 | 580.9132 | 614.5653 | 704.9002 | 796.6618 | 828.9278 | 780.1579 | 723.099 | 680.1619 | 655.8415 | 644.7566 | 620.5922 | 666.1111 | 754.9907 | 847.3115 | 914.6086 | 942.7336 | 916.8436 | 899.6555 | 882.93 | 850.0475 | 779.3397
2026-12-05 | 710.0999 | 657.1957 | 615.3503 | 591.7652 | 595.7101 | 620.2181 | 662.0858 | 708.691 | 681.1804 | 625.5262 | 584.2163 | 545.1667 | 493.4972 | 451.7528 | 524.8368 | 624.2301 | 778.5933 | 883.6709 | 924.6259 | 902.3462 | 903.155 | 884.1908 | 850.3548 | 794.3088
2026-12-06 | 708.0092 | 644.4385 | 601.504 | 578.0117 | 579.3597 | 588.6652 | 613.3848 | 647.6017 | 621.7997 | 572.8372 | 500.1052 | 479.1775 | 421.3403 | 408.0021 | 490.7066 | 616.8344 | 767.0086 | 861.8804 | 933.9883 | 906.4872 | 915.1468 | 893.3067 | 830.993 | 759.4474
2026-12-07 | 685.5357 | 627.9836 | 584.5991 | 574.9197 | 610.7021 | 708.4881 | 803.403 | 845.0285 | 778.6465 | 710.559 | 636.9941 | 630.371 | 644.2039 | 599.8874 | 644.2388 | 729.6945 | 853.4125 | 928.2873 | 979.5288 | 963.4665 | 928.0863 | 900.4111 | 838.4472 | 757.9385
2026-12-08 | 684.7975 | 633.1384 | 595.4682 | 580.5167 | 616.5644 | 712.1839 | 806.8238 | 840.0213 | 802.9614 | 758.8402 | 714.4551 | 725.1328 | 712.4016 | 735.3818 | 736.9998 | 778.6545 | 866.3321 | 928.2664 | 968.1511 | 968.2065 | 944.9392 | 908.7114 | 837.4758 | 755.5848
2026-12-09 | 685.4188 | 641.3394 | 601.4635 | 586.2102 | 619.8549 | 716.2659 | 806.3618 | 841.0937 | 779.5026 | 726.4771 | 668.8865 | 642.1843 | 662.7458 | 658.8735 | 693.2614 | 777.1586 | 885.3226 | 944.4832 | 980.2876 | 951.781 | 935.8719 | 914.6242 | 853.6389 | 770.9517
2026-12-10 | 689.8907 | 642.784 | 606.5432 | 591.5201 | 625.8678 | 722.5929 | 810.4836 | 844.5828 | 798.5896 | 751.5445 | 691.8678 | 681.2998 | 687.4669 | 646.7178 | 692.3141 | 768.7877 | 872.7742 | 952.9477 | 987.0861 | 968.8971 | 949.8086 | 920.9723 | 857.1696 | 779.7376
2026-12-11 | 699.6777 | 652.7725 | 611.706 | 594.6796 | 628.6211 | 721.4251 | 811.3902 | 848.0378 | 798.7554 | 757.9499 | 701.4117 | 668.0486 | 655.9583 | 584.4666 | 648.8328 | 773.5149 | 889.8619 | 950.47 | 973.1588 | 940.9639 | 920.2948 | 902.4628 | 865.3732 | 799.0859
2026-12-12 | 709.5374 | 656.8914 | 615.2521 | 591.7086 | 595.5705 | 620.8886 | 662.0503 | 712.9967 | 686.1991 | 659.796 | 622.6963 | 607.4185 | 612.1133 | 556.4575 | 593.1296 | 682.0568 | 801.7131 | 888.5706 | 930.9765 | 904.8906 | 906.5654 | 885.5594 | 855.7633 | 794.5732
2026-12-13 | 712.9797 | 649.2827 | 606.6255 | 582.7295 | 584.1367 | 593.9274 | 619.2736 | 655.1569 | 646.9014 | 587.0522 | 533.5617 | 509.1748 | 473.9439 | 424.4971 | 489.9171 | 601.0021 | 763.4675 | 875.1302 | 952.2166 | 919.6266 | 929.3975 | 902.2368 | 839.2054 | 769.7698
2026-12-14 | 684.083 | 626.5166 | 582.6913 | 572.8845 | 608.5895 | 705.9766 | 800.3548 | 839.1948 | 773.57 | 714.7696 | 651.4101 | 629.8241 | 596.182 | 571.4532 | 606.0719 | 714.043 | 834.3804 | 930.5687 | 987.1293 | 966.9153 | 933.0899 | 897.7105 | 830.3391 | 754.7032
2026-12-15 | 688.5757 | 636.3512 | 598.601 | 583.4666 | 619.5234 | 715.521 | 811.0132 | 847.9832 | 795.3988 | 720.0542 | 662.0327 | 637.9934 | 626.3643 | 564.5411 | 584.7093 | 698.0916 | 832.155 | 935.1428 | 983.9201 | 970.5899 | 945.6036 | 901.7119 | 841.3653 | 760.6224
2026-12-16 | 690.0974 | 645.6273 | 605.7872 | 590.3904 | 623.8291 | 720.9963 | 815.7622 | 858.0566 | 781.8159 | 704.2904 | 637.3589 | 620.4102 | 605.3225 | 567.2575 | 609.8006 | 743.3678 | 871.1085 | 955.3241 | 999.6336 | 968.7527 | 942.4325 | 916.6745 | 858.5164 | 778.9229
2026-12-17 | 687.1164 | 639.353 | 602.6905 | 588.1214 | 622.6312 | 718.2903 | 811.5371 | 854.2996 | 795.6444 | 728.5743 | 671.5769 | 650.2544 | 654.1748 | 591.7523 | 634.0296 | 720.3548 | 851.1082 | 943.7535 | 984.7828 | 968.0694 | 949.2189 | 916.4989 | 850.3723 | 774.8235
2026-12-18 | 703.128 | 656.4945 | 614.7587 | 597.8191 | 631.8205 | 724.9356 | 819.7037 | 864.9533 | 823.6796 | 769.9044 | 730.7778 | 706.0811 | 700.4752 | 686.6496 | 694.2806 | 799.4141 | 893.1232 | 957.007 | 978.1873 | 944.8491 | 926.1422 | 911.4848 | 873.074 | 802.0165
2026-12-19 | 719.4051 | 665.8238 | 624.6204 | 600.6037 | 604.9543 | 631.6323 | 675.645 | 738.0637 | 734.917 | 719.4918 | 649.2665 | 611.6655 | 635.8339 | 664.6092 | 622.6454 | 690.9987 | 815.4238 | 893.9201 | 944.7943 | 917.8485 | 916.7106 | 904.5186 | 868.8793 | 806.0707
2026-12-20 | 717.7202 | 653.7203 | 611.3542 | 586.7888 | 588.6675 | 599.1676 | 626.3789 | 676.3481 | 677.4423 | 662.1067 | 633.8132 | 568.0621 | 544.8502 | 558.4873 | 581.4381 | 666.3945 | 794.796 | 883.5562 | 958.035 | 934.2393 | 940.9424 | 915.0161 | 851.3375 | 774.3797
2026-12-21 | 695.3948 | 637.5885 | 594.0601 | 583.7496 | 619.792 | 719.9687 | 818.7855 | 867.7614 | 801.0307 | 727.1641 | 659.5643 | 641.4814 | 647.6486 | 604.1263 | 616.2394 | 715.6334 | 844.6473 | 946.2212 | 1008.3869 | 982.4739 | 951.0899 | 910.3464 | 846.3805 | 765.4644
2026-12-22 | 682.7182 | 631.1775 | 592.6006 | 577.7513 | 613.9021 | 709.2019 | 805.7893 | 846.8363 | 785.1643 | 716.4606 | 661.9584 | 650.2435 | 643.3924 | 612.3456 | 582.9698 | 675.258 | 816.2601 | 918.7605 | 973.1988 | 964.935 | 933.2633 | 891.5017 | 829.8538 | 750.9527
2026-12-23 | 671.0115 | 627.1298 | 585.8813 | 571.6333 | 604.8373 | 698.544 | 789.8321 | 827.9831 | 758.228 | 696.4753 | 627.2709 | 597.6034 | 588.4787 | 521.9552 | 577.5534 | 684.7135 | 814.7975 | 911.5502 | 961.9264 | 936.0408 | 910.2605 | 886.2811 | 833.1418 | 751.7261
2026-12-24 | 676.3926 | 629.3536 | 592.2291 | 578.1797 | 612.4935 | 706.9249 | 798.0596 | 838.1381 | 782.9677 | 728.4423 | 665.1806 | 637.5936 | 656.745 | 610.7396 | 605.5958 | 699.0008 | 820.5709 | 908.2097 | 965.5729 | 954.3562 | 933.5267 | 905.0763 | 836.8133 | 761.7725
2026-12-25 | 681.0364 | 633.9694 | 592.3969 | 576.0445 | 605.0755 | 697.4959 | 800.5463 | 846.8647 | 790.165 | 710.8165 | 657.6329 | 642.3739 | 656.6501 | 672.9175 | 644.2775 | 734.9882 | 837.2021 | 917.8537 | 948.8116 | 917.4486 | 908.0843 | 891.9948 | 844.4187 | 773.2231
2026-12-26 | 687.8921 | 633.6023 | 589.5976 | 570.0601 | 575.3298 | 596.228 | 636.8976 | 690.3286 | 684.5261 | 689.7243 | 648.3165 | 606.9362 | 598.7908 | 591.657 | 633.8458 | 681.2877 | 777.2818 | 844.3033 | 894.0605 | 884.2569 | 889.2273 | 867.2454 | 832.1111 | 765.3494
2026-12-27 | 690.1636 | 627.2383 | 583.0541 | 560.9258 | 562.2166 | 568.0284 | 593.1479 | 639.3898 | 610.5497 | 555.4744 | 499.9745 | 489.7414 | 486.6076 | 437.0118 | 472.4104 | 560.0438 | 718.9593 | 831.3464 | 914.6062 | 897.9934 | 904.2262 | 871.6593 | 811.3938 | 738.3896
2026-12-28 | 669.2038 | 611.9692 | 567.3866 | 558.874 | 594.4184 | 689.1673 | 784.099 | 830.831 | 773.2411 | 704.3063 | 671.1889 | 666.1788 | 667.6155 | 679.0475 | 647.4722 | 700.7618 | 809.3234 | 896.9022 | 955.9527 | 941.3701 | 911.8611 | 879.8479 | 814.3299 | 734.3252
2026-12-29 | 667.8405 | 616.4606 | 577.7702 | 564.1014 | 600.0305 | 692.9401 | 788.2486 | 829.2753 | 770.7055 | 718.633 | 619.6296 | 586.089 | 586.7766 | 527.3296 | 540.7988 | 644.4928 | 781.4026 | 879.5099 | 945.5968 | 940.4576 | 913.7324 | 863.5259 | 810.4014 | 730.5419
2026-12-30 | 667.9188 | 624.8787 | 583.6925 | 569.6689 | 602.7855 | 696.4251 | 789.3596 | 843.3601 | 785.9152 | 729.0987 | 683.1323 | 660.2124 | 647.6399 | 652.1162 | 661.1896 | 717.7145 | 808.1208 | 901.8765 | 952.9452 | 934.4514 | 912.6369 | 883.5226 | 826.7824 | 745.706
2026-12-31 | 660.8078 | 615.5114 | 576.8844 | 564.301 | 597.4264 | 690.2321 | 780.8344 | 821.9954 | 759.7577 | 695.5194 | 609.3253 | 574.7705 | 578.1401 | 501.6691 | 537.8472 | 647.8405 | 775.5823 | 867.4168 | 935.6594 | 927.4197 | 909.0866 | 875.0588 | 811.8117 | 735.6276
2027-01-01 | 699.0344 | 668.2776 | 629.5427 | 602.179 | 617.4983 | 663.599 | 732.5418 | 754.8264 | 742.1023 | 679.0929 | 610.9677 | 575.3514 | 545.1067 | 527.6803 | 606.6238 | 690.968 | 828.8629 | 914.9626 | 941.0551 | 907.1448 | 883.5307 | 880.0115 | 826.8883 | 757.0528
2027-01-02 | 705.8354 | 661.5753 | 624.6898 | 607.0086 | 614.6768 | 658.1416 | 736.3586 | 782.5484 | 765.3811 | 703.5805 | 652.136 | 628.9888 | 590.8768 | 520.1798 | 564.7146 | 694.4371 | 829.4435 | 922.1335 | 968.2555 | 940.1452 | 934.7254 | 896.5944 | 851.7623 | 783.969
2027-01-03 | 679.9418 | 637.2051 | 600.2906 | 580.2863 | 584.2029 | 606.2391 | 665.9174 | 693.4273 | 677.3194 | 604.8768 | 538.7341 | 511.4711 | 513.32 | 443.1451 | 478.8427 | 579.698 | 761.1426 | 879.5728 | 960.7731 | 937.0415 | 930.2715 | 890.6755 | 804.7547 | 719.6055
2027-01-04 | 635.397 | 598.5726 | 566.0279 | 560.9528 | 601.3061 | 706.9013 | 836.2044 | 853.4846 | 772.1217 | 688.3014 | 628.908 | 594.5745 | 554.439 | 536.2465 | 582.3473 | 662.7209 | 806.9992 | 907.7142 | 981.2169 | 978.5027 | 937.6931 | 875.3757 | 790.135 | 701.4702
2027-01-05 | 647.1672 | 601.916 | 570.4572 | 559.7036 | 599.7582 | 700.6032 | 828.0693 | 834.3392 | 757.8071 | 670.7389 | 610.6899 | 573.9587 | 590.8786 | 536.858 | 534.8842 | 648.3045 | 794.6218 | 886.2978 | 964.3311 | 968.903 | 934.9744 | 862.8671 | 777.6401 | 699.4832
2027-01-06 | 650.9362 | 617.8838 | 575.9276 | 564.7695 | 602.2902 | 708.6719 | 836.43 | 855.5138 | 774.35 | 683.3576 | 613.2628 | 580.6082 | 575.9425 | 525.4391 | 560.8053 | 666.8978 | 811.8761 | 908.6345 | 968.7719 | 960.2448 | 914.9941 | 871.4821 | 798.9098 | 710.3533
2027-01-07 | 637.475 | 603.4348 | 571.8754 | 563.06 | 600.6272 | 706.048 | 833.016 | 844.1856 | 778.0936 | 696.5492 | 630.7671 | 593.9983 | 579.8401 | 534.363 | 542.5845 | 636.733 | 783.4748 | 891.8512 | 955.2135 | 957.4405 | 919.0409 | 872.5086 | 784.7739 | 698.4108
2027-01-08 | 668.7068 | 639.0803 | 602.5776 | 590.1403 | 627.9937 | 737.1095 | 864.5672 | 889.9762 | 829.044 | 750.9968 | 677.5749 | 643.4989 | 595.1938 | 548.8651 | 588.7036 | 700.1897 | 845.8887 | 931.9002 | 982.319 | 959.1609 | 924.6461 | 889.6862 | 834.2222 | 753.0575
2027-01-09 | 669.3063 | 629.5684 | 590.8387 | 572.8868 | 578.6016 | 613.5048 | 689.1861 | 726.6671 | 693.2364 | 641.81 | 597.7746 | 561.7246 | 506.9932 | 421.5272 | 456.3181 | 567.1544 | 738.0046 | 848.7838 | 913.6281 | 895.9143 | 885.6603 | 848.4175 | 796.9013 | 729.9538
2027-01-10 | 692.8331 | 652.1589 | 615.7476 | 594.4145 | 599.1505 | 623.8416 | 686.2709 | 720.0783 | 695.5064 | 633.4239 | 568.3184 | 520.835 | 497.5304 | 436.3146 | 478.8458 | 615.3844 | 780.4874 | 899.6891 | 989.6267 | 961.5663 | 957.2952 | 911.7561 | 827.2591 | 739.832
2027-01-11 | 656.9585 | 618.2149 | 587.157 | 581.0569 | 621.8482 | 730.6344 | 860.7532 | 883.891 | 821.2568 | 742.7544 | 714.1744 | 697.8698 | 679.6058 | 593.3067 | 613.1367 | 674.5313 | 837.787 | 938.8981 | 1023.9087 | 1010.4446 | 973.0315 | 911.3714 | 824.7833 | 734.1882
2027-01-12 | 680.7398 | 636.427 | 604.9428 | 592.1833 | 632.3546 | 739.3359 | 868.9728 | 885.3625 | 812.3336 | 716.4305 | 653.7915 | 618.7005 | 572.8639 | 520.576 | 569.2386 | 669.0711 | 817.812 | 932.0166 | 1016.2439 | 1009.7416 | 977.1798 | 911.1125 | 825.638 | 742.803
2027-01-13 | 671.6937 | 639.5154 | 599.4308 | 586.8178 | 624.6914 | 734.8604 | 864.7153 | 888.6547 | 799.93 | 700.7826 | 638.5098 | 593.5452 | 525.7951 | 511.8006 | 547.9259 | 675.3163 | 832.9304 | 936.268 | 1006.0727 | 986.8271 | 950.1832 | 905.4765 | 829.229 | 737.0418
2027-01-14 | 670.7717 | 638.0591 | 607.8244 | 596.764 | 634.8495 | 746.8398 | 877.2151 | 902.756 | 845.8737 | 774.792 | 703.3587 | 677.3999 | 645.059 | 589.8767 | 634.9803 | 736.334 | 877.0621 | 956.832 | 1014.6126 | 1004.3823 | 966.9418 | 923.616 | 833.8412 | 745.4807
2027-01-15 | 656.4907 | 624.8315 | 587.2145 | 575.8364 | 613.4151 | 719.2421 | 844.7932 | 867.3515 | 821.7845 | 750.7574 | 673.6433 | 637.7472 | 626.8123 | 576.0414 | 616.9037 | 724.0272 | 839.357 | 909.3957 | 956.3235 | 935.6617 | 903.7011 | 865.3265 | 812.1113 | 733.3403
2027-01-16 | 691.8009 | 652.212 | 614.8012 | 595.3366 | 601.1862 | 641.8066 | 718.5454 | 763.1193 | 753.2549 | 704.2076 | 649.157 | 601.9348 | 578.5762 | 479.1601 | 506.4109 | 619.9386 | 783.7545 | 883.9308 | 953.0425 | 927.2376 | 918.7922 | 881.5887 | 831.4852 | 761.1585
2027-01-17 | 686.6918 | 646.1041 | 610.4498 | 589.6365 | 593.7364 | 617.3278 | 677.469 | 710.3001 | 701.068 | 642.1258 | 587.7653 | 543.4453 | 500.7168 | 437.4152 | 480.9942 | 577.1156 | 741.2942 | 878.7725 | 976.4503 | 944.5128 | 944.1247 | 904.4228 | 818.2916 | 732.8362
2027-01-18 | 680.2118 | 641.693 | 607.1166 | 587.512 | 606.2551 | 654.1744 | 730.3911 | 745.3634 | 717.9133 | 648.3895 | 600.2427 | 551.6821 | 450.6932 | 446.4036 | 465.8049 | 579.2675 | 750.6304 | 880.4753 | 979.8773 | 964.0338 | 938.9927 | 899.5864 | 810.1441 | 725.2496
2027-01-19 | 667.6791 | 617.3213 | 588.0976 | 579.3054 | 621.3959 | 726.2971 | 854.7413 | 872.1337 | 800.6968 | 705.6874 | 647.7818 | 605.8847 | 551.8783 | 518.7686 | 550.3305 | 643.8336 | 802.9978 | 907.8576 | 997.0712 | 995.6154 | 965.2479 | 896.5342 | 809.9957 | 727.8198
2027-01-20 | 647.9767 | 616.1746 | 576.2697 | 566.6119 | 604.1589 | 710.7065 | 835.6852 | 852.8588 | 798.5646 | 728.7238 | 654.2893 | 654.814 | 671.9297 | 658.1661 | 667.9305 | 761.6515 | 859.8597 | 911.7843 | 975.2062 | 965.139 | 921.4771 | 880.1333 | 805.0349 | 713.2331
2027-01-21 | 667.5588 | 632.8964 | 602.3342 | 591.9315 | 629.6753 | 740.6782 | 870.7387 | 891.496 | 833.9051 | 772.7071 | 711.43 | 683.0773 | 662.0073 | 587.6145 | 606.1524 | 711.2733 | 837.0853 | 933.365 | 1003.802 | 998.2416 | 960.4002 | 911.9912 | 829.0557 | 738.6231
2027-01-22 | 661.5578 | 631.6383 | 593.9836 | 581.8977 | 619.6586 | 726.9505 | 852.9661 | 875.5422 | 833.0678 | 764.9208 | 701.3156 | 643.0111 | 617.3826 | 567.811 | 590.9664 | 687.1057 | 798.3713 | 897.3431 | 965.452 | 943.4619 | 910.5753 | 874.3379 | 822.519 | 742.33
2027-01-23 | 645.0521 | 607.1199 | 566.92 | 550.5829 | 556.0884 | 587.9625 | 659.9705 | 688.9122 | 657.4382 | 596.5783 | 516.8826 | 488.8209 | 477.6436 | 436.4358 | 455.6992 | 554.9166 | 698.1733 | 783.2985 | 870.8591 | 863.6228 | 852.7452 | 814.721 | 762.7551 | 697.8893
2027-01-24 | 652.0611 | 610.3759 | 575.0238 | 556.6487 | 560.4858 | 577.8881 | 635.7043 | 665.3793 | 643.7417 | 579.058 | 522.4543 | 483.8564 | 464.2783 | 403.3803 | 419.9546 | 516.4749 | 669.3227 | 797.075 | 909.3488 | 894.8714 | 890.2725 | 856.3483 | 769.4196 | 685.0509
2027-01-25 | 634.6644 | 597.5896 | 565.1172 | 560.535 | 600.8907 | 706.1318 | 832.3442 | 849.8144 | 782.1028 | 712.6388 | 646.6587 | 628.1037 | 639.8436 | 585.2552 | 599.1238 | 652.0383 | 772.9026 | 867.2386 | 976.8002 | 971.9489 | 936.45 | 873.6503 | 788.2741 | 700.8625
2027-01-26 | 683.7657 | 637.8536 | 607.993 | 594.6628 | 634.8185 | 742.6397 | 872.1651 | 895.2479 | 825.8958 | 731.9877 | 655.2607 | 607.6328 | 540.4799 | 519.5251 | 542.7417 | 654.8466 | 795.7997 | 912.2401 | 1022.0463 | 1015.9613 | 982.1178 | 919.3736 | 833.37 | 749.0652
2027-01-27 | 655.7498 | 624.5772 | 585.5748 | 573.9803 | 611.497 | 719.2214 | 848.7725 | 869.6307 | 793.0711 | 698.7735 | 638.9644 | 624.3683 | 628.6433 | 587.8749 | 625.3545 | 739.9243 | 834.6111 | 903.4944 | 977.1686 | 960.5873 | 922.4094 | 888.3382 | 814.0953 | 721.3445
2027-01-28 | 646.3728 | 612.3252 | 580.2663 | 571.1257 | 609.3116 | 718.4151 | 847.5643 | 863.6936 | 784.7274 | 703.4161 | 648.3598 | 645.7428 | 640.9531 | 560.8873 | 536.1775 | 631.9928 | 770.1777 | 869.6356 | 970.3136 | 965.6 | 925.2415 | 881.8557 | 795.5779 | 710.0153
2027-01-29 | 653.2147 | 624.9475 | 588.5912 | 577.1841 | 614.1835 | 721.1222 | 848.6929 | 877.7228 | 828.9373 | 744.2416 | 677.5705 | 617.9027 | 598.5607 | 549.9266 | 565.6226 | 662.1656 | 804.0084 | 893.1604 | 963.1091 | 936.8587 | 903.2968 | 865.1995 | 814.2299 | 735.3943
2027-01-30 | 677.564 | 639.14 | 602.3085 | 583.6668 | 589.8069 | 629.1991 | 706.3298 | 743.0098 | 702.064 | 645.997 | 575.3068 | 540.8589 | 470.0035 | 422.5586 | 428.3745 | 556.673 | 708.3571 | 830.3939 | 939.0678 | 911.5187 | 900.8218 | 861.0144 | 811.7231 | 744.7032
2027-01-31 | 685.1637 | 644.369 | 609.1125 | 588.7459 | 592.5572 | 617.2885 | 678.1688 | 712.0384 | 701.5078 | 635.6391 | 577.467 | 531.5131 | 478.1209 | 414.6592 | 472.4593 | 577.4427 | 728.1817 | 863.4297 | 985.1357 | 947.8407 | 944.0759 | 901.6276 | 816.7343 | 731.4234
2027-02-01 | 696.7059 | 669.8412 | 638.203 | 626.9498 | 669.6573 | 783.4134 | 901.3255 | 924.9677 | 832.9101 | 724.9937 | 680.6354 | 680.6095 | 621.8863 | 593.3423 | 596.6133 | 657.7245 | 804.2602 | 928.7742 | 1022.8998 | 1032.9636 | 1002.1949 | 941.255 | 855.9645 | 774.4222
2027-02-02 | 704.1692 | 668.331 | 635.1505 | 621.2994 | 663.7942 | 772.5974 | 888.3527 | 907.0329 | 832.2878 | 755.3888 | 708.2826 | 639.2634 | 568.3183 | 522.3805 | 609.3365 | 661.315 | 811.8026 | 892.4871 | 987.5165 | 1005.723 | 986.8401 | 920.8142 | 831.2523 | 760.7133
2027-02-03 | 691.8605 | 672.8503 | 629.9827 | 614.051 | 654.3445 | 766.63 | 883.2709 | 913.4429 | 848.9498 | 766.5589 | 694.1499 | 669.9596 | 626.7313 | 606.648 | 581.7445 | 659.8471 | 805.9249 | 901.5011 | 966.7007 | 979.2056 | 947.4978 | 908.2416 | 830.6189 | 753.742
2027-02-04 | 681.6373 | 659.3016 | 624.2978 | 610.9146 | 651.9123 | 763.8066 | 878.5537 | 893.4067 | 822.2087 | 757.4574 | 685.0771 | 656.3924 | 652.9698 | 591.5127 | 568.6854 | 634.9512 | 779.7199 | 882.6651 | 953.9348 | 978.9696 | 949.4815 | 903.5812 | 814.3827 | 739.7331
2027-02-05 | 696.4336 | 675.9315 | 637.8238 | 622.4691 | 663.1129 | 776.016 | 889.4355 | 912.4837 | 848.5118 | 740.5821 | 675.2992 | 628.1883 | 643.6991 | 585.6929 | 590.8141 | 655.305 | 771.2592 | 887.6534 | 965.0319 | 967.4964 | 945.1658 | 907.5056 | 846.2161 | 774.7046
2027-02-06 | 712.7592 | 685.8192 | 647.4719 | 625.3782 | 637.5593 | 689.7807 | 760.6046 | 796.1112 | 765.4424 | 709.2504 | 656.9098 | 641.5458 | 585.1301 | 522.8836 | 489.5216 | 582.7642 | 739.6623 | 860.6563 | 936.1497 | 938.2015 | 934.735 | 893.7318 | 834.2833 | 777.6523
2027-02-07 | 721.066 | 690.8654 | 654.4444 | 631.3575 | 641.223 | 679.9044 | 734.5072 | 766.6232 | 694.8287 | 591.715 | 526.2689 | 489.2064 | 374.647 | 381.529 | 407.8992 | 529.171 | 704.6965 | 843.2063 | 967.6838 | 963.7146 | 968.3395 | 929.3364 | 838.7103 | 764.8285
2027-02-08 | 691.9449 | 665.4486 | 632.6515 | 621.9197 | 664.5946 | 777.314 | 896.4712 | 911.8726 | 811.8101 | 685.9946 | 610.5043 | 593.8611 | 494.5351 | 491.2838 | 538.7503 | 617.5168 | 772.745 | 897.4865 | 1007.4803 | 1021.2327 | 990.8942 | 930.698 | 843.0861 | 766.4594
2027-02-09 | 724.6983 | 688.2114 | 659.0799 | 641.1893 | 684.0099 | 796.7934 | 914.5308 | 928.1986 | 828.3558 | 716.057 | 643.8871 | 608.3652 | 506.8679 | 502.1987 | 516.29 | 609.1076 | 784.0338 | 909.345 | 1018.8887 | 1036.176 | 1010.7285 | 949.2926 | 861.2102 | 789.2422
2027-02-10 | 718.146 | 695.0733 | 656.1727 | 640.0371 | 680.9855 | 798.539 | 916.4808 | 938.5351 | 863.368 | 745.2239 | 681.6383 | 630.304 | 608.3286 | 565.3461 | 591.9254 | 696.8435 | 825.1771 | 925.2218 | 1006.2357 | 1008.7948 | 984.473 | 944.2872 | 865.8955 | 785.1282
2027-02-11 | 689.6217 | 669.8549 | 636.1388 | 621.8834 | 663.1563 | 777.7478 | 889.985 | 899.6442 | 825.7794 | 736.2147 | 673.8871 | 643.3528 | 604.1584 | 559.6837 | 546.741 | 605.6951 | 758.0433 | 884.1194 | 971.5244 | 989.9082 | 964.9403 | 921.62 | 831.2781 | 756.7917
2027-02-12 | 696.2478 | 677.633 | 640.7305 | 624.6565 | 664.5531 | 778.1274 | 886.021 | 907.62 | 828.4527 | 726.913 | 634.6174 | 591.7106 | 495.5793 | 467.4581 | 484.399 | 608.6428 | 769.3376 | 866.4978 | 960.1516 | 962.8479 | 939.9294 | 901.8289 | 846.4696 | 777.664
2027-02-13 | 720.7328 | 691.692 | 656.6615 | 633.7477 | 645.9891 | 699.0229 | 770.9625 | 808.8158 | 799.8708 | 764.9995 | 730.9591 | 589.2782 | 570.8276 | 527.7369 | 517.9807 | 606.422 | 748.9041 | 860.0626 | 942.0052 | 947.5022 | 944.3745 | 905.4688 | 851.1815 | 791.2819
2027-02-14 | 722.1804 | 693.1246 | 657.208 | 633.8902 | 644.7495 | 684.2316 | 743.0448 | 775.0257 | 751.3093 | 689.9074 | 635.2057 | 629.3004 | 598.8793 | 563.4611 | 505.4515 | 584.4677 | 736.0888 | 856.8829 | 970.5171 | 975.7789 | 978.4291 | 932.4839 | 846.3385 | 770.8846
2027-02-15 | 734.3544 | 706.6272 | 673.938 | 648.7218 | 671.7082 | 733.8813 | 806.4746 | 821.181 | 792.0885 | 710.0872 | 629.7196 | 596.9101 | 505.7616 | 497.3683 | 490.5284 | 569.5157 | 720.8576 | 866.1907 | 988.4081 | 989.7958 | 974.4671 | 944.7301 | 857.0733 | 786.4444
2027-02-16 | 709.9504 | 671.3055 | 640.0692 | 627.5945 | 671.7393 | 782.5163 | 898.8685 | 898.1523 | 815.9578 | 705.013 | 610.6247 | 578.9773 | 496.1783 | 501.8722 | 518.0795 | 580.9657 | 745.6506 | 868.066 | 990.1199 | 1012.4576 | 989.288 | 930.7057 | 842.7205 | 771.4776
2027-02-17 | 700.3692 | 680.6113 | 640.0035 | 623.7626 | 664.4583 | 778.9121 | 895.0692 | 907.4004 | 794.3377 | 705.555 | 662.9454 | 621.8757 | 547.7731 | 510.7862 | 519.4993 | 619.3688 | 763.9679 | 879.478 | 975.123 | 987.5429 | 959.6468 | 922.0164 | 841.6035 | 761.7741
2027-02-18 | 706.5765 | 684.0827 | 654.79 | 639.8929 | 681.319 | 799.6617 | 917.6808 | 923.6372 | 847.6604 | 745.1276 | 724.321 | 724.9121 | 708.2536 | 712.1078 | 664.2843 | 711.9713 | 836.7541 | 924.9316 | 1000.0057 | 1017.8297 | 992.4093 | 947.9421 | 861.5235 | 787.081
2027-02-19 | 709.9147 | 689.1787 | 651.8345 | 635.3493 | 675.7917 | 791.3452 | 906.4007 | 915.5504 | 860.3558 | 771.2135 | 684.6938 | 627.1216 | 548.867 | 503.6315 | 557.2913 | 657.002 | 774.0837 | 886.121 | 974.8916 | 979.7083 | 955.4487 | 918.8917 | 861.9735 | 791.1394
2027-02-20 | 721.8075 | 695.6147 | 657.849 | 635.3558 | 647.6041 | 702.0664 | 774.1154 | 802.3203 | 747.2099 | 670.8147 | 614.7981 | 575.7012 | 507.8823 | 486.0223 | 499.1326 | 602.0239 | 721.4296 | 841.6657 | 944.0299 | 948.7972 | 944.0464 | 906.8959 | 850.1485 | 789.9743
2027-02-21 | 714.9791 | 683.9236 | 649.3474 | 627.0734 | 637.4517 | 675.6204 | 732.3379 | 744.599 | 710.1539 | 621.8486 | 547.3274 | 516.4873 | 430.5111 | 434.8445 | 442.6512 | 530.5072 | 702.5273 | 832.7839 | 954.6025 | 956.8914 | 961.2678 | 924.625 | 834.6787 | 761.6296
2027-02-22 | 706.8238 | 680.0661 | 648.599 | 637.1074 | 680.0248 | 795.8031 | 914.0665 | 924.0611 | 827.8791 | 741.6854 | 711.8747 | 683.1759 | 635.2574 | 594.9653 | 628.5766 | 697.0445 | 825.4253 | 912.1842 | 1022.1845 | 1035.895 | 1007.1301 | 950.4574 | 865.3608 | 784.4457
2027-02-23 | 715.1483 | 678.4937 | 648.6248 | 631.5782 | 674.0761 | 785.2455 | 901.4366 | 905.4707 | 827.1485 | 703.2803 | 633.05 | 596.9453 | 535.5304 | 519.1587 | 563.8362 | 614.3514 | 763.3337 | 880.3526 | 998.5705 | 1018.6591 | 1000.2512 | 937.5602 | 847.81 | 773.9422
2027-02-24 | 700.7713 | 678.3713 | 637.6788 | 623.7285 | 664.4384 | 778.9604 | 894.7082 | 902.0369 | 825.8115 | 723.8939 | 646.2584 | 614.4096 | 609.9864 | 575.8251 | 579.4168 | 674.4085 | 779.8279 | 884.8194 | 973.2974 | 989.5329 | 959.3457 | 922.1805 | 843.1541 | 763.6839
2027-02-25 | 676.2578 | 656.4396 | 622.457 | 609.1186 | 649.0625 | 760.8094 | 874.958 | 867.0076 | 784.6147 | 694.6733 | 641.8775 | 616.1959 | 571.7802 | 555.6886 | 625.6552 | 679.3597 | 759.2203 | 853.0347 | 945.0389 | 972.5626 | 943.8439 | 900.7562 | 811.4097 | 737.9924
2027-02-26 | 680.45 | 663.2272 | 624.6023 | 609.7353 | 650.1156 | 759.5927 | 872.1597 | 878.3928 | 812.6609 | 695.6706 | 622.0251 | 578.5619 | 492.7423 | 491.4968 | 496.6657 | 581.322 | 729.8274 | 848.8046 | 936.9268 | 948.6364 | 918.9456 | 886.6086 | 822.9435 | 754.9731
2027-02-27 | 686.4018 | 659.2951 | 622.124 | 602.3395 | 614.2142 | 662.2298 | 732.719 | 744.0587 | 668.5944 | 554.3893 | 508.3641 | 479.8906 | 384.0251 | 421.3403 | 454.7051 | 523.5659 | 683.6409 | 784.7703 | 876.6095 | 891.0274 | 889.481 | 856.857 | 799.2882 | 743.5596
2027-02-28 | 712.952 | 686.0684 | 648.3334 | 625.6362 | 635.6764 | 673.509 | 729.339 | 750.4211 | 734.636 | 657.3296 | 604.3788 | 595.6363 | 578.2474 | 534.5832 | 590.3796 | 657.1757 | 775.0843 | 861.7694 | 967.6935 | 971.8751 | 970.6053 | 924.6264 | 834.7328 | 762.5826
2027-03-01 | 703.2218 | 653.937 | 621.4026 | 602.1721 | 640.2749 | 747.7974 | 861.0514 | 898.3381 | 829.7442 | 745.0994 | 691.2282 | 656.1678 | 616.938 | 565.1302 | 586.9415 | 649.5054 | 776.4915 | 892.832 | 1008.5997 | 1017.5767 | 978.2053 | 945.2972 | 863.49 | 780.3763
2027-03-02 | 682.1191 | 645.2157 | 609.6205 | 586.1103 | 623.6178 | 729.9461 | 843.2154 | 865.5963 | 775.3056 | 687.8561 | 638.9043 | 608.656 | 563.4254 | 528.4605 | 489.6687 | 565.2267 | 724.4388 | 846.4475 | 947.9922 | 981.1975 | 933.5003 | 901.5894 | 817.5757 | 734.3324
2027-03-03 | 656.4345 | 630.0566 | 594.1544 | 575.3424 | 610.6998 | 713.8196 | 824.7682 | 836.6454 | 748.5963 | 690.2025 | 626.5184 | 543.441 | 494.1018 | 480.2025 | 550.2347 | 631.8168 | 737.2226 | 833.2177 | 924.5481 | 940.2763 | 894.7988 | 888.1665 | 812.2373 | 725.3993
2027-03-04 | 666.1326 | 641.9478 | 609.5364 | 588.0019 | 624.5193 | 731.9586 | 842.0375 | 871.3038 | 794.5453 | 731.7262 | 668.9197 | 639.4514 | 600.0175 | 541.7726 | 588.2827 | 673.4503 | 786.9153 | 861.4901 | 945.5617 | 964.2913 | 926.6919 | 909.5039 | 825.3978 | 740.7687
2027-03-05 | 666.8347 | 641.6851 | 605.4195 | 582.9521 | 617.8904 | 718.7067 | 826.535 | 833.8811 | 749.9704 | 640.8392 | 571.8531 | 467.0396 | 391.128 | 376.4849 | 417.7715 | 512.7688 | 650.7601 | 795.3402 | 904.371 | 919.4535 | 885.8399 | 869.6653 | 823.1206 | 749.1645
2027-03-06 | 693.3602 | 657.2272 | 621.7264 | 593.0243 | 599.2432 | 638.7962 | 704.3351 | 730.7308 | 662.2077 | 592.8901 | 521.9959 | 428.5907 | 343.1759 | 315.0964 | 336.0685 | 460.7163 | 604.1433 | 765.4698 | 896.5218 | 897.9174 | 887.1433 | 878.665 | 828.8415 | 766.475
2027-03-07 | 700.3244 | 663.8043 | 628.1182 | 595.2738 | 598.3124 | 613.6657 | 658.6902 | 679.2704 | 624.9285 | 543.2454 | 479.0506 | 417.3756 | 344.6355 | 352.8863 | 436.6429 | 527.7479 | 687.0014 | 816.7943 | 939.8885 | 943.6972 | 943.7449 | 922.1675 | 843.046 | 756.0919
2027-03-08 | 684.1703 | 632.9811 | 600.2266 | 580.5053 | 614.9208 | 708.1411 | 829.9224 | 849.2417 | 761.3785 | 675.3831 | 618.4807 | 597.8986 | 516.5875 | 557.761 | 586.5782 | 616.578 | 735.9201 | 829.1258 | 974.0205 | 990.7496 | 964.7496 | 927.432 | 845.852 | 761.2744
2027-03-09 | 704.5987 | 665.9652 | 631.178 | 602.2244 | 635.5553 | 735.367 | 860.919 | 887.9175 | 805.9337 | 719.7077 | 641.9338 | 598.9528 | 519.9063 | 501.3049 | 534.203 | 606.6431 | 734.0899 | 862.3334 | 982.3035 | 1004.8369 | 973.4703 | 944.2537 | 855.4105 | 767.4528
2027-03-10 | 680.8213 | 650.7856 | 616.5395 | 591.4688 | 622.0688 | 721.3096 | 844.1815 | 849.7666 | 750.8125 | 643.1645 | 603.7423 | 539.82 | 449.994 | 446.8992 | 491.8417 | 607.7317 | 727.9465 | 853.5276 | 958.1464 | 971.7878 | 944.8692 | 933.0765 | 853.8608 | 760.211
2027-03-11 | 676.4831 | 648.6396 | 615.3391 | 590.0598 | 620.9889 | 719.323 | 840.1639 | 867.0404 | 807.9948 | 750.7323 | 695.6904 | 662.9765 | 639.1217 | 557.4895 | 585.5437 | 640.9447 | 760.976 | 868.981 | 964.9376 | 980.7579 | 953.0203 | 930.6774 | 843.3325 | 757.7458
2027-03-12 | 694.4424 | 663.7098 | 629.7098 | 601.8717 | 632.4551 | 728.4718 | 847.4806 | 874.1288 | 830.2423 | 737.3082 | 669.8177 | 630.346 | 585.5501 | 526.9059 | 534.56 | 592.8118 | 710.832 | 841.3663 | 952.9862 | 959.1667 | 928.526 | 926.3095 | 867.4988 | 788.7946
2027-03-13 | 713.4873 | 675.6747 | 638.6254 | 607.4913 | 611.7852 | 649.247 | 716.476 | 735.1833 | 686.192 | 627.2708 | 562.9104 | 531.8119 | 433.0758 | 428.6337 | 451.4782 | 551.3667 | 689.1639 | 823.5859 | 937.4472 | 927.6142 | 919.6518 | 911.3003 | 860.7 | 795.0749
2027-03-14 | 711.2676 | 673.1292 | 639.804 | 605.2585 | 607.9692 | 628.5409 | 674.1432 | 689.735 | 657.2617 | 601.7647 | 565.2375 | 523.9898 | 436.3739 | 445.3457 | 477.1872 | 572.2563 | 714.421 | 830.8872 | 959.6027 | 965.4483 | 961.16 | 941.6006 | 860.4589 | 770.4696
2027-03-15 | 688.423 | 637.4771 | 603.3258 | 584.4163 | 619.1878 | 716.6729 | 838.0407 | 843.9474 | 773.8821 | 662.7306 | 599.8058 | 553.9095 | 461.5671 | 465.7102 | 509.0015 | 598.869 | 711.4955 | 838.0511 | 988.0667 | 1005.8765 | 969.4745 | 934.6222 | 852.0379 | 766.4195
2027-03-16 | 671.5666 | 633.2396 | 593.0595 | 569.0885 | 602.3409 | 699.3767 | 821.526 | 808.1159 | 707.9125 | 612.6775 | 524.0039 | 475.0359 | 405.6517 | 439.3419 | 430.7992 | 504.3113 | 658.2454 | 801.7529 | 928.3735 | 966.7919 | 928.3005 | 896.7717 | 807.0271 | 720.2053
2027-03-17 | 664.6391 | 636.1231 | 599.1408 | 576.0675 | 606.5286 | 704.2291 | 826.1217 | 816.7555 | 707.9926 | 608.679 | 544.3662 | 455.6207 | 397.4182 | 376.25 | 421.0781 | 533.0003 | 672.8253 | 812.4858 | 938.3805 | 957.9363 | 921.3502 | 904.9996 | 828.1417 | 738.7847
2027-03-18 | 652.2566 | 624.3732 | 591.1312 | 567.2406 | 597.6013 | 695.0294 | 813.324 | 804.4605 | 725.7877 | 642.3294 | 568.3027 | 517.5792 | 446.788 | 439.5787 | 476.9784 | 539.0141 | 680.6825 | 807.9233 | 925.2095 | 952.4363 | 923.3365 | 896.9525 | 808.6633 | 724.3048
2027-03-19 | 670.8048 | 641.1524 | 604.0552 | 578.8457 | 609.7341 | 704.1072 | 820.5804 | 814.7875 | 749.5275 | 678.9175 | 623.1658 | 595.7991 | 534.5055 | 504.8661 | 541.5481 | 576.0557 | 683.8806 | 800.7988 | 919.4306 | 933.488 | 901.4845 | 892.5308 | 833.123 | 756.7511
2027-03-20 | 699.4516 | 661.7016 | 622.804 | 593.2185 | 597.0845 | 631.7803 | 697.6502 | 700.6202 | 662.6474 | 590.3739 | 557.4634 | 512.2737 | 410.1924 | 414.3021 | 459.48 | 547.0261 | 668.6939 | 792.4771 | 910.2981 | 913.7143 | 896.2856 | 888.8576 | 839.349 | 773.9938
2027-03-21 | 704.5675 | 667.3456 | 632.9999 | 599.2459 | 601.9367 | 621.6558 | 667.1109 | 669.5779 | 638.9201 | 587.7558 | 561.4858 | 506.6105 | 406.9653 | 382.0267 | 429.7977 | 532.3913 | 683.0877 | 800.4873 | 943.6659 | 953.4862 | 950.1749 | 927.2152 | 848.0033 | 761.3283
2027-03-22 | 701.1026 | 651.3191 | 619.4842 | 597.7047 | 632.4704 | 733.325 | 855.9729 | 855.5959 | 789.1233 | 705.3226 | 670.0734 | 664.9637 | 608.5744 | 574.1848 | 604.0983 | 629.7454 | 791.0514 | 876.547 | 1004.5175 | 1018.317 | 990.2163 | 954.1501 | 868.3123 | 782.9109
2027-03-23 | 696.3504 | 658.4407 | 619.7662 | 593.9924 | 627.8203 | 729.7389 | 854.6804 | 840.3535 | 758.5175 | 668.0648 | 612.0152 | 572.2753 | 478.052 | 481.5466 | 502.1738 | 608.2793 | 743.1799 | 852.0876 | 967.4349 | 995.1222 | 957.7449 | 930.0092 | 840.9141 | 754.8666
2027-03-24 | 677.3077 | 647.9743 | 613.2338 | 588.1657 | 619.0286 | 716.2873 | 840.5077 | 823.4185 | 743.6929 | 699.1833 | 638.1706 | 629.4558 | 598.404 | 546.6759 | 578.3427 | 627.1957 | 732.8065 | 847.8873 | 953.5922 | 970.1983 | 938.4445 | 918.335 | 848.0361 | 757.0466
2027-03-25 | 683.8858 | 654.3754 | 624.3423 | 598.279 | 629.1511 | 728.7925 | 849.6426 | 826.0413 | 759.7978 | 704.0568 | 679.6832 | 655.2889 | 573.9698 | 544.8895 | 559.6992 | 626.0209 | 755.5242 | 867.2235 | 968.7311 | 991.2522 | 963.4949 | 941.3561 | 854.9229 | 768.7389
2027-03-26 | 721.3721 | 695.1433 | 654.6949 | 611.9166 | 620.8384 | 657.6933 | 719.2325 | 695.7876 | 677.3649 | 605.7401 | 559.7045 | 478.6345 | 387.7932 | 372.0536 | 401.9379 | 509.205 | 651.989 | 812.24 | 917.2129 | 909.0006 | 895.694 | 913.658 | 856.676 | 788.7766
2027-03-27 | 714.4851 | 672.373 | 636.4149 | 605.8047 | 611.6421 | 649.2179 | 715.42 | 698.0396 | 637.3582 | 554.7844 | 494.1783 | 365.8938 | 322.7566 | 298.699 | 326.4281 | 433.4553 | 619.6317 | 800.2658 | 943.4463 | 946.2228 | 922.1428 | 911.4742 | 861.9301 | 795.244
2027-03-28 | 709.4024 | 670.439 | 632.9272 | 601.4928 | 606.9348 | 627.9426 | 671.2262 | 639.3656 | 625.6315 | 574.834 | 549.4288 | 490.5399 | 393.2383 | 378.5469 | 403.7899 | 484.272 | 641.2425 | 806.4028 | 960.9743 | 965.8361 | 958.2079 | 932.3982 | 853.7811 | 769.0065
2027-03-29 | 698.7972 | 645.5408 | 612.7442 | 593.5837 | 631.7078 | 731.3674 | 845.4265 | 830.6444 | 752.8146 | 661.7048 | 575.6978 | 517.7675 | 432.1318 | 421.8476 | 470.133 | 560.4892 | 710.7069 | 841.7814 | 1001.979 | 1015.8588 | 983.5272 | 949.8073 | 868.3828 | 780.7805
2027-03-30 | 699.8401 | 659.9713 | 621.4745 | 595.8882 | 633.175 | 734.6641 | 851.2369 | 813.3446 | 739.0121 | 629.8831 | 555.2872 | 490.5242 | 418.2523 | 413.0513 | 434.4707 | 511.4945 | 671.6694 | 842.8702 | 975.4054 | 1008.1385 | 969.9191 | 935.4766 | 845.2623 | 761.3328
2027-03-31 | 694.7339 | 664.5782 | 629.6877 | 605.7539 | 641.5703 | 742.9935 | 862.9089 | 834.0284 | 739.5845 | 674.4532 | 652.4854 | 649.7583 | 591.9135 | 552.8133 | 571.3702 | 643.5985 | 784.0164 | 904.7158 | 1001.2916 | 1005.6607 | 970.9661 | 955.9897 | 878.2448 | 784.3469
2027-04-01 | 720.5914 | 691.247 | 650.5099 | 631.1742 | 668.4464 | 767.0402 | 873.4547 | 863.8585 | 815.3008 | 739.1398 | 697.6745 | 642.8804 | 561.7856 | 539.9884 | 583.3355 | 676.5415 | 849.8864 | 936.6633 | 1017.7569 | 1037.7677 | 1032.4801 | 994.5973 | 892.96 | 819.6287
2027-04-02 | 724.9288 | 694.9389 | 647.7715 | 625.3717 | 663.7436 | 757.7019 | 865.9765 | 859.3742 | 828.4275 | 744.0935 | 684.0355 | 608.7323 | 544.4337 | 544.5538 | 614.8937 | 698.8292 | 827.1971 | 915.9287 | 990.6038 | 991.5423 | 981.387 | 968.4068 | 897.0572 | 830.6933
2027-04-03 | 736.7186 | 699.42 | 651.2939 | 624.2002 | 632.8699 | 664.6647 | 724.4546 | 724.9621 | 687.9151 | 615.0298 | 569.7796 | 442.3318 | 398.7681 | 426.7447 | 490.0205 | 620.9991 | 739.806 | 854.0816 | 954.083 | 948.8986 | 958.5558 | 941.4245 | 878.0036 | 824.7298
2027-04-04 | 732.8731 | 696.2749 | 649.4728 | 620.3391 | 627.2127 | 639.9737 | 678.1118 | 666.6249 | 671.5596 | 613.1401 | 546.941 | 471.1587 | 397.0449 | 357.3137 | 418.3315 | 551.3532 | 711.9514 | 848.9675 | 966.6549 | 979.61 | 999.0232 | 962.8591 | 872.4832 | 798.5643
2027-04-05 | 711.3827 | 661.5122 | 616.9891 | 603.6242 | 644.486 | 738.2439 | 850.6793 | 835.0604 | 752.3575 | 677.5458 | 618.8156 | 579.44 | 533.6803 | 475.1496 | 520.9666 | 588.6072 | 765.8581 | 871.3919 | 1006.3621 | 1022.4732 | 1011.5753 | 965.1926 | 869.428 | 799.1983
2027-04-06 | 717.3048 | 679.9206 | 631.3396 | 610.9781 | 649.425 | 745.8784 | 855.7142 | 829.0935 | 748.2116 | 670.8372 | 603.3473 | 541.87 | 469.6001 | 466.4555 | 491.2439 | 579.6122 | 750.9961 | 869.8685 | 986.5697 | 1021.8623 | 1006.9863 | 956.3512 | 856.0954 | 784.6302
2027-04-07 | 687.3361 | 660.4059 | 613.7022 | 596.9141 | 633.9233 | 726.3557 | 838.5651 | 833.7056 | 774.0612 | 707.0844 | 636.0346 | 603.3772 | 581.2995 | 545.6474 | 649.1221 | 732.3927 | 829.3891 | 894.995 | 964.4488 | 983.1974 | 966.1063 | 938.6571 | 848.757 | 772.9328
2027-04-08 | 675.8801 | 649.8733 | 607.072 | 589.2092 | 625.7902 | 716.8988 | 820.539 | 807.9515 | 775.9717 | 696.6181 | 628.1959 | 587.7918 | 522.1101 | 514.7875 | 525.7503 | 609.7668 | 759.1105 | 843.1469 | 946.8531 | 978.0054 | 968.9671 | 931.8475 | 827.2145 | 758.8701
2027-04-09 | 690.4101 | 662.5064 | 616.2382 | 595.0908 | 631.5624 | 720.2884 | 823.8942 | 794.5093 | 749.6711 | 652.0404 | 578.9502 | 479.1309 | 463.0904 | 437.2986 | 493.6289 | 581.9026 | 722.2096 | 836.4675 | 930.6147 | 950.0752 | 934.4621 | 919.9057 | 845.2172 | 785.4416
2027-04-10 | 712.1881 | 675.9229 | 627.9377 | 601.3802 | 609.1678 | 636.9778 | 691.1896 | 674.7797 | 623.7745 | 566.6467 | 521.3393 | 412.8177 | 378.4212 | 350.0297 | 409.0876 | 531.1858 | 686.1733 | 805.2047 | 915.3606 | 922.6264 | 926.8852 | 907.1965 | 845.2002 | 795.8403
2027-04-11 | 720.5377 | 683.0663 | 637.0116 | 607.7045 | 613.6289 | 624.454 | 656.0663 | 653.2828 | 646.2423 | 571.4713 | 549.144 | 484.2211 | 387.4594 | 331.464 | 394.1311 | 517.159 | 703.2279 | 819.7426 | 948.1364 | 965.5644 | 977.5729 | 942.474 | 850.2091 | 780.7576
2027-04-12 | 695.5543 | 647.459 | 606.7155 | 590.5347 | 631.288 | 721.1664 | 826.2569 | 793.2596 | 728.952 | 647.1947 | 574.5227 | 481.9302 | 447.6988 | 426.7358 | 462.7113 | 561.2629 | 710.1521 | 842.4971 | 979.0102 | 1002.1139 | 988.5291 | 943.9359 | 845.6816 | 778.9633
2027-04-13 | 721.7243 | 685.1554 | 636.6163 | 615.1381 | 653.6407 | 750.9535 | 861.074 | 839.8866 | 762.2507 | 673.2207 | 568.2214 | 498.055 | 452.8682 | 448.8521 | 510.7432 | 638.2016 | 801.2776 | 887.0043 | 992.4097 | 1029.292 | 1010.362 | 962.9785 | 864.02 | 791.2837
2027-04-14 | 698.1957 | 671.1558 | 624.1693 | 606.1307 | 643.1091 | 737.8056 | 845.7106 | 827.4699 | 780.2245 | 688.7068 | 627.9576 | 616.2143 | 560.9211 | 549.6393 | 579.2294 | 681.5287 | 810.5445 | 901.2298 | 972.7308 | 995.7264 | 981.2335 | 950.8479 | 861.8884 | 786.23
2027-04-15 | 698.025 | 670.3482 | 630.2708 | 611.283 | 648.3865 | 743.7831 | 850.3726 | 823.6676 | 749.1482 | 688.5771 | 613.9543 | 518.6763 | 492.4829 | 480.5207 | 535.8547 | 608.2588 | 760.1131 | 871.1363 | 980.1143 | 1009.3846 | 1001.7727 | 963.8994 | 861.8614 | 789.3219
2027-04-16 | 712.8736 | 683.7187 | 636.2386 | 616.5148 | 653.4835 | 746.9288 | 846.1095 | 830.7915 | 787.619 | 714.305 | 662.0197 | 595.4948 | 557.826 | 541.9776 | 559.1509 | 643.6801 | 771.8402 | 876.7187 | 949.6589 | 966.1852 | 967.621 | 952.2621 | 880.0247 | 816.9923
2027-04-17 | 740.1607 | 702.3236 | 655.8732 | 628.3639 | 636.4147 | 668.8995 | 706.5348 | 717.1563 | 718.1794 | 674.3725 | 633.6427 | 588.5893 | 490.4401 | 472.8533 | 505.7795 | 615.3734 | 764.1459 | 865.7799 | 957.2596 | 952.594 | 963.1334 | 941.5592 | 880.1897 | 830.4494
2027-04-18 | 733.8688 | 697.3762 | 653.4123 | 622.7159 | 629.1361 | 643.207 | 669.5938 | 649.465 | 622.0761 | 560.4206 | 505.3614 | 379.8645 | 342.5273 | 323.5266 | 404.2677 | 516.5864 | 697.775 | 831.0423 | 969.8443 | 981.8849 | 1000.6839 | 963.1219 | 872.3099 | 800.9024
2027-04-19 | 722.6497 | 672.3858 | 629.5273 | 615.8462 | 656.3744 | 748.3101 | 852.5856 | 846.6693 | 815.5334 | 750.9564 | 694.3281 | 656.0287 | 575.4356 | 544.3861 | 590.1739 | 665.6518 | 829.7429 | 906.7959 | 1013.6402 | 1032.8194 | 1024.2389 | 982.184 | 884.7371 | 812.6377
2027-04-20 | 727.1605 | 689.7347 | 640.6679 | 620.1567 | 659.239 | 756.5665 | 858.5797 | 844.2746 | 783.5932 | 726.3381 | 700.1299 | 673.7243 | 618.4189 | 571.9919 | 593.9176 | 682.6974 | 803.4533 | 905.8523 | 1002.7728 | 1036.8681 | 1019.626 | 973.8114 | 871.5063 | 800.6571
2027-04-21 | 706.3742 | 678.2483 | 635.5945 | 614.9318 | 651.7745 | 748.4953 | 849.0663 | 838.4594 | 762.598 | 705.1788 | 654.7038 | 601.8748 | 544.3462 | 555.1394 | 624.1128 | 712.4442 | 837.8872 | 907.7173 | 996.0027 | 1011.025 | 995.8466 | 964.8131 | 876.0548 | 800.599
2027-04-22 | 709.9364 | 683.9332 | 641.3381 | 621.2049 | 658.2407 | 757.5264 | 858.844 | 827.1617 | 790.1344 | 692.3121 | 627.5391 | 557.3244 | 568.5293 | 596.1445 | 605.7753 | 668.564 | 818.8992 | 902.9347 | 1001.9938 | 1025.809 | 1016.7044 | 976.6686 | 875.6243 | 804.9144
2027-04-23 | 719.1978 | 692.9475 | 645.0603 | 621.9532 | 658.6808 | 753.8826 | 857.1225 | 835.5265 | 788.7287 | 716.1375 | 664.9293 | 598.3552 | 586.243 | 541.902 | 572.1266 | 677.4452 | 816.8525 | 893.23 | 979.2723 | 988.077 | 976.1201 | 958.414 | 887.6225 | 825.475
2027-04-24 | 737.3457 | 704.2108 | 654.868 | 625.3096 | 633.2342 | 665.7239 | 713.7385 | 690.4792 | 686.2424 | 631.5854 | 595.1289 | 523.6292 | 469.2876 | 422.0374 | 474.2232 | 604.3483 | 731.5357 | 847.2617 | 948.4365 | 955.4541 | 959.0668 | 943.2084 | 878.4755 | 827.8774
2027-04-25 | 734.2692 | 696.2215 | 650.968 | 620.9682 | 626.3865 | 640.9456 | 670.5393 | 644.2358 | 612.214 | 530.9898 | 485.5869 | 378.2308 | 386.1263 | 333.2299 | 418.7273 | 509.545 | 689.8989 | 823.8271 | 965.6564 | 981.3546 | 996.2409 | 960.2547 | 868.5894 | 798.2937
2027-04-26 | 722.2349 | 671.2856 | 630.9284 | 615.3901 | 655.3143 | 752.5581 | 854.4851 | 828.2127 | 764.4295 | 666.8931 | 614.8632 | 537.2804 | 531.8911 | 521.0999 | 578.93 | 653.0548 | 809.1363 | 892.5019 | 1020.162 | 1041.9719 | 1030.3748 | 983.4969 | 887.6985 | 814.9242
2027-04-27 | 726.3666 | 686.7498 | 640.0192 | 619.0849 | 660.572 | 757.1817 | 862.702 | 829.2823 | 772.145 | 684.4307 | 616.844 | 591.8463 | 561.5079 | 562.4869 | 608.0002 | 697.7258 | 831.339 | 909.096 | 1003.9962 | 1038.4234 | 1011.8018 | 963.4476 | 866.107 | 793.4773
2027-04-28 | 692.1127 | 668.9916 | 622.4688 | 603.2857 | 641.7225 | 734.0209 | 829.5692 | 805.9601 | 750.4421 | 669.0313 | 623.3804 | 590.0898 | 528.9255 | 528.2598 | 577.9505 | 654.0908 | 799.0542 | 888.2168 | 969.0385 | 994.9345 | 973.4577 | 945.1297 | 853.0089 | 778.9869
2027-04-29 | 695.3111 | 668.2225 | 624.3109 | 605.7625 | 644.8736 | 738.4225 | 832.842 | 794.5448 | 736.2547 | 655.2126 | 624.5332 | 523.5565 | 542.7889 | 536.8269 | 586.149 | 678.8476 | 810.4425 | 875.8913 | 967.2026 | 1005.8193 | 992.0255 | 953.0113 | 852.6105 | 781.8439
2027-04-30 | 702.1585 | 677.4676 | 628.614 | 608.0359 | 646.7317 | 735.192 | 832.2761 | 812.7935 | 782.9694 | 721.1062 | 668.2335 | 602.1691 | 542.8938 | 534.2198 | 532.6428 | 637.1582 | 756.9425 | 837.8882 | 923.0435 | 945.9377 | 947.0691 | 932.6818 | 862.3897 | 799.7879
2027-05-01 | 752.348 | 702.5746 | 668.7798 | 648.2501 | 654.9725 | 676.8863 | 683.1022 | 650.7771 | 612.8132 | 535.428 | 514.909 | 408.9257 | 393.9533 | 375.9774 | 452.9201 | 551.2312 | 718.5418 | 838.1104 | 911.5539 | 924.174 | 926.2504 | 913.648 | 872.4111 | 819.6933
2027-05-02 | 756.5359 | 707.8543 | 674.3551 | 652.0871 | 657.2723 | 664.8642 | 674.8601 | 626.8112 | 624.0885 | 568.6889 | 529.2657 | 452.447 | 420.9574 | 400.4863 | 467.5757 | 548.4701 | 681.768 | 824.2229 | 938.6048 | 963.1336 | 975.9731 | 946.6774 | 881.5572 | 808.0565
2027-05-03 | 747.7231 | 684.7168 | 655.2835 | 646.956 | 685.2022 | 761.7719 | 845.0269 | 799.1169 | 754.267 | 693.5194 | 654.3027 | 591.7672 | 548.2936 | 578.2564 | 618.6452 | 678.0972 | 797.1031 | 884.922 | 987.4309 | 1009.8793 | 998.3113 | 963.6725 | 892.778 | 821.6932
2027-05-04 | 762.7396 | 713.3413 | 676.7253 | 660.4309 | 694.5693 | 778.0733 | 860.3021 | 824.8068 | 816.9789 | 735.9784 | 672.3689 | 724.0557 | 671.9032 | 600.3763 | 629.0307 | 720.528 | 846.812 | 934.0487 | 987.4919 | 1023.261 | 1003.806 | 965.6861 | 892.1355 | 818.7707
2027-05-05 | 745.8162 | 705.3824 | 675.3385 | 660.3654 | 694.444 | 777.8175 | 863.8132 | 836.0343 | 774.5659 | 702.4451 | 650.8369 | 599.9935 | 542.5325 | 528.8175 | 575.6217 | 668.9495 | 799.1271 | 909.5025 | 988.866 | 1011.0223 | 991.7848 | 970.6806 | 905.6771 | 824.0446
2027-05-06 | 741.4867 | 698.0233 | 669.1002 | 657.1374 | 691.7683 | 775.5188 | 855.0619 | 818.2119 | 747.6454 | 669.2071 | 578.2248 | 496.2987 | 498.363 | 503.9244 | 537.5494 | 635.5467 | 768.3182 | 893.4474 | 970.4593 | 1008.7081 | 997.6168 | 966.5741 | 895.7395 | 819.9875
2027-05-07 | 748.3211 | 707.0209 | 671.9176 | 656.2035 | 690.1758 | 770.2041 | 847.5768 | 815.4697 | 772.3004 | 686.1583 | 648.7844 | 589.041 | 526.4992 | 501.8465 | 550.1506 | 646.0539 | 782.7624 | 888.2087 | 949.2881 | 974.1314 | 957.152 | 945.5062 | 900.5637 | 834.146
2027-05-08 | 769.7302 | 722.8189 | 687.5468 | 665.8783 | 672.9876 | 698.6637 | 730.3657 | 704.3012 | 673.0414 | 642.6596 | 607.214 | 584.2894 | 575.1043 | 572.9031 | 615.6593 | 714.4343 | 794.425 | 860.839 | 929.3543 | 938.2584 | 948.7678 | 939.1437 | 898.6654 | 844.7501
2027-05-09 | 756.2926 | 706.3022 | 673.093 | 652.1152 | 657.4563 | 662.7504 | 662.296 | 633.2717 | 618.7027 | 553.4586 | 513.466 | 451.3843 | 401.0966 | 377.8555 | 436.4991 | 547.3244 | 699.9717 | 839.5633 | 937.6593 | 963.361 | 975.143 | 946.3458 | 880.2072 | 808.2095
2027-05-10 | 757.7919 | 696.4978 | 666.7517 | 656.8951 | 694.6554 | 774.526 | 862.239 | 849.5425 | 785.16 | 671.7089 | 626.6678 | 572.6264 | 525.776 | 513.0533 | 555.7163 | 642.4017 | 766.1789 | 876.2139 | 985.7121 | 1018.3612 | 1011.0969 | 977.7355 | 909.1344 | 835.952
2027-05-11 | 762.0033 | 709.688 | 676.2718 | 660.427 | 697.3214 | 779.525 | 837.2574 | 804.2823 | 751.0022 | 659.224 | 609.6175 | 531.0935 | 534.2611 | 521.1859 | 539.7344 | 633.3471 | 788.5684 | 890.2376 | 975.5503 | 1021.6037 | 1002.5465 | 966.8604 | 891.591 | 818.6
2027-05-12 | 719.6095 | 679.021 | 645.755 | 634.3412 | 668.8829 | 746.8286 | 820.9481 | 763.3312 | 685.0778 | 622.7894 | 564.3336 | 461.1482 | 437.4767 | 430.9318 | 486.885 | 596.0845 | 731.3968 | 851.4224 | 928.7129 | 972.3451 | 953.8362 | 930.8192 | 864.3051 | 789.2763
2027-05-13 | 721.9616 | 680.2484 | 650.8137 | 638.1067 | 673.5889 | 753.2369 | 824.9054 | 770.8223 | 684.5281 | 625.8606 | 561.5646 | 472.629 | 479.1753 | 455.2463 | 490.6084 | 581.0794 | 730.1178 | 841.7663 | 930.4988 | 982.2733 | 967.5644 | 940.8764 | 866.6543 | 794.7935
2027-05-14 | 727.4135 | 687.2969 | 652.8608 | 638.6265 | 672.4037 | 748.9478 | 821.948 | 778.3467 | 738.0404 | 664.2891 | 627.3246 | 578.767 | 539.9537 | 492.7414 | 539.4359 | 615.8638 | 730.3006 | 833.5669 | 912.2036 | 946.722 | 930.5032 | 919.6209 | 873.385 | 809.3293
2027-05-15 | 761.4826 | 714.2235 | 677.8293 | 656.3812 | 663.434 | 687.7819 | 717.5502 | 667.2887 | 629.0246 | 573.9399 | 517.1241 | 427.8061 | 401.6317 | 368.2448 | 424.2717 | 519.1579 | 673.3379 | 826.3035 | 920.5032 | 933.1368 | 937.5642 | 920.3575 | 885.6077 | 830.8789
2027-05-16 | 770.861 | 723.5346 | 689.3046 | 665.8091 | 671.5217 | 680.0345 | 681.5615 | 650.3078 | 645.0636 | 567.8881 | 514.312 | 417.4595 | 415.5221 | 373.7937 | 435.9332 | 536.0871 | 689.0715 | 819.0232 | 944.6295 | 979.1804 | 993.1769 | 964.6904 | 899.5211 | 826.4674
2027-05-17 | 751.859 | 689.1234 | 659.6813 | 650.1119 | 687.8043 | 769.1541 | 847.1162 | 818.7639 | 768.1939 | 698.1724 | 624.1685 | 568.3199 | 523.5935 | 513.708 | 567.7926 | 658.4432 | 754.2176 | 865.0379 | 983.9239 | 1015.0438 | 1004.1178 | 967.1326 | 898.129 | 826.4332
2027-05-18 | 759.2088 | 710.6153 | 673.629 | 657.7948 | 694.6617 | 779.6971 | 857.4094 | 818.0774 | 755.0736 | 675.735 | 597.2702 | 507.9224 | 494.2856 | 472.1715 | 519.2244 | 627.7083 | 770.3091 | 878.0136 | 964.1153 | 1013.8168 | 997.2666 | 959.4995 | 886.301 | 813.0571
2027-05-19 | 736.682 | 696.0534 | 665.641 | 651.4213 | 686.1726 | 768.9414 | 840.6095 | 771.3782 | 701.211 | 626.8056 | 568.159 | 479.6784 | 494.744 | 457.9551 | 525.2976 | 621.7814 | 753.8891 | 865.1795 | 953.4346 | 992.4418 | 976.0065 | 954.91 | 888.5049 | 811.3525
2027-05-20 | 736.2145 | 693.976 | 665.6045 | 651.5209 | 686.2869 | 770.4445 | 841.8161 | 783.6059 | 706.4299 | 640.6685 | 594.3556 | 561.4049 | 562.8535 | 524.174 | 549.8028 | 625.8159 | 757.741 | 875.9259 | 960.0921 | 1003.2809 | 990.5919 | 959.9664 | 887.6648 | 813.796
2027-05-21 | 739.5591 | 700.7276 | 665.1831 | 649.3662 | 684.6625 | 763.0795 | 827.5404 | 768.0502 | 713.0936 | 655.3777 | 596.0767 | 501.8334 | 512.0224 | 457.6184 | 529.6844 | 627.7304 | 806.8565 | 866.5104 | 928.2788 | 963.5546 | 946.7054 | 939.6947 | 888.9119 | 825.1248
2027-05-22 | 771.8866 | 722.6762 | 686.6108 | 664.7328 | 671.8374 | 697.4951 | 717.5101 | 679.4351 | 635.7931 | 585.7232 | 547.7632 | 466.3287 | 476.5036 | 484.635 | 545.9952 | 648.3796 | 733.2746 | 856.2302 | 931.1064 | 950.6377 | 950.0843 | 935.7082 | 898.9455 | 843.5223
2027-05-23 | 779.0872 | 729.9831 | 696.2444 | 672.8109 | 678.7835 | 692.5537 | 692.631 | 649.5857 | 640.0167 | 581.88 | 528.3241 | 421.8043 | 417.1199 | 383.7848 | 462.5432 | 545.431 | 695.7064 | 845.457 | 974.3742 | 999.6111 | 1005.1147 | 974.0115 | 909.3422 | 835.1824
2027-05-24 | 742.8333 | 683.2138 | 652.986 | 643.9059 | 681.5138 | 761.608 | 832.4541 | 788.2865 | 764.0841 | 697.5036 | 645.2409 | 604.8509 | 557.9333 | 525.4221 | 559.7029 | 629.7721 | 778.1626 | 861.1412 | 971.1832 | 1010.3664 | 997.1148 | 958.8172 | 888.8368 | 816.2341
2027-05-25 | 744.4499 | 693.4727 | 656.2391 | 641.5828 | 678.3861 | 759.9341 | 830.2963 | 768.407 | 693.0864 | 614.2732 | 558.4241 | 485.945 | 541.2542 | 583.6966 | 597.7293 | 713.4013 | 804.6663 | 880.4176 | 948.5466 | 1001.6356 | 977.8333 | 938.6706 | 865.0871 | 793.5427
2027-05-26 | 734.8506 | 696.7738 | 665.3757 | 651.2286 | 685.7668 | 767.7265 | 830.9818 | 783.6311 | 700.2484 | 634.2835 | 619.8363 | 625.5003 | 676.4998 | 683.3886 | 726.291 | 791.6689 | 868.5615 | 908.7797 | 962.8214 | 993.5849 | 976.2527 | 958.1821 | 885.8804 | 812.3865
2027-05-27 | 743.3086 | 702.5337 | 672.3309 | 658.0337 | 692.9793 | 776.5571 | 843.4886 | 791.4195 | 733.9569 | 660.4813 | 650.2922 | 664.0113 | 681.188 | 686.9639 | 655.7921 | 740.0788 | 875.9091 | 937.4242 | 979.4725 | 1016.3847 | 1000.077 | 969.9623 | 894.5782 | 820.9936
2027-05-28 | 747.2293 | 706.9719 | 671.7825 | 657.2318 | 693.5907 | 775.7405 | 838.2852 | 795.1275 | 743.9344 | 691.0225 | 642.779 | 626.7365 | 611.1549 | 617.1964 | 720.1112 | 789.5171 | 859.0912 | 906.3388 | 956.2313 | 982.1386 | 962.4093 | 946.1483 | 901.1465 | 834.0439
2027-05-29 | 767.2216 | 716.4185 | 680.3537 | 660.1744 | 668.0263 | 694.6257 | 714.1412 | 677.1561 | 638.7492 | 602.5076 | 575.8458 | 513.5455 | 528.2957 | 549.2069 | 628.9988 | 712.2854 | 796.1946 | 861.3739 | 927.0307 | 950.1436 | 948.3925 | 933.2583 | 891.6113 | 836.6728
2027-05-30 | 764.801 | 717.0283 | 682.6854 | 660.3596 | 665.8309 | 672.2654 | 671.9945 | 630.6708 | 610.0602 | 569.2855 | 529.0268 | 506.949 | 475.3599 | 468.8743 | 522.834 | 598.9789 | 724.5254 | 837.3955 | 951.661 | 982.6167 | 992.8206 | 960.2669 | 893.7553 | 819.2631
2027-05-31 | 779.038 | 717.0136 | 685.7141 | 664.4479 | 684.1376 | 720.0983 | 740.6706 | 691.705 | 701.9878 | 676.0454 | 650.6828 | 634.9537 | 561.4331 | 501.947 | 582.394 | 666.7798 | 785.3156 | 881.2834 | 984.3158 | 1000.7029 | 988.4305 | 965.4606 | 896.5261 | 830.8324
2027-06-01 | 757.2633 | 700.2893 | 654.5648 | 640.4952 | 680.5471 | 774.8986 | 869.6516 | 844.3781 | 818.5992 | 756.0509 | 720.7138 | 721.6937 | 688.9743 | 631.9619 | 675.3501 | 801.4206 | 919.6979 | 974.762 | 1034.4392 | 1071.9908 | 1049.9136 | 1003.3395 | 933.4447 | 842.9454
2027-06-02 | 731.8182 | 688.0437 | 645.1322 | 630.2602 | 666.2916 | 758.1718 | 846.0463 | 828.7448 | 781.3041 | 718.8537 | 661.4438 | 607.4188 | 563.7171 | 528.3046 | 579.9309 | 684.3066 | 818.4176 | 926.0676 | 1005.1726 | 1037.9361 | 1018.3189 | 991.118 | 929.8852 | 835.0727
2027-06-03 | 727.1965 | 679.1017 | 642.7833 | 630.3666 | 666.6462 | 759.8046 | 848.5859 | 819.5902 | 796.5194 | 755.4377 | 685.6927 | 645.3395 | 606.9628 | 615.6256 | 638.1669 | 736.2379 | 859.957 | 946.4825 | 1005.2097 | 1046.0731 | 1032.6661 | 999.2837 | 925.0214 | 834.7941
2027-06-04 | 740.5014 | 694.5721 | 651.0612 | 634.7954 | 671.4595 | 759.4164 | 846.3102 | 835.0426 | 837.5189 | 812.8516 | 772.536 | 763.4561 | 723.8245 | 644.9579 | 709.6852 | 802.4066 | 874.0594 | 942.435 | 993.8237 | 1005.8456 | 991.3042 | 977.6727 | 938.3086 | 856.918
2027-06-05 | 763.2536 | 705.9472 | 660.3684 | 637.0989 | 640.2007 | 661.5527 | 692.3431 | 693.8134 | 698.6377 | 660.7073 | 636.1001 | 576.5121 | 488.074 | 429.9184 | 491.4325 | 619.4679 | 785.8317 | 880.3028 | 951.7738 | 967.7518 | 972.2722 | 955.4104 | 926.8863 | 859.1726
2027-06-06 | 749.2912 | 696.025 | 651.4816 | 626.4493 | 626.9692 | 624.1386 | 625.2494 | 619.3685 | 629.6408 | 598.2694 | 557.6024 | 532.1997 | 511.1533 | 470.7252 | 580.3384 | 729.3139 | 791.5315 | 883.2821 | 972.8225 | 996.6718 | 1007.0097 | 974.5869 | 912.6138 | 824.1267
2027-06-07 | 743.9876 | 677.5531 | 637.9344 | 628.2295 | 667.1296 | 757.0266 | 843.9323 | 821.9968 | 777.0153 | 700.5173 | 654.2058 | 575.2138 | 560.7809 | 543.7057 | 568.105 | 659.701 | 808.5812 | 909.894 | 1032.0533 | 1066.6295 | 1052.0578 | 1003.4323 | 938.1698 | 847.7193
2027-06-08 | 747.5194 | 693.772 | 648.1181 | 631.9085 | 670.1377 | 760.6882 | 849.9334 | 816.6875 | 785.6899 | 720.7849 | 666.1788 | 621.5567 | 581.8033 | 530.9166 | 567.6638 | 680.936 | 795.9281 | 910.8163 | 1001.4406 | 1056.3891 | 1035.4392 | 990.6049 | 917.9337 | 828.6517
2027-06-09 | 729.0721 | 682.0037 | 642.0762 | 627.8283 | 663.9562 | 752.5203 | 842.656 | 821.9184 | 780.9705 | 730.4961 | 693.3229 | 674.7451 | 615.6359 | 597.5419 | 660.6882 | 774.5603 | 882.5809 | 932.5793 | 1003.8035 | 1033.8057 | 1014.6003 | 987.8014 | 925.9963 | 833.6932
2027-06-10 | 726.311 | 677.7394 | 641.7513 | 628.507 | 663.9413 | 755.0448 | 843.9796 | 834.6803 | 814.5272 | 770.0654 | 736.7672 | 714.235 | 639.6747 | 593.525 | 650.7245 | 759.1445 | 849.444 | 928.4946 | 996.7399 | 1039.561 | 1026.903 | 995.3167 | 921.2 | 832.3078
2027-06-11 | 772.767 | 728.3876 | 680.6583 | 648.2921 | 659.0367 | 679.5858 | 705.295 | 679.7596 | 708.815 | 666.8175 | 616.9432 | 532.1706 | 491.2722 | 483.381 | 523.5956 | 645.5739 | 747.5282 | 862.2502 | 932.2295 | 950.9407 | 955.3044 | 966.9331 | 928.1298 | 859.9409
2027-06-12 | 760.1859 | 703.7021 | 657.3346 | 636.6105 | 640.9976 | 663.2224 | 688.7768 | 678.1048 | 681.956 | 659.6875 | 617.0302 | 536.5714 | 493.5685 | 462.237 | 494.8533 | 637.6 | 771.7366 | 876.1344 | 957.0456 | 971.9938 | 975.8964 | 958.9462 | 929.2617 | 862.28
2027-06-13 | 756.749 | 702.027 | 658.0672 | 632.5251 | 633.2139 | 630.6241 | 630.0237 | 604.5783 | 632.1931 | 583.5018 | 543.8782 | 453.9699 | 431.1269 | 406.4052 | 483.7063 | 601.7881 | 736.3144 | 869.9873 | 970.0395 | 1001.6397 | 1017.1735 | 984.9354 | 922.8177 | 833.7927
2027-06-14 | 746.5215 | 678.2732 | 638.506 | 628.5696 | 667.4459 | 756.9253 | 852.0871 | 820.5573 | 796.9937 | 734.476 | 687.9157 | 639.1126 | 589.3452 | 560.4746 | 608.2698 | 716.3834 | 845.347 | 932.045 | 1040.2096 | 1064.016 | 1054.3566 | 1006.7214 | 940.3158 | 850.4854
2027-06-15 | 747.237 | 692.3521 | 646.6939 | 630.042 | 668.7899 | 757.1425 | 852.6354 | 843.9911 | 827.7567 | 786.4008 | 703.8442 | 727.4866 | 685.0454 | 637.714 | 611.3428 | 692.2188 | 817.7684 | 918.6687 | 1007.6867 | 1053.4284 | 1032.5279 | 987.9197 | 916.0804 | 826.172
2027-06-16 | 722.234 | 678.3353 | 636.1233 | 620.9706 | 655.488 | 743.2069 | 835.3526 | 808.0104 | 767.7184 | 714.7659 | 653.1931 | 592.0207 | 552.2983 | 535.1668 | 610.0926 | 722.1067 | 843.0039 | 935.1764 | 992.6159 | 1026.0115 | 1003.8717 | 978.1947 | 917.666 | 825.308
2027-06-17 | 715.7798 | 667.2339 | 631.0478 | 617.875 | 652.0564 | 742.2705 | 833.1813 | 830.9272 | 824.3354 | 791.8568 | 747.4908 | 695.5752 | 638.6265 | 572.7934 | 602.7993 | 674.7197 | 783.7153 | 895.8929 | 980.6858 | 1027.6454 | 1014.4341 | 979.5271 | 906.2381 | 818.3721
2027-06-18 | 737.1612 | 689.3136 | 646.8538 | 631.1406 | 666.0886 | 754.0819 | 848.0844 | 835.2154 | 828.5409 | 766.7945 | 701.091 | 649.249 | 558.2499 | 535.2225 | 574.4078 | 704.0598 | 834.0725 | 909.8903 | 972.1017 | 1003.4849 | 989.6645 | 974.483 | 933.7407 | 854.3171
2027-06-19 | 752.6801 | 695.3895 | 652.4669 | 630.1134 | 633.0164 | 653.0293 | 688.5105 | 665.7129 | 666.4616 | 623.0607 | 584.7584 | 499.2312 | 473.5528 | 415.0004 | 451.8782 | 596.6184 | 706.5916 | 825.4352 | 923.9691 | 952.3897 | 961.75 | 948.1943 | 916.2994 | 850.734
2027-06-20 | 738.4927 | 681.1173 | 639.3092 | 615.8314 | 615.7614 | 610.1117 | 606.2313 | 599.3515 | 638.0787 | 603.9913 | 542.7742 | 528.4395 | 468.4647 | 409.247 | 437.7432 | 534.3311 | 664.0813 | 807.1219 | 933.3915 | 974.2689 | 994.5353 | 957.5451 | 896.3917 | 809.2933
2027-06-21 | 733.0882 | 663.5576 | 625.829 | 616.8233 | 655.7252 | 743.1535 | 839.1322 | 803.9849 | 760.1414 | 705.5241 | 668.2817 | 627.8312 | 591.1401 | 540.4856 | 565.8052 | 655.2119 | 762.0541 | 873.4752 | 995.8241 | 1041.4882 | 1032.5727 | 989.4583 | 919.5268 | 832.4369
2027-06-22 | 744.7355 | 686.6225 | 643.1307 | 629.0384 | 667.2732 | 758.2611 | 846.4536 | 811.9108 | 766.6811 | 710.07 | 655.8651 | 574.1856 | 531.4102 | 516.7306 | 553.6579 | 651.4689 | 790.9028 | 906.229 | 995.3469 | 1048.3464 | 1032.3834 | 984.2415 | 910.9266 | 824.0185
2027-06-23 | 719.7161 | 672.8715 | 633.2146 | 619.1233 | 653.6035 | 744.2163 | 837.4054 | 815.3293 | 777.5334 | 710.0955 | 654.5727 | 594.6381 | 546.4091 | 529.1922 | 549.0317 | 654.1799 | 773.7067 | 881.9199 | 975.625 | 1021.4635 | 1000.7655 | 973.4953 | 911.1973 | 820.6916
2027-06-24 | 732.3497 | 682.6081 | 644.8047 | 634.2645 | 670.1403 | 762.3538 | 856.2532 | 839.9342 | 820.0893 | 786.809 | 757.993 | 752.0467 | 714.7482 | 666.0117 | 698.5071 | 784.0435 | 846.921 | 944.7723 | 1007.7966 | 1045.8261 | 1034.3378 | 1000.5627 | 928.0756 | 839.1139
2027-06-25 | 740.4365 | 693.8451 | 649.3732 | 632.8829 | 668.6874 | 756.1326 | 846.7557 | 835.0311 | 817.1676 | 760.6622 | 686.6454 | 581.4426 | 532.387 | 528.7509 | 577.6971 | 689.8603 | 795.6942 | 893.0406 | 967.5568 | 1002.3795 | 990.5283 | 976.679 | 934.6266 | 855.479
2027-06-26 | 746.3477 | 689.4861 | 646.2084 | 624.4749 | 627.2465 | 646.2348 | 680.2653 | 664.4903 | 659.4668 | 656.1423 | 610.2988 | 549.302 | 481.1638 | 434.4541 | 427.7779 | 563.9594 | 719.8428 | 836.9266 | 919.882 | 947.9292 | 952.2053 | 937.7694 | 907.0124 | 841.478
2027-06-27 | 753.4342 | 696.5746 | 655.7767 | 629.4526 | 630.5165 | 627.133 | 635.1382 | 614.864 | 622.4476 | 566.8025 | 530.839 | 441.1807 | 406.4716 | 395.6023 | 502.0113 | 639.3991 | 764.2824 | 861.1168 | 964.216 | 991.6156 | 1008.5684 | 980.9641 | 916.7305 | 830.1202
2027-06-28 | 740.2927 | 671.7563 | 633.8469 | 623.3868 | 662.3648 | 758.2294 | 854.3909 | 838.6653 | 807.1526 | 757.5592 | 711.8075 | 671.073 | 645.3818 | 617.4507 | 648.1833 | 753.9538 | 865.2248 | 936.1456 | 1041.2587 | 1068.0472 | 1044.1704 | 999.711 | 932.2624 | 843.3604
2027-06-29 | 752.6288 | 697.4054 | 654.29 | 636.8825 | 676.3894 | 777.3144 | 878.6952 | 846.1646 | 810.6134 | 755.5961 | 696.8699 | 634.196 | 588.7347 | 572.5846 | 626.4446 | 763.1075 | 841.8858 | 930.9485 | 1029.1289 | 1073.8789 | 1046.9957 | 1001.8306 | 927.0842 | 838.0768
2027-06-30 | 729.6132 | 683.5105 | 644.2432 | 628.6124 | 664.8206 | 755.9946 | 850.9416 | 836.1763 | 802.4623 | 747.8954 | 675.4229 | 622.6257 | 556.1394 | 538.748 | 637.4201 | 723.9926 | 859.6137 | 937.3561 | 1001.1607 | 1035.9983 | 1009.8245 | 987.9642 | 930.1213 | 835.1272
2027-07-01 | 761.9129 | 721.2919 | 682.4844 | 668.562 | 700.3342 | 794.9516 | 887.5484 | 869.2951 | 839.2019 | 792.6914 | 751.2945 | 710.4369 | 685.1809 | 721.1168 | 746.4117 | 807.0639 | 925.0778 | 998.7556 | 1041.814 | 1091.9345 | 1070.7567 | 1038.4548 | 959.2463 | 866.3682
2027-07-02 | 779.0777 | 737.9785 | 694.177 | 676.8075 | 707.6125 | 798.3241 | 892.2548 | 879.3557 | 855.6313 | 795.1346 | 751.093 | 682.0873 | 637.24 | 615.4259 | 666.0911 | 766.3083 | 876.5009 | 972.5249 | 1021.6556 | 1053.1285 | 1032.7868 | 1023.8106 | 977.563 | 895.6568
2027-07-03 | 796.7812 | 745.994 | 699.9095 | 675.6549 | 673.7434 | 692.4307 | 730.9955 | 732.3025 | 766.1044 | 744.4719 | 706.3972 | 659.3899 | 570.9821 | 524.813 | 549.3771 | 644.7641 | 781.6901 | 907.6326 | 983.9352 | 1009.042 | 1010.9049 | 999.1078 | 959.5919 | 893.3036
2027-07-04 | 784.7013 | 731.8456 | 690.7222 | 664.2336 | 659.0753 | 650.1576 | 658.1208 | 653.9932 | 656.3776 | 635.6461 | 587.025 | 522.5247 | 475.0998 | 430.4002 | 507.8086 | 602.81 | 750.8512 | 886.9289 | 990.9173 | 1035.5723 | 1046.0451 | 1013.7154 | 943.122 | 855.0354
2027-07-05 | 801.3923 | 736.0528 | 694.0308 | 670.2787 | 681.7505 | 705.6453 | 735.6982 | 726.7861 | 731.6997 | 701.0574 | 697.2476 | 636.8639 | 572.2062 | 557.749 | 575.6923 | 680.857 | 836.5908 | 935.1867 | 1018.5937 | 1045.8718 | 1038.3136 | 1021.8045 | 945.3244 | 866.9941
2027-07-06 | 773.2427 | 718.3243 | 674.0636 | 660.059 | 697.4612 | 788.2168 | 893.4865 | 887.3409 | 843.0585 | 796.0503 | 756.9016 | 728.3378 | 617.3933 | 606.2577 | 618.24 | 734.5239 | 843.4679 | 950.1048 | 1027.6974 | 1093.0541 | 1068.8562 | 1024.9307 | 942.7808 | 849.8499
2027-07-07 | 752.6232 | 710.5895 | 671.7104 | 656.1761 | 687.7173 | 779.7224 | 877.9664 | 878.8978 | 809.8875 | 766.0477 | 725.0346 | 679.8047 | 609.71 | 611.6932 | 637.7794 | 734.4937 | 846.8393 | 956.344 | 1022.9562 | 1071.6429 | 1041.0838 | 1020.3633 | 948.7406 | 851.2495
2027-07-08 | 764.9823 | 720.0345 | 684.8627 | 670.6641 | 701.9464 | 795.6107 | 896.2417 | 894.6963 | 874.5108 | 815.3167 | 759.9563 | 738.1563 | 679.7629 | 674.7082 | 660.9489 | 720.4123 | 834.512 | 953.2891 | 1034.1987 | 1094.3779 | 1073.686 | 1041.9274 | 959.1002 | 867.7458
2027-07-09 | 759.1313 | 716.2616 | 674.5372 | 658.3211 | 689.0351 | 774.2535 | 872.5337 | 862.4305 | 829.5633 | 767.8515 | 708.4456 | 617.8948 | 566.9424 | 561.5294 | 601.2315 | 709.7705 | 847.8491 | 940.7501 | 990.5159 | 1031.8429 | 1007.7225 | 999.1701 | 951.7719 | 870.8789
2027-07-10 | 790.499 | 739.256 | 694.1235 | 670.1966 | 668.0844 | 685.3632 | 721.4807 | 722.4941 | 722.1276 | 700.0811 | 670.5965 | 601.7903 | 514.5071 | 476.1275 | 563.3117 | 664.5686 | 814.9079 | 898.6509 | 977.8407 | 1001.7109 | 997.7295 | 990.1135 | 951.9111 | 885.2138
2027-07-11 | 785.1036 | 734.4013 | 692.2157 | 665.6163 | 661.3336 | 654.5871 | 671.4978 | 675.6554 | 705.3632 | 666.1948 | 643.447 | 623.0245 | 526.5737 | 461.9913 | 509.3201 | 601.0726 | 744.3208 | 889.8908 | 1000.4274 | 1041.3511 | 1047.3214 | 1018.19 | 948.4393 | 858.7414
2027-07-12 | 783.3928 | 716.9837 | 679.6137 | 671.8508 | 709.0429 | 811.6795 | 915.8244 | 909.1832 | 854.2978 | 800.8567 | 765.7607 | 713.1925 | 670.1668 | 708.6899 | 769.8316 | 878.3712 | 973.1529 | 1019.1459 | 1107.0962 | 1137.1855 | 1099.0005 | 1056.8974 | 980.151 | 884.703
2027-07-13 | 784.4758 | 734.6528 | 689.6094 | 673.0347 | 707.9769 | 803.0306 | 907.5527 | 909.451 | 896.8023 | 869.6779 | 818.1653 | 774.6763 | 720.0234 | 655.5342 | 659.8882 | 756.318 | 889.6173 | 997.9825 | 1051.6216 | 1108.9799 | 1082.1457 | 1039.5386 | 958.093 | 865.5785
2027-07-14 | 771.7366 | 729.4055 | 690.996 | 674.8696 | 706.2684 | 799.032 | 904.9342 | 904.8321 | 855.973 | 808.9465 | 759.9207 | 731.1615 | 653.5317 | 649.2095 | 679.5591 | 803.6996 | 922.9707 | 1003.0969 | 1059.2315 | 1097.3894 | 1069.0068 | 1045.4176 | 971.9836 | 876.1689
2027-07-15 | 774.7527 | 729.5359 | 693.5394 | 679.8098 | 712.8914 | 808.5149 | 910.1414 | 908.1081 | 862.0348 | 795.34 | 755.4857 | 735.4969 | 699.0576 | 717.8405 | 739.7263 | 818.9756 | 908.218 | 992.2854 | 1061.2105 | 1112.5102 | 1091.7742 | 1059.9558 | 977.9172 | 885.0123
2027-07-16 | 781.7122 | 738.1899 | 696.4455 | 678.8141 | 710.7212 | 798.3853 | 900.9728 | 905.0721 | 888.1481 | 820.3776 | 740.5689 | 684.2784 | 624.7377 | 640.204 | 699.874 | 790.9809 | 874.8027 | 973.4281 | 1029.4357 | 1057.9623 | 1035.5188 | 1025.2155 | 982.1089 | 898.0548
2027-07-17 | 788.7288 | 738.8747 | 692.5062 | 668.4454 | 665.7728 | 682.7179 | 725.1571 | 744.7564 | 740.0525 | 732.7184 | 706.1026 | 680.1602 | 598.3765 | 584.4043 | 616.8 | 715.271 | 832.638 | 930.9196 | 983.0506 | 1006.4568 | 998.832 | 990.3648 | 951.2848 | 884.7664
2027-07-18 | 784.1884 | 734.7456 | 689.7977 | 663.5124 | 658.8356 | 650.9653 | 662.9538 | 667.07 | 695.9835 | 649.6554 | 640.8131 | 641.641 | 612.6081 | 569.066 | 632.6402 | 730.526 | 849.9842 | 922.4994 | 996.247 | 1033.8061 | 1044.6825 | 1015.1889 | 942.9526 | 853.5033
2027-07-19 | 780.838 | 718.1101 | 678.8374 | 668.4336 | 703.1804 | 794.6553 | 900.4166 | 899.9334 | 853.3289 | 792.7545 | 762.272 | 738.4684 | 654.1673 | 656.7842 | 679.4752 | 752.2388 | 888.9345 | 982.6627 | 1079.5005 | 1114.0299 | 1093.2558 | 1050.6771 | 973.9196 | 881.1077
2027-07-20 | 774.0065 | 725.6411 | 680.2171 | 663.6011 | 698.4954 | 792.643 | 896.5725 | 892.5111 | 832.1279 | 763.776 | 714.944 | 646.1077 | 598.5075 | 599.2849 | 647.4687 | 750.5583 | 853.8028 | 964.8018 | 1038.8353 | 1095.3833 | 1067.5305 | 1026.4265 | 943.8927 | 851.2507
2027-07-21 | 767.7706 | 725.8642 | 687.488 | 671.559 | 703.5303 | 797.7843 | 903.9235 | 893.3032 | 838.8954 | 771.6143 | 720.5932 | 672.396 | 622.4733 | 630.1756 | 685.6924 | 800.0832 | 913.6272 | 994.4464 | 1052.9978 | 1088.6657 | 1062.0691 | 1040.8445 | 970.1504 | 871.7772
2027-07-22 | 776.171 | 731.597 | 696.4806 | 681.5823 | 713.4873 | 810.9226 | 916.5775 | 941.3586 | 908.9446 | 818.6133 | 766.8256 | 741.6582 | 677.8379 | 674.9579 | 713.903 | 839.322 | 975.8176 | 1026.3085 | 1067.3239 | 1106.1322 | 1088.2961 | 1059.327 | 976.8033 | 884.5734
2027-07-23 | 775.5874 | 731.9941 | 687.3171 | 670.5461 | 701.3543 | 790.8492 | 892.4221 | 893.7115 | 886.0855 | 837.1746 | 776.8829 | 730.3847 | 658.4602 | 670.66 | 713.2873 | 792.9293 | 885.4094 | 970.3553 | 1015.1455 | 1049.4295 | 1022.5735 | 1016.9666 | 968.3051 | 887.4631
2027-07-24 | 791.0443 | 739.1187 | 695.6423 | 671.8481 | 669.6137 | 687.4334 | 732.3142 | 765.2184 | 792.4464 | 785.1943 | 759.5574 | 740.1051 | 731.167 | 643.2269 | 656.0284 | 736.4413 | 841.3379 | 917.7975 | 986.6826 | 1005.1908 | 1003.0735 | 992.7078 | 953.9457 | 887.5204
2027-07-25 | 787.3038 | 736.9087 | 692.0047 | 665.8618 | 661.4116 | 655.3406 | 669.4018 | 670.1884 | 679.9706 | 637.8824 | 612.7539 | 567.5957 | 506.8293 | 486.8635 | 546.5745 | 675.1194 | 816.5272 | 924.708 | 1005.3338 | 1039.2169 | 1045.2389 | 1015.3569 | 945.7494 | 857.0144
2027-07-26 | 776.5578 | 712.0843 | 674.0665 | 663.6922 | 698.6467 | 788.5004 | 894.4875 | 894.2234 | 867.9155 | 810.6649 | 770.8128 | 768.5108 | 675.7788 | 638.1733 | 667.6867 | 758.4479 | 903.7691 | 986.1143 | 1072.8432 | 1108.3075 | 1084.4118 | 1045.9658 | 966.9145 | 875.5362
2027-07-27 | 790.7817 | 736.6156 | 695.7113 | 678.3304 | 713.2068 | 807.3439 | 917.5817 | 919.3769 | 871.5171 | 826.7209 | 756.7496 | 716.0932 | 631.4335 | 621.305 | 634.9059 | 752.4783 | 878.6107 | 986.0999 | 1061.7128 | 1109.5398 | 1087.4257 | 1046.3623 | 964.177 | 870.9674
2027-07-28 | 767.381 | 725.6196 | 686.7154 | 669.6837 | 700.0119 | 791.8258 | 896.8161 | 890.9091 | 841.274 | 778.4933 | 721.6905 | 697.226 | 647.7563 | 623.5031 | 649.8711 | 769.4344 | 889.8628 | 989.6472 | 1046.8628 | 1083.5939 | 1059.5894 | 1039.3611 | 969.6258 | 873.2694
2027-07-29 | 754.9147 | 709.8227 | 674.888 | 659.5077 | 690.4037 | 782.5449 | 885.7307 | 877.3931 | 819.7384 | 768.2676 | 709.6131 | 621.6729 | 589.8801 | 605.5264 | 631.33 | 719.9009 | 846.1543 | 957.9393 | 1027.1568 | 1076.9735 | 1060.3797 | 1030.6941 | 949.9256 | 859.2373
2027-07-30 | 766.3941 | 723.3791 | 678.1744 | 660.3074 | 690.492 | 775.9902 | 875.2136 | 873.5394 | 827.8135 | 753.9814 | 705.0253 | 632.5468 | 568.6893 | 570.8982 | 631.6879 | 713.9033 | 843.1963 | 930.9311 | 1002.2171 | 1032.3248 | 1008.1234 | 1004.6025 | 956.2898 | 874.8535
2027-07-31 | 792.2089 | 742.773 | 697.1121 | 671.8075 | 668.9809 | 686.4018 | 729.5392 | 748.3119 | 748.8366 | 709.3021 | 694.0156 | 685.694 | 596.1004 | 603.9377 | 691.2348 | 766.8341 | 876.3926 | 955.9056 | 978.7348 | 1003.4003 | 1001.7498 | 996.3095 | 958.2562 | 889.528
2027-08-01 | 845.5181 | 786.8118 | 740.0687 | 715.1168 | 715.6432 | 727.4367 | 754.5326 | 762.4035 | 795.493 | 773.4284 | 732.8846 | 705.993 | 632.399 | 588.1619 | 604.8175 | 691.732 | 829.3513 | 962.6088 | 1073.752 | 1105.3711 | 1114.1916 | 1078.0549 | 998.0476 | 908.5541
2027-08-02 | 833.1576 | 762.3087 | 722.1395 | 712.9701 | 751.15 | 851.7913 | 964.2121 | 939.3373 | 892.3997 | 825.4062 | 781.1493 | 739.2638 | 708.158 | 686.9291 | 727.098 | 790.0942 | 938.6421 | 1041.0739 | 1134.3118 | 1169.2608 | 1145.943 | 1098.7632 | 1018.7844 | 924.939
2027-08-03 | 831.3247 | 775.9375 | 726.0938 | 712.0895 | 749.7062 | 853.2227 | 964.8595 | 929.0646 | 855.4769 | 783.6379 | 731.7804 | 641.0809 | 640.6282 | 633.4333 | 662.672 | 777.1792 | 914.7747 | 1035.5875 | 1105.6452 | 1152.8351 | 1130.6093 | 1083.1867 | 995.5471 | 903.6288
2027-08-04 | 809.6813 | 765.6489 | 719.5604 | 705.425 | 740.2573 | 843.0483 | 950.8917 | 929.8737 | 855.7327 | 791.0164 | 768.9084 | 718.4768 | 654.0035 | 644.1253 | 655.2731 | 754.4679 | 899.5468 | 1030.4968 | 1090.2514 | 1130.7689 | 1103.0859 | 1074.9432 | 1001.3651 | 907.1484
2027-08-05 | 800.9493 | 752.9102 | 712.5184 | 699.9143 | 735.4635 | 840.1507 | 949.432 | 919.7415 | 872.048 | 822.8292 | 760.0711 | 749.9439 | 725.7696 | 697.7305 | 728.1821 | 814.1539 | 932.4709 | 1014.6439 | 1072.9525 | 1128.8017 | 1109.9001 | 1072.6481 | 985.6625 | 895.3735
2027-08-06 | 809.2527 | 761.2614 | 712.3336 | 698.2762 | 733.4879 | 830.0871 | 938.2567 | 922.6178 | 902.3624 | 863.4191 | 778.1559 | 747.3935 | 705.1224 | 672.6107 | 716.3591 | 797.9768 | 910.9804 | 992.1506 | 1045.1716 | 1080.8468 | 1054.2954 | 1043.0282 | 988.5338 | 909.8009
2027-08-07 | 837.8929 | 781.4269 | 732.7768 | 710.7218 | 713.7547 | 746.6764 | 800.585 | 804.7408 | 820.5572 | 772.6163 | 729.683 | 675.7901 | 622.7118 | 593.5399 | 628.855 | 719.9547 | 866.1056 | 982.783 | 1043.9591 | 1057.4706 | 1050.6581 | 1039.1499 | 992.7547 | 926.2627
2027-08-08 | 837.648 | 780.8398 | 734.0373 | 709.9633 | 710.6503 | 722.1338 | 749.9155 | 733.2144 | 731.2317 | 691.5923 | 636.9106 | 546.9054 | 526.5004 | 489.1103 | 561.3694 | 656.4268 | 851.8011 | 983.5478 | 1070.615 | 1096.3754 | 1104.606 | 1071.2213 | 990.3489 | 900.5763
2027-08-09 | 826.5889 | 753.9629 | 714.8051 | 706.3235 | 744.4118 | 845.6972 | 961.686 | 965.0811 | 929.773 | 848.4709 | 803.559 | 784.3212 | 740.3004 | 715.5253 | 741.1675 | 832.344 | 969.1799 | 1053.1252 | 1124.8173 | 1163.1772 | 1136.9499 | 1091.0617 | 1009.1756 | 918.3949
2027-08-10 | 833.484 | 776.5692 | 729.9141 | 714.1226 | 751.935 | 857.8333 | 970.157 | 950.8826 | 908.9776 | 838.7075 | 782.1522 | 749.206 | 675.1971 | 649.9655 | 665.041 | 739.1915 | 884.9205 | 1025.8698 | 1107.5173 | 1159.7695 | 1128.3941 | 1086.3543 | 997.7536 | 907.2765
2027-08-11 | 792.3053 | 744.0871 | 700.1441 | 688.616 | 722.0507 | 824.2318 | 935.0343 | 906.6752 | 826.4459 | 765.2297 | 724.9609 | 666.4675 | 603.8084 | 601.8208 | 650.5142 | 755.9602 | 917.4799 | 1015.4415 | 1069.2539 | 1106.0712 | 1077.5723 | 1049.367 | 973.8509 | 879.5991
2027-08-12 | 797.1261 | 750.2261 | 707.4091 | 695.0343 | 730.6828 | 835.5158 | 944.3214 | 908.1198 | 849.6421 | 780.7928 | 740.5905 | 662.3602 | 620.7658 | 611.1733 | 648.7245 | 745.321 | 890.0388 | 994.6948 | 1062.5799 | 1122.3019 | 1101.3971 | 1065.5054 | 980.4068 | 890.0533
2027-08-13 | 815.6466 | 768.1113 | 720.1073 | 705.2697 | 739.4914 | 839.4783 | 948.8715 | 923.6426 | 888.3793 | 816.2043 | 740.7008 | 656.5893 | 621.9829 | 615.6649 | 675.765 | 774.2046 | 899.8407 | 1004.1145 | 1056.7466 | 1084.1545 | 1063.5361 | 1049.6318 | 999.087 | 919.0845
2027-08-14 | 834.2602 | 777.091 | 728.1631 | 706.3831 | 709.2755 | 741.1932 | 792.7541 | 793.2117 | 794.395 | 736.4885 | 685.8863 | 626.238 | 578.2235 | 568.8505 | 644.8048 | 767.4206 | 889.2536 | 987.4025 | 1036.4772 | 1047.6056 | 1044.3397 | 1029.6379 | 984.1809 | 917.3927
2027-08-15 | 822.3235 | 767.3216 | 719.8863 | 696.6068 | 697.2004 | 704.0704 | 732.1417 | 720.441 | 721.7349 | 653.5247 | 621.7602 | 526.9607 | 521.2672 | 495.7026 | 556.3878 | 654.8596 | 860.9945 | 962.7349 | 1053.6692 | 1078.8626 | 1086.1489 | 1050.494 | 971.4113 | 882.408
2027-08-16 | 821.8938 | 752.6693 | 710.7633 | 702.3424 | 740.271 | 840.6395 | 954.1249 | 924.8786 | 854.0753 | 806.2676 | 775.6881 | 752.0925 | 682.3581 | 687.1003 | 767.7571 | 866.4373 | 990.3581 | 1079.8667 | 1138.861 | 1159.6192 | 1133.8351 | 1085.619 | 1003.4461 | 914.5724
2027-08-17 | 828.5484 | 772.3268 | 724.1186 | 708.5792 | 746.1093 | 850.2749 | 965.4686 | 931.3579 | 867.1366 | 792.578 | 736.7814 | 655.5763 | 641.5322 | 662.3131 | 699.1364 | 781.8533 | 931.1974 | 1048.0066 | 1108.3126 | 1152.9496 | 1123.6083 | 1075.1139 | 990.0536 | 899.5683
2027-08-18 | 806.6332 | 757.5791 | 714.8297 | 701.402 | 735.6785 | 840.9845 | 953.0776 | 918.4538 | 839.0867 | 795.413 | 744.5479 | 698.4579 | 682.0002 | 686.5703 | 755.6698 | 862.0566 | 977.3143 | 1051.7666 | 1099.2632 | 1124.2552 | 1095.3677 | 1069.4787 | 993.0103 | 898.8687
2027-08-19 | 794.318 | 746.2606 | 705.1231 | 692.9329 | 728.9042 | 832.5909 | 942.2152 | 917.4298 | 860.6472 | 800.6179 | 760.1786 | 716.4047 | 626.8917 | 638.0186 | 662.3055 | 753.9736 | 915.5882 | 1023.9982 | 1082.7034 | 1121.3039 | 1099.9341 | 1062.8421 | 975.9183 | 886.7522
2027-08-20 | 842.8738 | 793.4086 | 740.1996 | 710.0123 | 719.8896 | 752.1983 | 800.9592 | 759.6058 | 777.1793 | 741.3703 | 704.312 | 612.7391 | 563.2544 | 545.2679 | 616.329 | 783.9056 | 899.9143 | 1000.9883 | 1024.3457 | 1026.5096 | 1016.9541 | 1027.7464 | 978.88 | 909.6724
2027-08-21 | 830.5392 | 772.5901 | 722.7597 | 704.0149 | 708.6845 | 740.4219 | 795.8862 | 790.253 | 778.507 | 769.4075 | 737.373 | 680.5379 | 595.391 | 555.5708 | 591.0213 | 701.8098 | 848.2546 | 972.6412 | 1041.7291 | 1048.4601 | 1045.6809 | 1026.8082 | 983.9339 | 916.9428
2027-08-22 | 832.7032 | 777.0774 | 729.4955 | 705.4602 | 705.9899 | 714.5835 | 745.7201 | 735.4891 | 750.5373 | 719.9174 | 673.3463 | 654.1437 | 612.8982 | 594.0121 | 692.8107 | 766.991 | 909.5995 | 1015.9424 | 1074.6316 | 1091.7213 | 1100.2553 | 1064.5473 | 985.4892 | 895.9235
2027-08-23 | 817.9376 | 749.3365 | 705.9309 | 697.7717 | 735.378 | 834.5138 | 950.9437 | 959.5311 | 928.381 | 921.9573 | 900.0081 | 884.3835 | 886.9216 | 884.8106 | 907.4604 | 970.7107 | 1060.0928 | 1088.4082 | 1129.0948 | 1151.8683 | 1125.7966 | 1079.7576 | 999.2273 | 912.1597
2027-08-24 | 827.0524 | 767.0567 | 718.1596 | 703.5026 | 739.4416 | 844.5965 | 964.978 | 989.1612 | 959.9209 | 907.9635 | 860.2282 | 852.0775 | 835.7113 | 783.0919 | 831.9055 | 916.5971 | 1026.3872 | 1095.1966 | 1113.6057 | 1143.462 | 1117.6597 | 1069.9253 | 983.8614 | 893.7863
2027-08-25 | 813.3368 | 763.3526 | 717.7043 | 703.7327 | 737.3543 | 841.0385 | 955.3397 | 937.3174 | 897.2182 | 831.0204 | 797.4331 | 805.5394 | 771.6393 | 773.0045 | 816.8384 | 904.1463 | 1014.3478 | 1085.0903 | 1106.6844 | 1124.0919 | 1098.9419 | 1071.1007 | 997.6371 | 902.4883
2027-08-26 | 799.7759 | 749.3119 | 706.0876 | 693.2537 | 728.1358 | 828.8344 | 940.0387 | 923.1859 | 860.8275 | 825.3852 | 760.5422 | 732.6985 | 683.7517 | 695.5404 | 796.4309 | 912.2607 | 1003.9791 | 1050.1542 | 1082.2692 | 1117.7887 | 1100.3688 | 1063.7156 | 976.3263 | 886.1817
2027-08-27 | 808.7288 | 757.746 | 707.9513 | 694.4165 | 729.0408 | 823.8007 | 927.3877 | 914.6478 | 896.5584 | 852.4039 | 793.7105 | 767.98 | 684.3718 | 708.7095 | 807.8236 | 881.6846 | 958.9844 | 1015.6565 | 1044.2307 | 1067.0849 | 1047.1418 | 1035.831 | 983.6342 | 902.0026
2027-08-28 | 819.1355 | 761.8738 | 715.7077 | 695.1248 | 696.0524 | 724.4193 | 778.4456 | 777.3765 | 747.0726 | 731.0661 | 705.108 | 649.1903 | 625.8554 | 572.0916 | 611.7548 | 710.697 | 866.9827 | 968.2766 | 1013.7863 | 1021.6521 | 1024.5424 | 1010.5577 | 966.6198 | 901.6319
2027-08-29 | 821.581 | 766.5656 | 719.5789 | 695.1808 | 695.3143 | 708.08 | 736.2035 | 707.906 | 705.3659 | 647.4786 | 608.9229 | 522.8896 | 503.4811 | 517.6343 | 609.0582 | 713.6246 | 884.4189 | 975.7189 | 1054.0849 | 1077.1635 | 1085.3347 | 1053.3117 | 972.9654 | 883.8054
2027-08-30 | 812.5732 | 740.045 | 700.0906 | 691.5342 | 728.9018 | 827.2789 | 948.3682 | 918.996 | 861.0918 | 794.471 | 762.4474 | 708.6946 | 660.3792 | 663.0863 | 709.9802 | 788.5976 | 947.4654 | 1041.3636 | 1123.8245 | 1145.6131 | 1123.1977 | 1075.5888 | 991.182 | 901.4622
2027-08-31 | 814.4638 | 758.7762 | 711.823 | 697.8591 | 733.1998 | 830.9434 | 945.6236 | 938.209 | 886.9141 | 810.184 | 743.3271 | 695.8806 | 638.2459 | 644.1736 | 649.8394 | 743.141 | 873.8971 | 964.332 | 1058.5482 | 1121.7178 | 1105.2899 | 1058.7207 | 969.0385 | 881.4986
2027-09-01 | 785.7106 | 743.9186 | 703.3978 | 693.8205 | 728.9906 | 831.323 | 947.6639 | 914.1712 | 852.3687 | 749.9061 | 712.3205 | 693.4994 | 677.7035 | 665.2378 | 665.7295 | 742.7571 | 900.5923 | 996.9037 | 1091.3675 | 1101.4985 | 1066.7721 | 1035.088 | 962.4004 | 874.1209
2027-09-02 | 796.0736 | 749.326 | 717.3729 | 705.7341 | 740.2975 | 846.692 | 960.5764 | 924.4015 | 873.9991 | 819.5786 | 786.9288 | 773.4069 | 709.9419 | 693.9467 | 704.1798 | 789.9052 | 928.0831 | 1022.1531 | 1104.305 | 1124.1661 | 1092.6609 | 1056.7219 | 973.2383 | 887.5461
2027-09-03 | 801.8979 | 756.9539 | 718.4403 | 704.2502 | 738.0153 | 839.4471 | 953.9962 | 937.8679 | 934.5891 | 890.1923 | 867.9373 | 864.042 | 865.2993 | 832.5246 | 802.7419 | 847.677 | 944.2782 | 1002.9812 | 1076.4994 | 1073.0182 | 1042.2622 | 1031.106 | 984.2737 | 906.8508
2027-09-04 | 821.5106 | 767.1983 | 724.1419 | 703.5302 | 706.5052 | 744.0072 | 804.1314 | 779.8537 | 759.2393 | 729.8562 | 705.7772 | 662.0801 | 602.7932 | 600.8555 | 613.5071 | 693.8513 | 826.912 | 943.8346 | 1046.1219 | 1033.9097 | 1020.1758 | 1001.3262 | 961.0428 | 896.3658
2027-09-05 | 822.9516 | 771.9536 | 730.633 | 707.7364 | 708.2854 | 722.831 | 757.1165 | 720.3507 | 695.6308 | 635.7458 | 607.2137 | 499.7972 | 490.7489 | 488.6075 | 557.903 | 682.1583 | 837.0909 | 952.4675 | 1078.521 | 1078.8742 | 1078.1901 | 1042.3752 | 969.0346 | 882.8189
2027-09-06 | 834.4318 | 770.6851 | 731.354 | 709.1201 | 725.4096 | 773.9371 | 828.7803 | 772.2749 | 758.0239 | 695.6709 | 686.0877 | 605.1858 | 552.7426 | 539.5989 | 570.2568 | 697.2592 | 853.4582 | 979.4821 | 1105.6138 | 1094.6708 | 1067.0352 | 1040.8366 | 964.1213 | 887.5911
2027-09-07 | 813.3392 | 762.2571 | 719.7319 | 707.9665 | 746.5861 | 851.9797 | 976.081 | 948.3523 | 918.8497 | 826.0195 | 751.6467 | 719.5602 | 685.0291 | 706.3243 | 714.8409 | 799.3314 | 923.2621 | 1023.1138 | 1123.5409 | 1138.379 | 1104.8469 | 1053.3587 | 970.3069 | 883.123
2027-09-08 | 789.4884 | 745.3773 | 707.9323 | 696.2921 | 730.4799 | 832.1159 | 948.3278 | 902.1802 | 823.0416 | 733.6806 | 695.5486 | 644.7601 | 611.1691 | 604.2067 | 650.3806 | 778.0812 | 924.84 | 997.9331 | 1095.3707 | 1101.6432 | 1067.5058 | 1036.0294 | 966.4955 | 873.5815
2027-09-09 | 790.0823 | 744.7966 | 711.9705 | 700.0857 | 733.154 | 838.0024 | 954.5295 | 919.017 | 858.7076 | 785.4112 | 760.6328 | 710.6854 | 629.3068 | 646.4422 | 661.7672 | 767.3586 | 901.6675 | 1004.2471 | 1097.2779 | 1109.2022 | 1084.1585 | 1048.5304 | 964.5169 | 879.9978
2027-09-10 | 798.7831 | 754.5596 | 712.0945 | 698.8443 | 732.9023 | 830.8952 | 940.8514 | 894.7796 | 859.7111 | 775.111 | 734.7549 | 686.6619 | 641.5448 | 631.8069 | 656.8896 | 772.9436 | 916.5701 | 1006.1857 | 1074.3178 | 1068.234 | 1036.9338 | 1021.7159 | 968.6548 | 892.7219
2027-09-11 | 813.5237 | 761.6345 | 718.3552 | 698.2545 | 701.5784 | 738.1509 | 797.263 | 775.5449 | 779.6779 | 729.7417 | 696.9398 | 687.7628 | 672.3016 | 701.0608 | 721.032 | 821.1398 | 916.4787 | 996.7897 | 1050.9311 | 1035.4244 | 1017.4785 | 999.156 | 956.594 | 891.8372
2027-09-12 | 815.0132 | 765.2374 | 723.4193 | 700.9317 | 701.5672 | 717.6497 | 757.8225 | 747.5387 | 764.7258 | 723.6699 | 725.327 | 725.0278 | 727.4389 | 666.9435 | 701.6936 | 828.4016 | 936.8419 | 987.5611 | 1075.6811 | 1069.6733 | 1071.5799 | 1036.2248 | 959.3619 | 873.4353
2027-09-13 | 807.7223 | 740.6208 | 702.7613 | 695.2818 | 732.4764 | 836.5113 | 956.6301 | 937.9138 | 916.5135 | 886.4312 | 869.5382 | 859.077 | 858.009 | 830.8318 | 856.8729 | 912.8427 | 1016.1021 | 1048.1042 | 1132.6414 | 1130.6456 | 1098.3427 | 1050.901 | 977.4056 | 894.0871
2027-09-14 | 802.2659 | 748.1732 | 704.5549 | 691.4106 | 728.0658 | 832.6234 | 952.2087 | 917.0197 | 855.864 | 787.2693 | 762.9642 | 754.0017 | 696.2662 | 696.3351 | 699.1142 | 787.8538 | 921.7707 | 1024.6471 | 1093.1993 | 1114.6652 | 1075.5404 | 1025.5995 | 942.816 | 857.7514
2027-09-15 | 799.7116 | 757.3438 | 720.0936 | 706.7777 | 740.1569 | 847.3367 | 969.3053 | 967.4008 | 919.015 | 844.0636 | 763.0872 | 757.5946 | 725.5119 | 683.9625 | 727.8213 | 832.304 | 980.0161 | 1048.6777 | 1120.2749 | 1114.6984 | 1081.081 | 1052.815 | 978.0899 | 889.7731
2027-09-16 | 802.1028 | 759.0871 | 724.0201 | 711.1341 | 746.5609 | 853.3187 | 968.573 | 942.287 | 897.0103 | 828.4582 | 782.1116 | 735.9978 | 619.3701 | 631.9018 | 651.1825 | 746.1404 | 919.6399 | 1032.8836 | 1118.2968 | 1124.4405 | 1099.2924 | 1064.3793 | 979.0959 | 894.9465
2027-09-17 | 801.4912 | 756.794 | 713.3046 | 700.931 | 735.0408 | 835.3171 | 951.2482 | 914.5736 | 881.0211 | 815.7788 | 744.2789 | 713.8243 | 704.0184 | 680.8036 | 700.7197 | 798.5672 | 940.895 | 1023.5022 | 1073.6981 | 1070.0868 | 1036.6425 | 1023.9504 | 972.7182 | 895.335
2027-09-18 | 817.4947 | 766.7257 | 724.2716 | 703.9421 | 707.3595 | 744.5605 | 802.043 | 779.3004 | 745.9208 | 671.4556 | 637.7802 | 529.2446 | 485.2749 | 480.9269 | 530.2331 | 651.0226 | 817.5248 | 952.332 | 1052.5508 | 1035.1899 | 1022.1662 | 1003.4918 | 964.0335 | 900.4175
2027-09-19 | 818.8368 | 766.4768 | 724.6997 | 702.1288 | 703.0977 | 718.3134 | 756.5022 | 729.5362 | 734.2948 | 675.9079 | 634.9986 | 571.8603 | 505.6111 | 498.1965 | 578.1331 | 679.5029 | 826.3955 | 954.722 | 1071.7107 | 1066.8573 | 1068.9523 | 1032.7089 | 960.257 | 874.0611
2027-09-20 | 808.4979 | 744.5459 | 707.2295 | 699.3829 | 736.9292 | 837.3344 | 957.6054 | 936.6031 | 888.039 | 798.5305 | 754.672 | 687.4777 | 609.5001 | 612.5062 | 655.6575 | 776.3754 | 944.2453 | 1035.3208 | 1133.6178 | 1134.7261 | 1103.5662 | 1055.7427 | 978.8802 | 892.2601
2027-09-21 | 818.7067 | 767.5595 | 725.189 | 710.4604 | 745.8571 | 853.1841 | 977.5248 | 946.2007 | 904.4133 | 836.8933 | 788.5518 | 773.5784 | 700.0082 | 705.8373 | 677.5582 | 775.6883 | 952.0305 | 1072.8051 | 1131.6037 | 1141.0537 | 1106.555 | 1055.7596 | 970.7596 | 885.4337
2027-09-22 | 792.1167 | 752.1129 | 712.8107 | 699.9828 | 734.3704 | 840.3476 | 959.4481 | 956.0488 | 873.5356 | 788.2458 | 742.233 | 700.3408 | 629.4724 | 627.4363 | 660.8185 | 786.9578 | 929.7628 | 1042.0883 | 1113.8311 | 1107.0875 | 1074.2538 | 1042.6965 | 972.4984 | 881.4072
2027-09-23 | 799.0219 | 753.6223 | 716.9957 | 704.969 | 738.332 | 847.0661 | 965.1741 | 930.2091 | 869.3783 | 760.0045 | 741.4964 | 690.1768 | 632.3441 | 659.5561 | 706.5452 | 807.0071 | 966.0497 | 1047.5679 | 1114.5772 | 1120.0536 | 1091.8583 | 1053.6212 | 973.055 | 890.4466
2027-09-24 | 809.8881 | 763.4149 | 722.467 | 708.2566 | 741.268 | 843.8336 | 962.2816 | 926.1939 | 881.8954 | 798.7888 | 734.8017 | 657.8395 | 599.9135 | 605.0022 | 640.0641 | 748.044 | 919.9426 | 1036.1757 | 1094.6652 | 1081.8178 | 1053.0273 | 1033.9086 | 986.1172 | 905.6393
2027-09-25 | 832.7885 | 778.7218 | 735.7265 | 714.6529 | 717.7587 | 757.1417 | 822.3093 | 823.5797 | 805.6497 | 779.031 | 716.7779 | 647.4196 | 574.4971 | 562.7326 | 607.9167 | 735.8037 | 891.5376 | 995.1434 | 1077.1941 | 1054.6961 | 1038.7501 | 1022.1596 | 979.1383 | 915.1516
2027-09-26 | 829.7449 | 778.0865 | 736.8618 | 713.4809 | 714.4279 | 735.0774 | 774.3769 | 760.6623 | 760.5719 | 728.022 | 711.3043 | 692.8286 | 642.0545 | 613.6301 | 682.1136 | 748.6852 | 905.6495 | 1013.4672 | 1089.7748 | 1085.0936 | 1088.1137 | 1054.1859 | 980.5629 | 893.5907
2027-09-27 | 810.6686 | 745.6814 | 708.0663 | 700.0863 | 734.6388 | 837.5519 | 956.8008 | 939.6908 | 896.5616 | 852.5998 | 847.977 | 818.2148 | 785.1119 | 761.1557 | 825.7654 | 900.4689 | 1012.4548 | 1059.6759 | 1126.3603 | 1128.6606 | 1103.2508 | 1054.6771 | 978.0352 | 894.5472
2027-09-28 | 812.1113 | 757.9201 | 715.1368 | 701.5728 | 737.0118 | 843.983 | 960.1776 | 935.7536 | 885.9491 | 802.2081 | 742.7819 | 709.6704 | 661.8488 | 638.9059 | 662.2253 | 784.3579 | 941.4884 | 1033.2201 | 1097.0247 | 1120.4903 | 1089.2483 | 1039.9649 | 957.7565 | 871.5392
2027-09-29 | 797.0919 | 754.384 | 718.1684 | 705.0915 | 736.1654 | 839.821 | 959.1986 | 929.9815 | 859.0657 | 771.3797 | 734.7752 | 701.0226 | 646.2651 | 694.2597 | 744.4284 | 858.3718 | 986.6423 | 1057.8985 | 1104.0149 | 1105.2516 | 1078.4863 | 1049.2657 | 974.3131 | 883.1412
2027-09-30 | 782.8289 | 741.35 | 704.1247 | 692.2209 | 724.973 | 826.2989 | 939.9882 | 905.0949 | 837.7602 | 742.842 | 709.721 | 673.4695 | 635.284 | 637.6061 | 632.6699 | 747.9939 | 914.6895 | 1007.3106 | 1077.602 | 1094.1838 | 1073.7427 | 1035.5335 | 951.002 | 869.8176
2027-10-01 | 760.8678 | 716.5766 | 673.7052 | 658.6688 | 683.8595 | 775.1078 | 880.5203 | 869.5429 | 841.2362 | 781.691 | 726.4917 | 686.1802 | 598.4902 | 606.1044 | 692.9584 | 804.8703 | 927.6813 | 1015.8341 | 1071.2968 | 1034.2326 | 1010.7235 | 993.0281 | 937.9335 | 854.5868
2027-10-02 | 779.0808 | 729.5956 | 685.1813 | 663.8613 | 658.9595 | 689.9011 | 743.1191 | 732.6358 | 721.3507 | 684.6182 | 672.1242 | 665.4798 | 572.9663 | 596.1022 | 632.4645 | 747.9769 | 868.1857 | 982.0023 | 1052.7773 | 1006.805 | 995.8983 | 979.5059 | 933.4524 | 863.5185
2027-10-03 | 782.4552 | 729.0961 | 686.9528 | 663.8293 | 657.0502 | 672.0988 | 696.0044 | 683.1791 | 689.6462 | 660.7653 | 665.9282 | 654.6828 | 583.5119 | 577.1884 | 616.9051 | 703.0202 | 878.6143 | 989.9648 | 1086.3219 | 1052.1232 | 1043.8573 | 1008.1923 | 930.736 | 841.1383
2027-10-04 | 764.9167 | 702.8808 | 665.5083 | 657.0681 | 684.9706 | 781.4688 | 891.5611 | 886.2954 | 843.0758 | 774.5804 | 752.7498 | 754.0317 | 680.6989 | 731.5215 | 790.6906 | 902.8027 | 1000.5317 | 1055.1166 | 1127.4348 | 1095.4989 | 1072.8685 | 1026.2171 | 941.7567 | 848.9176
2027-10-05 | 767.9482 | 718.7549 | 675.2121 | 660.4211 | 689.5869 | 789.8628 | 902.699 | 895.4671 | 844.5486 | 798.3704 | 755.2741 | 758.9757 | 688.564 | 695.1725 | 722.498 | 823.5661 | 950.1461 | 1051.0098 | 1102.9079 | 1088.1222 | 1059.479 | 1010.7016 | 921.9887 | 830.0774
2027-10-06 | 750.0075 | 707.4853 | 670.3283 | 656.9581 | 682.8388 | 778.9111 | 889.0995 | 876.5382 | 827.0657 | 790.3066 | 753.7231 | 772.9488 | 719.1898 | 695.9666 | 741.4357 | 842.0139 | 956.2845 | 1045.1518 | 1095.1564 | 1062.7847 | 1038.6127 | 1007.0097 | 931.2993 | 834.2716
2027-10-07 | 750.0085 | 707.1365 | 669.4612 | 656.8115 | 682.3351 | 779.5977 | 887.6067 | 871.0337 | 812.234 | 753.998 | 736.5659 | 739.3599 | 669.4788 | 709.7314 | 750.1091 | 854.0118 | 965.9336 | 1037.8988 | 1094.6103 | 1073.4489 | 1048.9836 | 1011.6458 | 926.33 | 838.9291
2027-10-08 | 764.295 | 718.2898 | 676.7948 | 661.1594 | 686.7719 | 779.8138 | 887.4324 | 869.8431 | 815.3011 | 739.8866 | 691.302 | 647.5214 | 632.665 | 688.6886 | 768.2934 | 885.7976 | 979.8749 | 1046.557 | 1074.0824 | 1034.5062 | 1011.1623 | 995.973 | 945.0987 | 865.8243
2027-10-09 | 779.7406 | 727.8307 | 683.9823 | 662.371 | 657.8691 | 688.4249 | 742.9992 | 740.7962 | 721.0446 | 664.1261 | 632.571 | 571.0568 | 496.979 | 489.3429 | 556.1179 | 696.9073 | 864.3929 | 984.6487 | 1042.3066 | 996.5994 | 990.7558 | 973.6509 | 928.2254 | 860.8515
2027-10-10 | 781.2527 | 728.0347 | 685.8829 | 662.7841 | 655.8327 | 666.0413 | 695.4202 | 687.286 | 682.7633 | 647.1018 | 619.4536 | 606.2293 | 544.806 | 545.5273 | 612.6486 | 711.3121 | 881.9779 | 995.2161 | 1068.2852 | 1035.7675 | 1039.795 | 1007.2158 | 929.948 | 839.4981
2027-10-11 | 768.1047 | 705.5457 | 668.2702 | 660.5001 | 692.888 | 802.0922 | 918.6676 | 908.5823 | 857.9926 | 785.9667 | 767.9283 | 740.2791 | 685.5939 | 714.3297 | 742.0401 | 865.8633 | 1004.5356 | 1084.2377 | 1153.6565 | 1118.697 | 1083.19 | 1031.3754 | 948.9559 | 857.4259
2027-10-12 | 778.6675 | 726.4144 | 683.1184 | 667.7567 | 696.3858 | 801.482 | 915.0583 | 904.6771 | 865.4659 | 820.7947 | 778.2086 | 790.2727 | 772.7192 | 815.9369 | 834.1204 | 906.6458 | 1030.8829 | 1090.8441 | 1123.5535 | 1104.5733 | 1071.8595 | 1022.6649 | 936.814 | 844.6969
2027-10-13 | 751.7515 | 712.0982 | 670.7838 | 657.1825 | 682.9568 | 784.9092 | 896.7967 | 899.867 | 857.7174 | 818.5391 | 780.3536 | 791.9201 | 823.4019 | 754.3895 | 779.8253 | 851.1491 | 987.6362 | 1062.1095 | 1101.3334 | 1069.2226 | 1038.4667 | 1007.9904 | 933.0892 | 841.3087
2027-10-14 | 756.4666 | 711.1811 | 673.2681 | 660.6013 | 686.9243 | 790.6305 | 901.1433 | 884.511 | 829.3241 | 765.5488 | 761.8548 | 771.8345 | 711.7044 | 739.213 | 796.4721 | 901.0481 | 1002.9841 | 1067.8971 | 1103.7336 | 1081.5992 | 1054.642 | 1016.1585 | 931.2616 | 844.638
2027-10-15 | 771.0302 | 726.1272 | 683.5252 | 667.9433 | 693.4548 | 791.2292 | 899.3312 | 930.2887 | 938.0038 | 876.0718 | 815.8522 | 782.5613 | 771.2169 | 736.7405 | 786.7933 | 899.5418 | 1017.5989 | 1065.0198 | 1085.4546 | 1043.7193 | 1020.1759 | 1006.3447 | 949.91 | 873.07
2027-10-16 | 782.4282 | 729.6723 | 685.5574 | 663.802 | 658.8298 | 689.8918 | 744.712 | 753.0086 | 740.5215 | 696.1964 | 660.7563 | 637.5938 | 573.4136 | 569.1245 | 625.4429 | 753.6278 | 908.3561 | 1006.3388 | 1045.7212 | 1000.7339 | 993.7125 | 975.0839 | 928.7545 | 860.4065
2027-10-17 | 784.806 | 731.6019 | 689.488 | 666.2453 | 659.3289 | 671.8648 | 701.2326 | 709.9435 | 716.0227 | 703.4913 | 673.9574 | 629.7186 | 571.2512 | 585.0959 | 650.7411 | 772.1961 | 914.2733 | 1023.2049 | 1079.6844 | 1044.2985 | 1047.3826 | 1013.7088 | 936.1092 | 844.9739
2027-10-18 | 768.351 | 702.6892 | 663.8957 | 654.8565 | 683.3954 | 780.9139 | 892.7315 | 890.7863 | 841.5852 | 795.9658 | 795.5344 | 767.2153 | 691.5957 | 727.6218 | 729.7526 | 817.0361 | 978.0015 | 1059.5173 | 1124.263 | 1090.7936 | 1065.1711 | 1020.2594 | 937.6245 | 848.9867
2027-10-19 | 759.1881 | 707.0542 | 662.635 | 648.8734 | 677.7083 | 777.6438 | 889.7151 | 869.6304 | 822.0126 | 764.8601 | 742.461 | 738.344 | 662.0404 | 688.4815 | 738.0824 | 856.9714 | 969.1381 | 1054.7677 | 1086.8261 | 1075.9576 | 1042.3345 | 994.1189 | 905.0697 | 817.3833
2027-10-20 | 755.7866 | 716.2096 | 676.0505 | 662.0627 | 687.8061 | 788.8529 | 902.59 | 926.6305 | 865.5245 | 802.9371 | 769.4431 | 740.193 | 662.6184 | 674.1752 | 741.0871 | 845.2155 | 991.2167 | 1071.9018 | 1105.0037 | 1070.4937 | 1046.5441 | 1015.779 | 937.2727 | 843.8247
2027-10-21 | 751.9314 | 707.9218 | 670.3165 | 657.7288 | 683.9638 | 784.5634 | 895.36 | 887.4209 | 830.4182 | 760.7474 | 725.3228 | 698.2176 | 642.0793 | 656.0102 | 707.9369 | 837.5372 | 971.4194 | 1060.9665 | 1094.6853 | 1074.8231 | 1048.6772 | 1011.7087 | 924.623 | 836.2446
2027-10-22 | 752.6565 | 708.8597 | 665.7443 | 651.6325 | 677.0216 | 770.9195 | 878.8718 | 869.6469 | 827.2557 | 747.888 | 703.0173 | 659.15 | 611.8176 | 644.1255 | 699.002 | 835.1665 | 953.7819 | 1047.1804 | 1059.3041 | 1027.1621 | 999.9235 | 983.1069 | 925.3102 | 845.9658
2027-10-23 | 775.0064 | 723.7149 | 679.4623 | 658.006 | 653.3464 | 683.2974 | 737.7572 | 747.4875 | 741.793 | 733.7857 | 732.9358 | 728.7489 | 711.772 | 647.2318 | 685.002 | 790.7642 | 915.9601 | 1008.9552 | 1037.1189 | 991.0128 | 986.1413 | 966.4323 | 921.3387 | 856.7813
2027-10-24 | 772.5838 | 720.2251 | 678.7772 | 655.9978 | 649.249 | 659.7598 | 691.5308 | 695.5277 | 695.95 | 654.7926 | 615.6814 | 620.0143 | 551.578 | 566.0163 | 682.2928 | 796.2141 | 918.1451 | 1017.2594 | 1070.1462 | 1032.2249 | 1029.283 | 991.2217 | 916.3923 | 824.3363
2027-10-25 | 756.3909 | 691.6654 | 654.16 | 645.6332 | 673.9518 | 769.4279 | 884.6592 | 877.3987 | 817.2276 | 746.9354 | 705.196 | 730.0358 | 685.5127 | 746.7444 | 765.4498 | 883.0783 | 990.8276 | 1068.7856 | 1121.2562 | 1081.3332 | 1052.4227 | 1000.7132 | 921.7847 | 833.9888
2027-10-26 | 762.3154 | 710.0938 | 666.9782 | 652.8253 | 681.6686 | 781.5063 | 896.8971 | 880.8592 | 827.283 | 762.1945 | 724.6746 | 705.3692 | 652.7948 | 696.6706 | 725.9879 | 860.8424 | 1002.4716 | 1081.3227 | 1107.6703 | 1087.1601 | 1046.8681 | 993.7498 | 908.0714 | 817.8924
2027-10-27 | 729.6089 | 690.2567 | 648.8736 | 636.0316 | 661.7207 | 759.616 | 874.3243 | 867.0795 | 806.0697 | 743.7122 | 708.6991 | 710.0153 | 665.5084 | 679.7451 | 749.3682 | 868.8844 | 988.7075 | 1043.2004 | 1064.6064 | 1041.534 | 1007.1087 | 973.9511 | 898.9074 | 805.7446
2027-10-28 | 740.2501 | 696.277 | 658.8517 | 647.2355 | 673.7137 | 773.8861 | 886.771 | 887.5416 | 829.6916 | 780.4603 | 733.3657 | 704.3143 | 704.6472 | 743.0996 | 819.044 | 912.9737 | 1011.0892 | 1056.0845 | 1074.6467 | 1054.6015 | 1033.3328 | 994.7798 | 912.1769 | 822.7142
2027-10-29 | 757.2851 | 713.6239 | 671.5149 | 656.9031 | 682.618 | 776.8857 | 888.9817 | 900.1773 | 888.1915 | 846.6098 | 825.1729 | 811.0336 | 800.0169 | 726.5732 | 785.5451 | 897.8036 | 1006.0586 | 1061.4751 | 1064.5771 | 1031.2591 | 1003.5119 | 984.183 | 929.2389 | 850.049
2027-10-30 | 764.4567 | 713.3556 | 669.2354 | 648.6598 | 643.5012 | 673.7571 | 732.1974 | 751.6619 | 733.0127 | 719.9593 | 707.5044 | 675.2749 | 642.84 | 603.902 | 656.642 | 789.1287 | 924.933 | 991.9277 | 1017.453 | 981.3978 | 967.4789 | 950.7645 | 901.9855 | 834.703
2027-10-31 | 766.7414 | 720.6469 | 679.3847 | 656.734 | 650.0858 | 665.5697 | 694.8472 | 717.2563 | 736.305 | 699.8527 | 666.3713 | 613.0033 | 600.0312 | 564.97 | 646.5451 | 741.2036 | 888.5053 | 1002.9852 | 1050.541 | 1026.9243 | 1011.6255 | 984.5348 | 908.2565 | 822.5113
2027-11-01 | 731.5384 | 669.1848 | 633.2171 | 623.3138 | 662.248 | 782.2475 | 886.9545 | 875.7807 | 809.5596 | 753.3982 | 730.9193 | 718.3299 | 654.4161 | 656.7715 | 697.2964 | 847.2239 | 965.072 | 1037.8544 | 1096.3738 | 1045.4526 | 1005.829 | 963.5543 | 896.1434 | 812.5591
2027-11-02 | 741.2082 | 687.082 | 646.2875 | 629.7436 | 668.0254 | 791.7157 | 899.9963 | 915.9924 | 840.9651 | 754.9742 | 709.7873 | 689.3101 | 613.8077 | 608.8877 | 656.2352 | 791.8143 | 959.9103 | 1055.4189 | 1085.6488 | 1052.8215 | 1004.901 | 958.0263 | 884.3021 | 801.6892
2027-11-03 | 719.8007 | 676.2881 | 640.2331 | 625.4128 | 662.2604 | 783.303 | 894.7083 | 882.6397 | 822.6498 | 749.3339 | 712.344 | 702.8748 | 625.8243 | 611.8816 | 690.4412 | 840.0834 | 972.5785 | 1051.7664 | 1077.1129 | 1027.0722 | 980.3588 | 955.7425 | 891.1621 | 802.8278
2027-11-04 | 719.8103 | 673.9272 | 639.248 | 625.7991 | 663.189 | 787.0503 | 896.5343 | 896.487 | 826.1062 | 774.9748 | 738.5377 | 716.869 | 663.4393 | 644.6521 | 704.3223 | 820.2341 | 956.7786 | 1034.7544 | 1068.5228 | 1030.0771 | 988.8145 | 958.7441 | 881.6702 | 803.813
2027-11-05 | 725.0292 | 677.9288 | 637.3949 | 622.4824 | 659.2972 | 777.7096 | 885.2254 | 901.821 | 875.8273 | 831.5589 | 773.8981 | 738.6306 | 688.6501 | 616.0734 | 682.8005 | 802.0942 | 935.6948 | 1025.3449 | 1037.5716 | 993.788 | 957.8751 | 930.3656 | 885.3605 | 812.6018
2027-11-06 | 740.3159 | 683.5922 | 641.689 | 619.8418 | 624.353 | 670.2899 | 730.759 | 748.3182 | 711.6798 | 662.6976 | 616.0466 | 584.7907 | 493.3428 | 485.434 | 541.6922 | 680.8968 | 840.4203 | 958.0857 | 992.9882 | 943.738 | 929.3979 | 911.3408 | 872.1881 | 812.3596
2027-11-07 | 738.5951 | 682.4135 | 642.3684 | 618.2628 | 620.3451 | 646.7981 | 681.5798 | 687.5349 | 683.0135 | 665.0301 | 677.8213 | 660.8822 | 656.2286 | 624.397 | 689.12 | 749.2867 | 876.2811 | 972.2045 | 1025.4692 | 977.6165 | 962.7149 | 940.2445 | 872.9217 | 791.3498
2027-11-08 | 718.9897 | 650.9094 | 614.2968 | 605.8907 | 644.6228 | 761.2594 | 868.7467 | 869.2375 | 802.0509 | 704.3664 | 681.708 | 670.7403 | 610.9167 | 597.244 | 669.9408 | 800.8169 | 942.5077 | 1017.5663 | 1070.399 | 1027.5371 | 981.9639 | 937.964 | 867.3886 | 788.7821
2027-11-09 | 710.7986 | 655.2547 | 611.9733 | 597.9638 | 635.8187 | 753.2147 | 861.1072 | 859.3886 | 782.1363 | 698.9627 | 657.7444 | 623.158 | 561.9707 | 565.6138 | 652.1277 | 794.6883 | 932.6939 | 999.3641 | 1031.8493 | 1005.8441 | 956.0479 | 914.0341 | 835.6047 | 756.1769
2027-11-10 | 696.3817 | 650.3996 | 610.3776 | 597.7517 | 633.7833 | 748.6977 | 855.0816 | 858.2353 | 807.0908 | 741.8545 | 700.6711 | 677.8045 | 680.1734 | 625.0228 | 677.4184 | 781.9235 | 917.4357 | 998.1296 | 1023.6561 | 985.1952 | 936.0213 | 906.3812 | 843.7375 | 764.4562
2027-11-11 | 714.233 | 668.2667 | 627.1795 | 601.0647 | 613.9284 | 664.9461 | 705.0499 | 701.6402 | 685.5986 | 649.4308 | 636.6344 | 606.3754 | 606.8037 | 569.4563 | 634.0697 | 738.9474 | 852.8549 | 935.9245 | 960.9373 | 922.7172 | 896.6717 | 893.923 | 822.9339 | 753.2791
2027-11-12 | 707.7093 | 658.4931 | 616.6067 | 605.0752 | 643.3211 | 758.7143 | 856.2817 | 864.6333 | 813.8831 | 734.2625 | 690.1611 | 652.5713 | 596.9152 | 598.2117 | 653.8024 | 776.154 | 912.0821 | 993.2604 | 1010.4985 | 963.8543 | 929.1342 | 902.7269 | 863.4262 | 796.4062
2027-11-13 | 728.7984 | 672.5591 | 629.7529 | 608.7446 | 613.146 | 656.9694 | 712.7485 | 732.6243 | 695.7277 | 659.5119 | 601.4736 | 563.4314 | 501.1295 | 480.9652 | 535.3493 | 678.896 | 822.8416 | 942.9964 | 976.4587 | 931.1711 | 917.4099 | 896.9727 | 855.6602 | 796.463
2027-11-14 | 735.6818 | 679.7382 | 639.0219 | 615.0658 | 616.6315 | 642.9315 | 675.4399 | 691.0241 | 678.4707 | 603.4825 | 561.0551 | 519.2946 | 457.7857 | 418.5135 | 521.532 | 690.9679 | 874.4606 | 963.5351 | 1020.0763 | 974.5605 | 959.3413 | 934.5515 | 864.9487 | 785.2216
2027-11-15 | 730.6439 | 662.6269 | 625.9355 | 616.6858 | 655.607 | 774.3428 | 882.2073 | 898.8285 | 847.4245 | 772.7783 | 748.3398 | 742.6918 | 693.0805 | 668.2701 | 766.4817 | 860.2392 | 981.1331 | 1041.5484 | 1087.4004 | 1040.08 | 996.6392 | 956.1571 | 885.744 | 805.6855
2027-11-16 | 723.536 | 668.565 | 626.3986 | 611.158 | 649.0009 | 769.0904 | 876.4094 | 890.3654 | 820.1221 | 758.327 | 732.4584 | 743.2276 | 728.6386 | 689.7199 | 736.0325 | 850.815 | 968.2275 | 1021.101 | 1048.7052 | 1022.6581 | 971.855 | 933.6123 | 856.8863 | 771.0743
2027-11-17 | 699.4773 | 656.2566 | 618.5959 | 605.3629 | 642.0699 | 758.3972 | 871.049 | 894.4887 | 818.3222 | 754.99 | 746.6858 | 733.4133 | 762.0883 | 729.5104 | 768.4662 | 846.9353 | 964.4968 | 1018.9355 | 1040.4366 | 1004.8988 | 956.3509 | 923.8747 | 864.8199 | 778.2374
2027-11-18 | 708.6609 | 661.9771 | 625.3299 | 612.3412 | 648.5723 | 768.5784 | 873.3632 | 896.4819 | 843.601 | 760.0898 | 702.9094 | 673.1267 | 657.5425 | 619.1117 | 709.7015 | 839.6116 | 947.1092 | 1015.9601 | 1041.7319 | 1006.1088 | 966.0024 | 938.5528 | 862.7311 | 784.3531
2027-11-19 | 720.1555 | 674.7931 | 634.0823 | 619.6554 | 655.7515 | 772.8186 | 878.7512 | 904.2584 | 878.3613 | 827.6686 | 771.9198 | 751.7644 | 758.7043 | 712.7537 | 799.6346 | 888.945 | 982.607 | 1028.6418 | 1035.1587 | 981.1976 | 949.2112 | 921.3129 | 889.4 | 815.2587
2027-11-20 | 740.1386 | 683.8952 | 641.8376 | 619.8375 | 624.4417 | 670.38 | 727.131 | 782.2499 | 769.2192 | 711.0872 | 718.0317 | 708.3583 | 707.5732 | 657.8 | 711.7617 | 811.5869 | 919.0555 | 984.0239 | 999.9548 | 952.8629 | 936.1038 | 922.2354 | 880.2771 | 818.5818
2027-11-21 | 739.0817 | 682.6351 | 641.6402 | 617.8962 | 619.417 | 645.8676 | 681.9057 | 724.858 | 739.508 | 712.5694 | 709.1708 | 705.4683 | 706.7783 | 656.1196 | 674.536 | 779.0536 | 907.3615 | 981.1753 | 1030.5653 | 982.3045 | 968.8833 | 945.2323 | 874.1727 | 791.6667
2027-11-22 | 728.2295 | 660.8081 | 623.77 | 614.6776 | 653.1069 | 770.3808 | 882.1182 | 918.6644 | 882.1637 | 825.8103 | 791.6839 | 801.3969 | 787.198 | 773.1638 | 796.2052 | 864.2103 | 986.7986 | 1032.6223 | 1083.8947 | 1045.405 | 998.6146 | 956.2636 | 883.8841 | 803.5537
2027-11-23 | 716.9149 | 661.5895 | 618.2625 | 603.9209 | 641.6309 | 759.8461 | 867.8808 | 897.8246 | 877.875 | 824.0414 | 751.5949 | 728.7671 | 730.7593 | 725.8709 | 733.022 | 832.9825 | 949.9164 | 1010.0624 | 1033.1027 | 1009.2632 | 961.7457 | 917.4031 | 846.7101 | 764.2109
2027-11-24 | 682.1376 | 636.8025 | 596.3854 | 584.6861 | 620.8728 | 732.8067 | 840.3349 | 867.0227 | 808.1277 | 737.8163 | 697.5387 | 705.553 | 744.9819 | 742.9568 | 720.2952 | 829.0695 | 933.5521 | 979.1636 | 1001.4822 | 966.0069 | 918.1566 | 899.4107 | 834.9789 | 751.1903
2027-11-25 | 714.9649 | 668.4085 | 626.9149 | 601.7049 | 615.875 | 671.0451 | 724.4531 | 739.4311 | 738.1357 | 683.1979 | 661.2579 | 644.4734 | 657.5072 | 619.3065 | 632.0248 | 753.6452 | 881.705 | 956.9233 | 975.3808 | 936.1491 | 906.8273 | 904.3269 | 825.3852 | 755.3993
2027-11-26 | 696.4266 | 647.4389 | 604.6251 | 593.9073 | 631.8108 | 745.0772 | 841.8818 | 870.4168 | 846.0212 | 788.7022 | 715.9058 | 710.2861 | 716.5946 | 645.1862 | 706.005 | 817.3187 | 913.1063 | 970.9618 | 985.2936 | 946.9297 | 911.1077 | 884.404 | 846.9001 | 776.9603
2027-11-27 | 720.2897 | 664.6815 | 621.9973 | 601.61 | 605.9203 | 646.67 | 699.6095 | 750.6658 | 738.3945 | 720.9168 | 698.0776 | 668.5475 | 659.4161 | 612.9677 | 647.7096 | 743.3224 | 864.8004 | 940.0925 | 963.4382 | 919.4381 | 902.0809 | 881.4307 | 844.7876 | 786.4508
2027-11-28 | 722.8143 | 667.451 | 626.6546 | 603.7033 | 605.4356 | 627.7874 | 658.5445 | 696.5947 | 701.8298 | 675.0374 | 666.2159 | 642.2588 | 614.1236 | 524.8239 | 624.0954 | 727.7702 | 868.9715 | 952.7379 | 1004.6106 | 963.0944 | 949.1772 | 923.2012 | 851.4448 | 770.5131
2027-11-29 | 715.7602 | 648.093 | 611.3275 | 604.0229 | 642.9705 | 759.4684 | 866.7015 | 901.2444 | 836.1328 | 766.2815 | 741.0685 | 727.8612 | 712.1759 | 690.3264 | 751.1237 | 856.3074 | 964.4869 | 1009.3523 | 1058.8015 | 1018.0958 | 975.2931 | 932.3221 | 861.1911 | 783.1434
2027-11-30 | 714.1842 | 657.5066 | 615.8771 | 602.355 | 641.3862 | 758.5092 | 863.4695 | 904.4662 | 874.7168 | 829.5889 | 791.2463 | 773.5227 | 796.1945 | 807.1797 | 793.9918 | 810.1709 | 939.7617 | 1006.1232 | 1030.3246 | 1008.2175 | 959.3369 | 920.7914 | 845.1819 | 764.5681
2027-12-01 | 683.119 | 637.8356 | 596.2617 | 581.0017 | 613.6278 | 708.1544 | 799.3134 | 820.2292 | 760.1257 | 716.2372 | 682.7705 | 657.0709 | 646.0668 | 631.8495 | 620.9096 | 733.9439 | 852.905 | 931.1779 | 966.0521 | 946.6954 | 916.7471 | 900.6302 | 844.1311 | 766.2806
2027-12-02 | 678.5447 | 631.3181 | 592.7782 | 578.7917 | 612.5952 | 708.3885 | 798.6246 | 830.0453 | 785.8496 | 750.1039 | 717.5936 | 682.2703 | 703.3609 | 698.6491 | 713.3262 | 728.983 | 834.9147 | 914.0508 | 955.0739 | 947.6776 | 932.3412 | 906.1593 | 839.432 | 761.6365
2027-12-03 | 694.4031 | 647.3722 | 604.3469 | 587.9897 | 621.8101 | 715.2006 | 804.5207 | 821.2103 | 784.7482 | 705.8389 | 611.5378 | 580.1837 | 539.4057 | 537.0199 | 615.6574 | 747.7501 | 831.5004 | 920.4721 | 946.5502 | 919.0395 | 904.6687 | 882.6004 | 850.6396 | 788.0616
2027-12-04 | 708.2778 | 653.6673 | 609.3918 | 586.7361 | 590.153 | 616.9578 | 660.558 | 707.0528 | 674.313 | 641.8515 | 607.6679 | 581.0605 | 558.5925 | 513.0955 | 553.9485 | 659.0958 | 780.4498 | 868.3337 | 909.9685 | 883.7838 | 888.6755 | 877.7315 | 846.1504 | 787.2415
2027-12-05 | 718.5779 | 663.6248 | 621.4997 | 596.7095 | 598.1067 | 609.7343 | 635.1759 | 669.8647 | 656.5095 | 589.8299 | 548.2266 | 516.6773 | 463.1269 | 424.3424 | 514.3524 | 612.7125 | 779.5965 | 890.1432 | 949.9402 | 924.0874 | 931.3775 | 916.0789 | 854.2873 | 780.6586
2027-12-06 | 698.3987 | 632.2841 | 593.4395 | 583.2636 | 619.1808 | 713.6062 | 806.1502 | 839.3069 | 769.4693 | 701.9446 | 628.1687 | 615.5071 | 562.364 | 552.2113 | 613.0081 | 724.1385 | 857.0367 | 927.967 | 989.2264 | 963.9109 | 944.5494 | 911.9624 | 848.6072 | 778.8606
2027-12-07 | 699.2901 | 644.6729 | 599.8067 | 583.4999 | 619.4519 | 715.8205 | 809.1753 | 844.3861 | 783.7889 | 717.0426 | 637.0702 | 627.9038 | 645.5738 | 594.3075 | 636.7221 | 725.1115 | 850.3085 | 926.8726 | 962.0017 | 956.7908 | 926.8797 | 897.6318 | 834.9363 | 760.4242
2027-12-08 | 684.5122 | 639.1891 | 597.8164 | 582.7331 | 616.0572 | 711.0669 | 800.4199 | 835.8518 | 794.1417 | 754.9271 | 712.9728 | 727.0909 | 715.5295 | 736.045 | 748.5574 | 792.3088 | 875.9172 | 933.1621 | 963.6618 | 949.6945 | 927.4957 | 909.3665 | 848.4208 | 765.7204
2027-12-09 | 691.6844 | 644.5202 | 607.0216 | 591.8651 | 625.9487 | 724.0978 | 810.425 | 842.4211 | 785.1628 | 737.275 | 684.7127 | 654.9079 | 677.3299 | 673.271 | 694.2056 | 774.1824 | 885.4086 | 943.0928 | 978.1569 | 961.0019 | 948.94 | 926.1659 | 857.4184 | 779.7596
2027-12-10 | 705.3845 | 657.9577 | 615.7027 | 598.2503 | 632.2175 | 727.5486 | 814.3857 | 852.7356 | 814.988 | 758.7568 | 690.7253 | 679.2432 | 681.387 | 632.7048 | 694.2776 | 779.7428 | 876.0197 | 951.6486 | 971.238 | 938.5826 | 922.0857 | 901.713 | 873.3759 | 803.6653
2027-12-11 | 723.1848 | 668.5616 | 625.6153 | 601.9935 | 605.5969 | 636.0861 | 680.3386 | 729.744 | 697.7495 | 682.3223 | 636.9018 | 603.3431 | 579.2025 | 483.8816 | 543.5226 | 682.6014 | 826.9176 | 907.9332 | 944.0843 | 908.9349 | 909.0696 | 898.8872 | 862.8638 | 808.5413
2027-12-12 | 718.6457 | 663.7274 | 621.5618 | 596.6977 | 598.0737 | 609.1749 | 634.7671 | 675.9678 | 663.8961 | 628.4387 | 590.7009 | 578.8927 | 587.1404 | 534.6192 | 588.0707 | 677.5607 | 811.0484 | 902.4622 | 962.5798 | 933.5049 | 942.1354 | 919.7355 | 860.5352 | 783.4299
2027-12-13 | 704.2365 | 637.6773 | 598.7786 | 587.9462 | 623.8845 | 719.2232 | 811.9021 | 845.3564 | 791.6793 | 710.5288 | 655.7317 | 643.188 | 618.4167 | 570.5444 | 614.0623 | 709.8876 | 854.3296 | 943.3787 | 1008.8108 | 979.0284 | 960.0719 | 919.7518 | 856.5657 | 791.0522
2027-12-14 | 698.5488 | 643.3468 | 598.0494 | 581.8884 | 617.7676 | 713.5897 | 807.3649 | 842.1891 | 785.7547 | 729.3054 | 661.2449 | 635.8275 | 602.4256 | 571.9109 | 604.9889 | 715.8021 | 837.0302 | 933.9862 | 974.7888 | 964.7911 | 936.8071 | 897.1588 | 828.332 | 755.9973
2027-12-15 | 690.6555 | 644.9685 | 603.2218 | 587.8546 | 620.8586 | 716.7733 | 811.5802 | 852.1523 | 795.3011 | 725.4062 | 666.7924 | 646.0322 | 635.5311 | 563.8011 | 594.5102 | 713.6719 | 845.1381 | 944.1127 | 984.0019 | 955.8323 | 931.8231 | 906.3247 | 857.4872 | 774.9376
2027-12-16 | 697.3723 | 649.2419 | 612.2051 | 597.0043 | 631.4738 | 730.1664 | 823.6893 | 861.0066 | 788.4567 | 714.2141 | 652.6166 | 632.4289 | 615.7896 | 572.2232 | 604.1572 | 733.4273 | 865.2088 | 948.8173 | 992.8882 | 973.877 | 951.6286 | 926.0484 | 859.879 | 786.2667
2027-12-17 | 703.4477 | 656.7141 | 613.4378 | 596.5085 | 630.4644 | 724.8883 | 816.7589 | 864.0773 | 812.6883 | 734.3467 | 668.5534 | 646.5096 | 646.2782 | 575.0032 | 632.2316 | 726.895 | 850.1528 | 939.0702 | 967.0334 | 936.7313 | 920.6731 | 898.8788 | 866.6423 | 799.5989
2027-12-18 | 726.5241 | 670.8855 | 627.8154 | 604.2143 | 608.2677 | 638.9145 | 685.6547 | 743.4742 | 717.1558 | 687.8728 | 658.2548 | 632.702 | 616.2515 | 584.0146 | 582.7558 | 702.2967 | 824.6752 | 910.3246 | 945.7007 | 910.7657 | 912.6729 | 905.6372 | 870.224 | 810.6742
2027-12-19 | 728.4638 | 673.0566 | 631.4944 | 605.557 | 607.5468 | 620.283 | 648.5058 | 701.2529 | 710.6031 | 686.6405 | 616.4172 | 586.0545 | 613.3568 | 650.5363 | 620.8827 | 689.2584 | 825.1795 | 908.1715 | 977.6073 | 953.7657 | 958.8776 | 938.1518 | 873.1732 | 794.3861
2027-12-20 | 707.5848 | 641.2715 | 602.0902 | 591.3324 | 627.4992 | 724.1818 | 820.9087 | 873.0994 | 834.1651 | 798.7549 | 768.6141 | 710.3601 | 700.5484 | 719.5041 | 713.387 | 781.5406 | 891.1085 | 954.2391 | 1016.434 | 988.7351 | 966.4694 | 928.3434 | 868.7463 | 791.9444
2027-12-21 | 711.0718 | 654.9783 | 610.9793 | 593.8057 | 630.2259 | 727.7205 | 824.8405 | 866.0835 | 805.9507 | 734.2184 | 661.0981 | 637.9274 | 645.504 | 595.6878 | 606.7528 | 709.749 | 840.6189 | 945.0981 | 992.2868 | 976.6983 | 951.3349 | 913.5088 | 845.7006 | 770.6388
2027-12-22 | 680.3362 | 634.8536 | 592.6518 | 577.6083 | 610.5257 | 704.5387 | 796.4659 | 837.6603 | 772.4803 | 711.5239 | 661.4488 | 653.876 | 649.6144 | 613.8515 | 591.1936 | 686.8377 | 822.2198 | 918.1785 | 961.0666 | 938.0378 | 907.7175 | 892.7804 | 839.3281 | 760.0326
2027-12-23 | 676.8683 | 629.753 | 591.3131 | 577.4386 | 611.3887 | 707.2222 | 797.3775 | 833.9141 | 768.8474 | 708.0614 | 639.6133 | 607.6063 | 598.39 | 523.9956 | 568.7221 | 670.6161 | 806.0073 | 904.2336 | 956.2736 | 942.8703 | 920.1583 | 896.8123 | 835.4406 | 760.4991
2027-12-24 | 716.9758 | 670.732 | 624.2284 | 594.8077 | 608.1379 | 644.0811 | 687.7306 | 722.0744 | 715.2356 | 673.2487 | 618.2437 | 580.7931 | 581.2632 | 530.635 | 536.4851 | 660.7306 | 779.5167 | 876.8139 | 912.197 | 882.8318 | 879.9068 | 882.7755 | 841.0505 | 782.5683
2027-12-25 | 706.1901 | 648.3098 | 603.4743 | 581.9545 | 586.9652 | 613.8498 | 661.077 | 717.695 | 678.6402 | 624.5529 | 579.1636 | 563.4523 | 568.5536 | 569.1429 | 527.449 | 631.7185 | 766.9936 | 869.7817 | 915.2087 | 878.2659 | 886.5116 | 877.2652 | 841.1766 | 783.7918
2027-12-26 | 696.0208 | 641.8625 | 598.2064 | 575.052 | 576.5455 | 583.6711 | 609.3388 | 655.8334 | 665.1939 | 658.6638 | 616.3217 | 581.3872 | 575.2786 | 576.1276 | 634.9601 | 682.9998 | 790.9327 | 859.9694 | 927.7181 | 922.5299 | 933.0597 | 902.0494 | 837.8693 | 753.6968
2027-12-27 | 681.8536 | 615.9942 | 575.8031 | 566.7259 | 602.3974 | 693.699 | 786.401 | 830.7783 | 755.9418 | 680.5743 | 621.4578 | 619.7127 | 630.1332 | 581.6761 | 594.435 | 663.0557 | 803.0102 | 892.3678 | 964.6521 | 945.5826 | 924.1488 | 881.1505 | 827.8304 | 756.3434
2027-12-28 | 681.5519 | 626.8789 | 581.3724 | 566.0553 | 601.8246 | 694.6205 | 787.4014 | 829.9497 | 781.853 | 714.8202 | 676.3611 | 666.8664 | 670.8911 | 681.1783 | 642.1928 | 696.0607 | 805.7442 | 895.8417 | 939.8696 | 935.5931 | 910.0516 | 883.4411 | 811.3321 | 737.5158
2027-12-29 | 667.7802 | 622.5514 | 580.0057 | 566.1711 | 599.7792 | 692.4619 | 785.7992 | 828.1738 | 764.1001 | 717.0334 | 621.1338 | 590.4917 | 591.4975 | 522.3424 | 544.6541 | 653.4814 | 788.1646 | 882.8845 | 941.2967 | 922.6579 | 896.9356 | 863.9456 | 823.3976 | 741.7974
2027-12-30 | 675.0731 | 629.2734 | 590.2163 | 576.6039 | 609.7283 | 705.5576 | 796.4917 | 847.573 | 793.3747 | 738.79 | 695.3107 | 670.423 | 661.3166 | 666.781 | 662.747 | 711.7428 | 805.0098 | 897.5333 | 947.7533 | 940.7772 | 923.7846 | 892.6234 | 828.0994 | 752.8467
2027-12-31 | 695.5151 | 650.5171 | 602.6753 | 575.4568 | 588.045 | 621.7595 | 664.3519 | 701.0036 | 693.4263 | 639.4848 | 562.8129 | 519.2866 | 502.5311 | 418.2147 | 464.9998 | 605.1628 | 731.8109 | 832.6385 | 879.7138 | 854.0329 | 852.3496 | 857.0928 | 814.9765 | 755.3038
2028-01-01 | 695.3617 | 654.905 | 617.8112 | 597.0826 | 602.1742 | 642.333 | 714.7228 | 759.6236 | 716.7561 | 655.5432 | 579.2655 | 554.5247 | 524.4335 | 483.7768 | 560.876 | 639.1506 | 803.5405 | 896.0017 | 942.9952 | 913.2773 | 895.8936 | 877.1321 | 834.5423 | 766.7734
2028-01-02 | 709.99 | 666.0974 | 629.6202 | 607.4525 | 611.6565 | 641.4396 | 701.5199 | 737.1582 | 737.236 | 663.7017 | 608.9365 | 596.0633 | 559.4449 | 497.6243 | 556.9978 | 691.1975 | 840.8841 | 938.4459 | 1005.8668 | 971.2853 | 970.6046 | 927.7304 | 849.9151 | 764.3454
2028-01-03 | 660.6396 | 616.8291 | 584.179 | 579.5082 | 621.1636 | 737.5748 | 875.9372 | 902.1187 | 834.9292 | 742.8043 | 676.6979 | 662.1946 | 671.3848 | 601.2508 | 606.1646 | 689.1597 | 852.5341 | 951.0469 | 1021.366 | 999.7433 | 960.2074 | 910.1333 | 818.0404 | 729.4896
2028-01-04 | 642.4903 | 610.0314 | 576.9918 | 565.6761 | 605.2175 | 706.8616 | 833.5433 | 841.8618 | 774.4037 | 695.1548 | 632.459 | 588.8882 | 549.1426 | 524.7472 | 571.2096 | 650.7935 | 799.3137 | 905.4283 | 963.6856 | 971.0316 | 935.2065 | 867.2381 | 781.2373 | 697.8637
2028-01-05 | 643.2787 | 603.9547 | 568.0465 | 557.2704 | 594.22 | 693.3568 | 816.7978 | 826.1577 | 741.6778 | 657.5476 | 603.9021 | 571.2161 | 589.7373 | 526.0595 | 534.3388 | 653.4064 | 799.2183 | 885.6247 | 956.6417 | 946.807 | 916.6429 | 863.3303 | 789.7132 | 710.9906
2028-01-06 | 655.6184 | 618.1547 | 578.2233 | 567.655 | 604.7355 | 711.8334 | 837.8546 | 851.9014 | 774.7429 | 689.7969 | 623.0524 | 586.9415 | 582.5658 | 526.3277 | 548.6541 | 650.1233 | 798.1158 | 896.016 | 955.9018 | 961.1755 | 920.208 | 875.0291 | 794.7035 | 711.9215
2028-01-07 | 647.7513 | 614.7153 | 575.2758 | 564.8718 | 601.7884 | 705.4349 | 831.091 | 846.6559 | 789.7687 | 695.3533 | 616.6824 | 577.8248 | 558.2722 | 506.2395 | 532.9662 | 636.6483 | 774.582 | 880.6821 | 929.6424 | 917.7908 | 879.7857 | 848.7335 | 795.5879 | 719.0814
2028-01-08 | 690.2493 | 651.9254 | 613.1653 | 593.7169 | 599.2297 | 640.662 | 718.5239 | 759.7357 | 716.6613 | 665.6023 | 601.9712 | 574.372 | 506.7436 | 439.8419 | 473.4738 | 598.4626 | 775.5809 | 880.9466 | 945.348 | 920.8358 | 907.6123 | 879.2142 | 829.3141 | 758.7148
2028-01-09 | 673.4952 | 631.3424 | 592.2056 | 572.3965 | 576.6925 | 599.1051 | 657.162 | 687.9567 | 665.4315 | 602.0681 | 555.0753 | 523.3624 | 468.7009 | 389.2033 | 439.0768 | 551.5065 | 736.7574 | 860.0437 | 949.5204 | 930.4113 | 926.8349 | 879.5087 | 794.7293 | 710.7949
2028-01-10 | 671.2842 | 629.396 | 596.7023 | 591.0413 | 631.9502 | 747.7995 | 882.8143 | 908.4728 | 840.3323 | 755.3196 | 691.6521 | 657.1522 | 641.8706 | 580.8246 | 595.0295 | 717.3775 | 866.0873 | 962.9841 | 1038.9437 | 1010.2161 | 974.9368 | 922.917 | 836.2358 | 747.4638
2028-01-11 | 666.2164 | 633.5781 | 601.4335 | 588.841 | 628.3805 | 734.4484 | 862.4491 | 877.134 | 819.5627 | 745.0399 | 710.2598 | 686.7893 | 672.0022 | 576.2919 | 598.2415 | 659.2065 | 824.3816 | 930.4051 | 999.9838 | 997.3352 | 967.2125 | 900.2321 | 814.4039 | 732.376
2028-01-12 | 676.4606 | 637.5984 | 602.6485 | 589.6868 | 626.9708 | 731.9523 | 858.64 | 877.2231 | 799.5848 | 705.5596 | 650.8647 | 618.4051 | 568.5642 | 508.1557 | 570.2492 | 674.194 | 823.9964 | 935.1018 | 1011.977 | 990.338 | 961.2291 | 913.3623 | 838.578 | 754.048
2028-01-13 | 677.5534 | 641.6873 | 602.3865 | 590.4399 | 627.8987 | 739.2936 | 867.635 | 887.5001 | 802.6797 | 711.9672 | 652.4921 | 605.4718 | 532.1393 | 515.2552 | 538.2422 | 662.5181 | 823.1286 | 926.3031 | 996.019 | 990.3332 | 957.4238 | 910.5914 | 825.8043 | 739.4242
2028-01-14 | 681.7585 | 649.2849 | 611.77 | 598.8242 | 636.253 | 746.3909 | 874.8285 | 903.6967 | 855.8765 | 773.8035 | 689.6277 | 659.4382 | 622.284 | 561.3148 | 625.4788 | 735.6669 | 865.8798 | 942.6323 | 986.9019 | 962.4276 | 925.8302 | 898.137 | 844.4911 | 766.1696
2028-01-15 | 677.7862 | 636.7647 | 596.7697 | 578.5967 | 583.5858 | 623.2052 | 698.4712 | 739.5635 | 710.57 | 666.8233 | 596.566 | 562.9806 | 535.9762 | 461.4108 | 498.1651 | 619.8659 | 764.5581 | 859.4041 | 920.3297 | 897.1597 | 887.8834 | 857.229 | 807.8299 | 739.5131
2028-01-16 | 695.5243 | 653.2842 | 616.2684 | 594.9983 | 599.0763 | 625.8673 | 684.1451 | 718.368 | 726.512 | 663.8634 | 606.8316 | 566.5607 | 541.9037 | 447.1892 | 487.2869 | 603.0061 | 782.9161 | 888.6812 | 982.2025 | 951.8288 | 949.644 | 910.1402 | 827.8499 | 740.4967
2028-01-17 | 694.8326 | 655.4964 | 618.7961 | 598.0628 | 614.2695 | 664.9049 | 741.519 | 764.6932 | 759.5561 | 702.7763 | 668.8501 | 629.6983 | 581.6641 | 521.9797 | 528.5305 | 629.7126 | 781.4979 | 913.8581 | 988.4483 | 947.299 | 932.0458 | 904.4909 | 814.4476 | 739.6079
2028-01-18 | 660.2299 | 624.7002 | 593.0381 | 583.3834 | 625.3704 | 730.8607 | 858.4112 | 870.8574 | 804.4796 | 711.403 | 648.294 | 604.1852 | 519.6573 | 511.969 | 529.4268 | 624.1489 | 794.9459 | 907.8631 | 995.2043 | 997.1938 | 963.9216 | 898.4116 | 811.5374 | 726.4061
2028-01-19 | 664.6038 | 623.2363 | 590.3673 | 578.5646 | 615.8336 | 719.1089 | 844.853 | 863.9511 | 786.7147 | 698.4293 | 647.6229 | 609.7016 | 550.2783 | 508.704 | 554.3164 | 653.4102 | 810.4071 | 909.2785 | 992.1063 | 975.0073 | 948.1723 | 898.9554 | 823.5528 | 739.077
2028-01-20 | 654.7573 | 617.9371 | 579.0703 | 570.6883 | 607.5251 | 715.0565 | 838.5499 | 852.9719 | 802.8535 | 734.0088 | 658.7368 | 655.9675 | 671.8198 | 657.8126 | 651.7421 | 740.9747 | 845.2155 | 899.5856 | 962.8438 | 966.8519 | 926.9601 | 884.6607 | 801.0622 | 715.0893
2028-01-21 | 678.0934 | 644.6268 | 606.4727 | 593.6811 | 630.9163 | 740.2246 | 868.0293 | 892.5308 | 842.862 | 769.5389 | 696.0282 | 664.2887 | 640.8767 | 558.0305 | 592.9224 | 707.3244 | 823.8132 | 916.3844 | 974.7107 | 955.0662 | 917.8218 | 884.9851 | 839.7164 | 760.0321
2028-01-22 | 682.1829 | 643.2244 | 603.6742 | 584.7274 | 590.1622 | 630.9336 | 706.5151 | 745.8889 | 720.6574 | 677.3228 | 621.832 | 565.8666 | 524.4654 | 451.0394 | 464.9686 | 575.3429 | 715.5458 | 840.2309 | 925.8004 | 902.6219 | 892.5731 | 864.2282 | 816.2315 | 746.2968
2028-01-23 | 647.5278 | 606.9644 | 567.0041 | 549.125 | 552.9375 | 571.12 | 625.4818 | 644.9849 | 626.2 | 551.4803 | 469.0467 | 450.506 | 439.2357 | 404.5323 | 438.7337 | 538.3014 | 694.0795 | 784.0336 | 893.27 | 883.1416 | 880.4911 | 843.7378 | 758.9554 | 676.7063
2028-01-24 | 632.223 | 591.084 | 559.0037 | 555.8408 | 596.0146 | 705.934 | 834.8016 | 860.0776 | 787.1378 | 701.4845 | 645.368 | 620.5369 | 611.9735 | 552.3207 | 540.8561 | 623.2613 | 758.9642 | 864.2226 | 964.6265 | 953.1016 | 918.6521 | 867.1998 | 778.6822 | 694.5961
2028-01-25 | 640.1128 | 607.7864 | 574.3707 | 563.2276 | 602.3127 | 703.7734 | 828.9607 | 839.7202 | 782.3866 | 719.3875 | 650.0495 | 623.5924 | 640.0132 | 577.8876 | 591.6145 | 643.8963 | 767.724 | 865.2752 | 959.078 | 963.1515 | 932.1218 | 868.0414 | 780.6733 | 699.5625
2028-01-26 | 681.4288 | 641.2264 | 607.3717 | 594.144 | 631.4005 | 737.381 | 865.4177 | 889.6626 | 813.4707 | 719.2063 | 645.7967 | 599.6703 | 527.6111 | 498.926 | 533.9817 | 649.1976 | 789.778 | 905.3195 | 1010.9251 | 987.8747 | 957.1725 | 915.6236 | 843.4121 | 758.2264
2028-01-27 | 661.1506 | 625.659 | 587.461 | 576.6622 | 614.4812 | 725.6205 | 854.0391 | 872.2575 | 795.7819 | 706.5587 | 650.384 | 634.0057 | 638.9022 | 593.6638 | 615.2788 | 724.7812 | 825.894 | 895.3938 | 969.6744 | 965.1689 | 930.8764 | 894.2213 | 810.0814 | 724.5604
2028-01-28 | 655.8301 | 622.7251 | 584.0047 | 572.9457 | 609.1256 | 714.9128 | 843.0645 | 863.1357 | 794.6992 | 701.3948 | 636.9054 | 631.7599 | 622.4799 | 537.5526 | 527.9098 | 634.0998 | 763.1997 | 858.2702 | 946.0797 | 925.3943 | 885.7886 | 855.0913 | 807.2777 | 730.5326
2028-01-29 | 672.8285 | 635.2487 | 596.7766 | 578.4607 | 583.895 | 624.5993 | 701.6468 | 747.3472 | 716.6309 | 658.779 | 603.5182 | 546.1924 | 512.0824 | 439.3959 | 448.2232 | 559.4556 | 731.9588 | 843.7988 | 928.1073 | 898.6833 | 884.8335 | 853.3052 | 805.087 | 738.2492
2028-01-30 | 681.9075 | 641.088 | 603.8448 | 583.9536 | 587.5952 | 613.5691 | 671.0583 | 700.7304 | 679.7059 | 613.0599 | 542.5228 | 518.848 | 442.9341 | 403.0915 | 423.1359 | 548.4524 | 711.8213 | 841.6401 | 973.927 | 940.7206 | 937.3755 | 892.5082 | 811.0159 | 725.7079
2028-01-31 | 666.5577 | 625.1586 | 593.6451 | 587.8178 | 627.6449 | 744.0992 | 879.5324 | 910.5929 | 846.212 | 760.6153 | 694.1381 | 659.7953 | 616.5523 | 555.9355 | 587.1712 | 680.8264 | 817.493 | 931.7022 | 1043.256 | 1009.6012 | 976.4461 | 921.2627 | 833.3476 | 746.6432
2028-02-01 | 708.0856 | 686.3314 | 653.7646 | 636.1328 | 678.4432 | 790.1823 | 906.4766 | 924.2801 | 841.0263 | 732.9557 | 685.6037 | 677.9743 | 615.721 | 581.4837 | 584.8368 | 646.0978 | 793.7833 | 922.47 | 1002.7575 | 1022.9546 | 1000.4141 | 935.2131 | 849.4363 | 774.7167
2028-02-02 | 704.2608 | 672.3396 | 635.2533 | 621.1985 | 661.2059 | 769.463 | 883.866 | 903.3564 | 822.0376 | 746.9675 | 704.6825 | 636.3438 | 564.3475 | 507.0982 | 605.7609 | 660.3257 | 812.628 | 891.4984 | 980.5971 | 986.5471 | 966.7357 | 923.7918 | 844.4128 | 772.7938
2028-02-03 | 698.1877 | 676.6869 | 633.0871 | 617.9357 | 658.7761 | 773.1985 | 887.6609 | 913.9577 | 850.167 | 771.4406 | 700.8746 | 674.7284 | 633.6002 | 612.4099 | 569.6141 | 644.771 | 796.2859 | 892.7124 | 959.117 | 985.2037 | 958.3298 | 912.3609 | 826.5722 | 755.7376
2028-02-04 | 689.4047 | 667.464 | 626.7676 | 612.2004 | 652.3244 | 763.3591 | 876.8502 | 897.4897 | 836.7456 | 761.2735 | 677.8235 | 648.2309 | 642.2354 | 574.2264 | 566.3662 | 640.5912 | 778.2808 | 877.5874 | 938.4902 | 949.9042 | 921.8884 | 889.4716 | 830.1362 | 762.8612
2028-02-05 | 720.0855 | 691.433 | 650.5007 | 628.3735 | 640.0767 | 695.0428 | 766.8777 | 804.3123 | 755.1878 | 668.6659 | 612.1112 | 568.7336 | 567.6878 | 489.6288 | 487.6997 | 564.7216 | 708.0337 | 847.3477 | 936.2514 | 935.2786 | 930.4087 | 898.1582 | 840.9231 | 780.4751
2028-02-06 | 719.5459 | 689.934 | 651.07 | 628.2297 | 637.9842 | 678.4234 | 729.5155 | 759.1427 | 743.604 | 672.542 | 619.2607 | 610.2649 | 555.4822 | 498.7601 | 473.142 | 567.9942 | 738.6355 | 865.307 | 963.1219 | 961.8953 | 966.0584 | 924.2835 | 835.4961 | 762.1285
2028-02-07 | 705.3129 | 674.6186 | 640.9731 | 630.6532 | 673.4302 | 793.6604 | 917.6804 | 945.3104 | 826.4589 | 703.0551 | 635.0015 | 610.1271 | 497.2687 | 513.5629 | 516.2778 | 624.7607 | 785.6222 | 905.497 | 1019.6775 | 1018.8153 | 997.2733 | 945.7268 | 854.4416 | 780.0523
2028-02-08 | 701.3243 | 679.8374 | 646.8451 | 629.6899 | 671.9173 | 782.4532 | 898.2896 | 908.3584 | 815.5189 | 692.4829 | 612.3203 | 586.423 | 476.9244 | 471.3782 | 519.709 | 600.8864 | 760.6311 | 889.7952 | 988.2949 | 1012.7347 | 987.5964 | 926.3529 | 836.9328 | 767.0708
2028-02-09 | 724.4312 | 693.0648 | 659.9479 | 642.0566 | 682.5618 | 795.1128 | 910.1671 | 922.2257 | 813.3791 | 703.1028 | 635.3949 | 603.6105 | 494.0032 | 485.4449 | 508.4078 | 604.9848 | 780.6492 | 903.5563 | 1008.3297 | 1013.5628 | 992.2702 | 951.1957 | 874.363 | 801.4006
2028-02-10 | 724.6816 | 698.1258 | 659.0037 | 643.4318 | 684.8549 | 804.7646 | 917.6 | 937.9175 | 865.4619 | 748.9945 | 690.3056 | 636.9697 | 613.7437 | 566.5026 | 581.909 | 685.7251 | 819.9146 | 921.0687 | 1001.6538 | 1015.9053 | 994.0823 | 951.287 | 863.42 | 788.5244
2028-02-11 | 698.3731 | 679.2454 | 639.1776 | 623.2226 | 662.6629 | 776.2726 | 884.1181 | 901.9754 | 837.4122 | 739.109 | 665.4535 | 633.4583 | 588.1234 | 536.3876 | 537.1681 | 602.1823 | 745.0577 | 870.3605 | 948.8605 | 954.4303 | 931.6028 | 897.6459 | 843.8323 | 776.867
2028-02-12 | 715.2675 | 688.7703 | 649.8681 | 627.4834 | 639.1146 | 693.0796 | 764.6638 | 798.2338 | 731.5534 | 647.91 | 560.5077 | 520.9469 | 404.1267 | 357.3868 | 369.2683 | 507.6675 | 697.0045 | 814.7611 | 924.4189 | 931.6954 | 928.2583 | 896.1049 | 840.7042 | 782.9242
2028-02-13 | 727.9227 | 696.6599 | 661.592 | 637.978 | 648.9832 | 691.5593 | 748.6048 | 780.5398 | 783.5729 | 736.4787 | 698.9835 | 561.8958 | 542.2797 | 505.1047 | 504.8264 | 594.235 | 752.3958 | 871.5625 | 973.1666 | 979.7335 | 983.9594 | 938.3654 | 854.433 | 778.0626
2028-02-14 | 708.6049 | 678.1165 | 644.5999 | 634.2458 | 677.5706 | 797.9664 | 919.974 | 947.6839 | 884.2547 | 805.6851 | 752.8718 | 756.8127 | 734.7318 | 705.3626 | 617.7198 | 684.6798 | 821.6578 | 923.0772 | 1026.7671 | 1026.023 | 999.3699 | 948.9305 | 860.7585 | 784.9756
2028-02-15 | 721.6109 | 699.217 | 668.8334 | 650.5643 | 693.0074 | 808.0765 | 925.6303 | 942.9617 | 878.6394 | 780.6417 | 677.8053 | 646.3535 | 564.704 | 549.9325 | 545.1227 | 606.8566 | 757.8308 | 895.9995 | 1015.4333 | 1036.427 | 1013.2609 | 955.5064 | 868.9259 | 795.4846
2028-02-16 | 710.8554 | 678.9955 | 644.2606 | 629.0354 | 669.4478 | 779.5086 | 893.0494 | 891.7534 | 803.7005 | 697.4675 | 608.2157 | 579.2559 | 489.1603 | 489.4571 | 516.3044 | 583.4231 | 748.491 | 867.3796 | 982.9002 | 991.8848 | 972.1413 | 933.1426 | 855.831 | 783.3209
2028-02-17 | 706.3148 | 683.4417 | 642.9456 | 627.4506 | 668.412 | 785.4722 | 901.4537 | 909.9725 | 799.2627 | 712.952 | 672.0036 | 630.0833 | 553.7975 | 512.7363 | 509.922 | 606.7741 | 757.13 | 874.4377 | 970.9177 | 996.8636 | 971.5592 | 929.4719 | 839.9791 | 766.6284
2028-02-18 | 717.8805 | 696.1532 | 660.6084 | 643.898 | 683.8743 | 801.0948 | 917.9932 | 928.8386 | 861.4882 | 748.094 | 716.7679 | 715.2486 | 694.8052 | 697.8672 | 663.5299 | 719.8565 | 835.876 | 918.349 | 982.8494 | 986.9178 | 962.7451 | 928.1309 | 875.9224 | 808.183
2028-02-19 | 730.3915 | 701.0265 | 661.8752 | 639.2328 | 651.1802 | 708.9328 | 781.6502 | 804.5897 | 763.8677 | 692.5227 | 612.5244 | 556.3164 | 459.1975 | 394.7124 | 442.5091 | 557.8445 | 703.6903 | 839.6231 | 941.2909 | 948.2046 | 942.864 | 912.1883 | 856.1398 | 796.173
2028-02-20 | 727.5898 | 699.533 | 661.1382 | 637.9378 | 648.347 | 690.9697 | 746.643 | 767.3623 | 725.7727 | 635.1471 | 581.3843 | 549.5078 | 477.361 | 460.3336 | 484.9013 | 586.3896 | 718.6756 | 845.0504 | 970.7709 | 971.2348 | 976.1344 | 939.3877 | 853.1212 | 776.5723
2028-02-21 | 722.5683 | 691.1081 | 656.555 | 633.591 | 656.5146 | 721.1982 | 796.1327 | 796.2444 | 755.8044 | 665.6734 | 603.0901 | 575.4061 | 478.7448 | 492.5836 | 472.9808 | 564.3098 | 725.2744 | 851.8113 | 958.3023 | 954.3746 | 943.9626 | 924.0256 | 830.3731 | 766.5097
2028-02-22 | 713.8051 | 689.5454 | 656.0093 | 640.7786 | 684.9794 | 798.4293 | 914.8017 | 920.6 | 832.2013 | 750.0306 | 713.5919 | 677.8203 | 626.7634 | 581.0695 | 614.779 | 685.1162 | 819.2855 | 910.7216 | 1007.9337 | 1030.8394 | 1007.3276 | 945.4631 | 859.798 | 784.8253
2028-02-23 | 714.6353 | 682.6897 | 649.3669 | 632.5715 | 673.1355 | 784.0268 | 897.4672 | 900.5857 | 815.3645 | 694.8004 | 630.0449 | 596.8688 | 529.9596 | 507.7691 | 564.909 | 618.8987 | 765.5802 | 878.5984 | 991.083 | 998.9371 | 984.7384 | 941.3696 | 861.2575 | 786.3571
2028-02-24 | 706.2878 | 681.5502 | 640.6031 | 627.4105 | 667.761 | 785.4053 | 901.481 | 906.5244 | 832.0184 | 731.7875 | 654.1842 | 619.8239 | 616.5371 | 580.2739 | 574.0789 | 665.0768 | 773.5088 | 878.655 | 972.2207 | 1002.1175 | 974.6868 | 926.2059 | 843.0705 | 768.4462
2028-02-25 | 684.4344 | 664.8878 | 624.0991 | 609.2103 | 649.2792 | 758.7718 | 872.3512 | 873.1262 | 803.0663 | 704.2632 | 642.3532 | 615.6996 | 563.5204 | 542.2751 | 630.488 | 690.5716 | 760.376 | 853.887 | 932.1919 | 942.5736 | 908.848 | 883.3121 | 822.5605 | 756.4646
2028-02-26 | 702.2109 | 677.0144 | 636.7762 | 616.194 | 627.815 | 680.7009 | 753.3525 | 769.3116 | 715.5764 | 613.3751 | 548.3503 | 503.2445 | 395.9099 | 377.1544 | 374.2627 | 472.4052 | 652.0146 | 789.3868 | 891.6858 | 902.7624 | 900.2572 | 877.5248 | 820.4364 | 762.6417
2028-02-27 | 687.9079 | 658.6305 | 620.4762 | 599.6619 | 609.2791 | 644.481 | 695.0007 | 703.0703 | 642.0722 | 517.6435 | 467.2713 | 449.2242 | 343.1934 | 394.7407 | 441.6229 | 512.8859 | 686.7179 | 798.5314 | 920.0727 | 938.6369 | 935.3827 | 885.0619 | 797.0731 | 725.3997
2028-02-28 | 699.54 | 671.5018 | 636.1383 | 626.551 | 669.4525 | 788.6462 | 909.1801 | 923.2252 | 862.6391 | 767.6356 | 713.7699 | 715.6414 | 706.6807 | 664.2308 | 693.9748 | 747.1355 | 851.8185 | 918.3376 | 1009.2401 | 1011.653 | 987.5716 | 938.8385 | 848.3277 | 775.9261
2028-02-29 | 705.6993 | 685.6112 | 651.763 | 633.8181 | 675.7013 | 787.5987 | 905.1754 | 911.0172 | 862.0264 | 773.4043 | 722.6264 | 705.7638 | 709.7668 | 661.2136 | 707.8282 | 746.6074 | 842.3112 | 911.6794 | 1000.3451 | 1022.6836 | 1000.065 | 935.2103 | 846.2239 | 775.8152
2028-03-01 | 706.3011 | 666.6031 | 630.804 | 605.5046 | 640.4717 | 743.8405 | 854.0381 | 888.8596 | 825.5165 | 752.2166 | 696.2607 | 655.563 | 610.6181 | 551.2996 | 585.687 | 652.8674 | 778.2126 | 893.6229 | 985.4212 | 989.9189 | 955.6486 | 936.3515 | 863.3065 | 785.0525
2028-03-02 | 679.7995 | 647.4688 | 608.9084 | 586.7324 | 622.2049 | 728.763 | 838.6513 | 860.2956 | 767.9881 | 687.1603 | 644.5158 | 614.1938 | 567.3172 | 528.1488 | 484.1684 | 556.808 | 714.4063 | 833.1824 | 927.9055 | 964.0199 | 921.0961 | 906.4027 | 823.7594 | 742.5645
2028-03-03 | 666.3775 | 638.1802 | 599.0921 | 578.6693 | 613.8868 | 715.2958 | 824.1993 | 835.8245 | 758.6931 | 695.6996 | 629.2164 | 539.7319 | 485.1317 | 464.755 | 540.0861 | 624.9268 | 723.701 | 813.769 | 891.7951 | 906.2618 | 861.292 | 871.868 | 816.901 | 743.8687
2028-03-04 | 694.5112 | 661.8642 | 621.9681 | 593.103 | 598.5001 | 641.3366 | 706.58 | 755.5898 | 709.2911 | 658.6924 | 594.7994 | 561.9489 | 503.2936 | 422.9786 | 480.8958 | 584.1343 | 715.4641 | 806.04 | 888.3 | 886.3041 | 871.7228 | 877.471 | 830.9763 | 763.9637
2028-03-05 | 685.0209 | 649.391 | 611.6744 | 581.956 | 585.7793 | 611.5772 | 655.1456 | 670.2381 | 622.8241 | 526.03 | 464.3134 | 364.3025 | 269.4983 | 252.5293 | 301.4637 | 409.0279 | 582.6252 | 753.8292 | 913.8743 | 923.4163 | 913.8101 | 892.2434 | 813.359 | 731.378
2028-03-06 | 680.2658 | 640.2288 | 608.6065 | 592.0623 | 630.0359 | 740.8978 | 857.5679 | 873.885 | 774.3831 | 678.9951 | 606.5375 | 529.0176 | 446.573 | 433.3382 | 444.2602 | 555.6297 | 695.2847 | 844.5478 | 981.4812 | 989.0019 | 952.797 | 927.3388 | 842.2062 | 759.4889
2028-03-07 | 689.5315 | 654.5194 | 621.9857 | 594.9887 | 628.4845 | 720.3533 | 842.8803 | 853.0389 | 759.1324 | 655.6366 | 582.4648 | 519.9701 | 455.2872 | 469.9033 | 530.2543 | 607.8376 | 752.5462 | 865.8566 | 968.1667 | 991.678 | 970.2844 | 933.9184 | 848.3396 | 766.6769
2028-03-08 | 685.5991 | 645.4572 | 609.6716 | 582.7234 | 612.2729 | 699.8228 | 820.5924 | 838.3664 | 755.5749 | 677.4646 | 619.916 | 591.5207 | 503.627 | 543.6985 | 583.1018 | 616.5439 | 731.5041 | 821.7412 | 948.1775 | 960.2721 | 943.531 | 917.9797 | 846.3399 | 765.0197
2028-03-09 | 702.6864 | 666.8486 | 628.7417 | 600.423 | 630.5684 | 731.6766 | 854.897 | 878.5402 | 795.9314 | 720.2812 | 649.6044 | 604.1933 | 521.2648 | 499.1511 | 529.9722 | 601.1424 | 728.9217 | 854.4219 | 968.4751 | 993.1302 | 967.5668 | 951.1466 | 862.1711 | 776.7958
2028-03-10 | 691.5191 | 659.8001 | 622.1586 | 595.5904 | 624.6972 | 718.6168 | 841.0567 | 851.4688 | 767.9287 | 655.1119 | 607.8336 | 538.1974 | 435.9748 | 431.4934 | 482.9295 | 600.5515 | 714.1748 | 835.8484 | 927.5154 | 940.3146 | 917.2321 | 920.5891 | 860.9256 | 779.8502
2028-03-11 | 706.605 | 672.4764 | 632.2734 | 599.3153 | 603.5646 | 640.3078 | 706.1815 | 749.0128 | 716.0793 | 675.2493 | 625.9776 | 592.5048 | 547.2349 | 443.1526 | 481.4401 | 554.7252 | 689.6588 | 815.3513 | 909.0647 | 902.8691 | 897.4265 | 896.2128 | 850.0281 | 781.0178
2028-03-12 | 714.308 | 675.026 | 639.4952 | 604.5524 | 606.3406 | 630.9309 | 676.7405 | 706.3081 | 697.2032 | 623.799 | 568.3196 | 537.1537 | 475.5123 | 410.1059 | 422.2007 | 491.8411 | 646.6348 | 807.8416 | 967.8129 | 967.0239 | 961.5235 | 941.0142 | 859.1629 | 771.1496
2028-03-13 | 698.746 | 655.571 | 621.4594 | 601.9615 | 636.158 | 737.8385 | 866.6531 | 877.8117 | 794.8315 | 701.269 | 632.9016 | 620.575 | 523.1392 | 533.9999 | 545.734 | 631.4611 | 764.1793 | 882.7288 | 1007.3617 | 1006.9084 | 986.4848 | 961.617 | 873.0729 | 788.1956
2028-03-14 | 701.9426 | 667.7127 | 637.6821 | 607.9541 | 641.3959 | 739.4466 | 862.1074 | 869.6764 | 795.798 | 720.8116 | 677.9519 | 638.1083 | 557.7212 | 573.4881 | 582.7223 | 665.0906 | 791.2735 | 890.046 | 997.8731 | 1020.7635 | 991.9643 | 955.3112 | 868.0226 | 782.8748
2028-03-15 | 691.0682 | 650.3536 | 612.9887 | 587.2932 | 617.0108 | 709.8023 | 830.2841 | 835.1834 | 771.4105 | 669.435 | 603.9795 | 548.1354 | 447.7589 | 449.2289 | 502.62 | 594.4822 | 706.0916 | 831.7271 | 961.5086 | 974.9248 | 949.9396 | 926.852 | 854.0351 | 771.8334
2028-03-16 | 670.9445 | 635.8453 | 591.9423 | 568.2258 | 598.556 | 695.1774 | 816.2481 | 802.6327 | 701.1707 | 616.5882 | 533.6399 | 479.8766 | 403.8262 | 436.8555 | 426.9496 | 499.541 | 652.8218 | 796.3135 | 919.1134 | 955.7747 | 921.516 | 902.6465 | 813.1326 | 728.1279
2028-03-17 | 674.4541 | 643.9847 | 603.8731 | 579.1384 | 607.7574 | 702.3409 | 822.7595 | 812.904 | 719.66 | 615.001 | 546.8326 | 448.5938 | 381.7167 | 359.2913 | 409.3522 | 523.5752 | 657.5262 | 793.1227 | 903.8358 | 925.6461 | 892.9749 | 891.6388 | 834.6002 | 757.6084
2028-03-18 | 679.6471 | 643.6675 | 603.504 | 573.1197 | 576.7032 | 612.2617 | 675.4724 | 680.1548 | 630.7954 | 562.5739 | 491.2222 | 438.0008 | 342.2994 | 319.3516 | 366.4186 | 447.9365 | 603.2989 | 744.8236 | 863.2719 | 873.3771 | 864.6028 | 861.1893 | 812.9819 | 747.0973
2028-03-19 | 693.7111 | 654.5256 | 615.597 | 583.1033 | 584.3111 | 604.7015 | 648.6735 | 647.7686 | 621.0036 | 566.9072 | 519.5326 | 502.1081 | 421.5128 | 385.8348 | 427.5141 | 472.4119 | 616.6273 | 765.222 | 933.6897 | 940.6517 | 930.1944 | 909.0784 | 827.0272 | 742.1203
2028-03-20 | 681.3864 | 639.7145 | 604.2162 | 586.1732 | 620.1554 | 722.5665 | 849.0424 | 841.5628 | 767.7478 | 664.2571 | 631.3754 | 603.4851 | 505.9994 | 528.0593 | 564.669 | 639.5009 | 753.8068 | 857.5296 | 987.1604 | 1001.1819 | 963.9378 | 936.5865 | 848.9469 | 763.1107
2028-03-21 | 694.1346 | 660.8268 | 629.9536 | 601.0464 | 634.5898 | 732.1201 | 854.9902 | 849.6159 | 773.6237 | 700.2525 | 665.5649 | 611.1352 | 520.8911 | 500.6951 | 524.8179 | 612.6517 | 750.1564 | 851.4989 | 973.9896 | 1005.5411 | 980.7969 | 939.4095 | 853.579 | 770.0792
2028-03-22 | 702.5333 | 663.786 | 629.1869 | 600.201 | 629.9745 | 725.1601 | 847.1455 | 843.9089 | 784.4395 | 708.5509 | 670.0506 | 658.5541 | 598.6374 | 556.681 | 596.9272 | 626.5251 | 787.2816 | 870.4302 | 978.1029 | 984.168 | 966.1497 | 944.7231 | 868.5619 | 786.6689
2028-03-23 | 693.6987 | 658.5787 | 616.6247 | 591.4497 | 622.4544 | 720.3515 | 844.9453 | 825.9565 | 745.4748 | 665.8416 | 618.2938 | 575.7064 | 474.1164 | 477.1074 | 497.2291 | 603.3836 | 735.1076 | 840.9601 | 951.2411 | 982.0396 | 950.8005 | 936.3485 | 847.0015 | 763.391
2028-03-24 | 686.8796 | 655.6237 | 617.3543 | 590.5918 | 619.3638 | 712.0462 | 833.4888 | 820.3127 | 756.3462 | 706.9284 | 640.8197 | 626.8747 | 591.1489 | 533.2001 | 569.4601 | 617.5825 | 717.6519 | 828.7871 | 920.7612 | 936.379 | 908.9864 | 903.8811 | 854.2817 | 775.8985
2028-03-25 | 717.1094 | 679.174 | 641.6247 | 609.22 | 613.3853 | 656.3649 | 722.588 | 712.2505 | 676.1214 | 637.7719 | 614.5515 | 590.2769 | 483.3607 | 437.4232 | 461.4261 | 546.6876 | 688.6174 | 816.9369 | 918.1425 | 920.3295 | 911.3074 | 909.8976 | 864.2573 | 795.2837
2028-03-26 | 721.4904 | 683.8705 | 645.5651 | 609.9718 | 611.7454 | 637.4921 | 684.1632 | 670.5914 | 638.3993 | 556.4621 | 502.4303 | 436.3236 | 345.6956 | 324.7725 | 365.0025 | 465.1156 | 642.4215 | 827.5234 | 991.7738 | 989.3467 | 976.5169 | 949.8224 | 868.3264 | 780.4499
2028-03-27 | 722.1148 | 680.6854 | 645.6221 | 609.4432 | 619.9212 | 663.0277 | 733.0098 | 701.6519 | 658.1951 | 569.9125 | 520.8068 | 393.5196 | 337.043 | 333.6964 | 342.2228 | 451.3918 | 636.6258 | 808.7667 | 951.3305 | 951.2218 | 936.0192 | 939.0831 | 853.1917 | 778.8631
2028-03-28 | 699.8428 | 664.2088 | 630.9019 | 605.2062 | 642.4053 | 740.3513 | 855.8663 | 813.8599 | 758.2366 | 687.6717 | 654.5391 | 594.6429 | 502.8525 | 497.3214 | 499.3176 | 566.5635 | 707.8512 | 856.2517 | 994.2821 | 1016.8617 | 988.6756 | 947.642 | 862.8224 | 782.2498
2028-03-29 | 700.9487 | 658.0894 | 621.4602 | 595.2821 | 629.6228 | 723.2669 | 833.6601 | 815.0974 | 745.3723 | 663.6997 | 575.0397 | 508.9475 | 417.8124 | 403.7854 | 460.7856 | 554.4802 | 704.1312 | 837.2758 | 977.4037 | 988.5437 | 963.9244 | 941.6844 | 869.0751 | 784.8341
2028-03-30 | 696.2858 | 660.5031 | 619.2515 | 594.9915 | 630.5675 | 730.0508 | 848.2155 | 806.9237 | 729.281 | 628.6567 | 563.7504 | 494.8895 | 416.0088 | 409.1925 | 428.5624 | 504.1775 | 665.1116 | 833.1516 | 963.3878 | 998.3626 | 966.5035 | 946.0259 | 855.0624 | 770.9893
2028-03-31 | 704.6448 | 671.9054 | 634.1672 | 609.3441 | 644.1802 | 741.5817 | 856.1682 | 826.9073 | 749.912 | 681.8744 | 653.7926 | 645.1463 | 578.8854 | 537.5559 | 562.9925 | 635.9004 | 768.7124 | 885.7658 | 966.5251 | 971.1892 | 941.242 | 940.2897 | 882.1678 | 802.6368
2028-04-01 | 757.7078 | 719.7617 | 670.6655 | 642.7607 | 650.76 | 691.0184 | 748.2131 | 757.3807 | 739.8357 | 677.09 | 637.6849 | 578.5805 | 472.5805 | 433.1017 | 487.5928 | 602.459 | 792.6899 | 894.67 | 970.3499 | 965.149 | 978.0061 | 959.7447 | 901.5949 | 847.7561
2028-04-02 | 750.5716 | 710.9119 | 662.4563 | 632.2939 | 639.6637 | 659.7705 | 698.1687 | 697.8685 | 705.947 | 640.4975 | 593.5258 | 522.4679 | 439.5164 | 432.5318 | 509.8002 | 604.6474 | 770.9857 | 888.6207 | 1010.2572 | 1002.8649 | 1015.8342 | 986.7789 | 891.6485 | 816.7751
2028-04-03 | 727.5408 | 685.5282 | 641.1623 | 626.439 | 666.2426 | 768.5402 | 883.0152 | 875.8801 | 800.7702 | 694.6644 | 645.1628 | 532.0238 | 495.9622 | 548.1898 | 600.6754 | 718.9255 | 831.4066 | 927.5494 | 1042.512 | 1044.1599 | 1037.6402 | 999.2403 | 897.1396 | 824.0905
2028-04-04 | 724.7283 | 691.2146 | 648.9369 | 626.9293 | 667.0586 | 760.425 | 873.0898 | 848.6342 | 812.0276 | 736.4416 | 660.9518 | 584.2336 | 519.7619 | 491.009 | 528.2356 | 644.8471 | 789.3684 | 907.9122 | 1002.7781 | 1033.5928 | 1029.8923 | 979.6815 | 883.0882 | 813.5053
2028-04-05 | 719.0555 | 680.3755 | 631.5225 | 610.583 | 647.2599 | 735.8386 | 846.01 | 826.8864 | 752.4935 | 689.6036 | 633.7809 | 582.1807 | 534.4937 | 469.8265 | 526.2801 | 599.9326 | 772.5695 | 876.3769 | 990.8058 | 1002.6411 | 1000.8573 | 962.76 | 876.2403 | 808.7423
2028-04-06 | 717.0696 | 683.5651 | 632.5364 | 614.1023 | 650.9192 | 746.6278 | 855.7911 | 829.6471 | 749.4239 | 683.6932 | 623.248 | 557.1803 | 478.2942 | 472.6528 | 493.6153 | 578.8305 | 750.6765 | 865.7214 | 974.6955 | 1011.7405 | 1002.8893 | 967.3268 | 865.4355 | 796.507
2028-04-07 | 701.0057 | 671.8439 | 621.4957 | 603.3562 | 639.4452 | 727.7978 | 839.0095 | 834.9488 | 795.5519 | 722.2601 | 642.9273 | 602.6629 | 572.1806 | 535.3217 | 647.7123 | 732.0312 | 819.8417 | 880.356 | 935.8803 | 954.517 | 941.9871 | 928.8722 | 858.3526 | 796.1501
2028-04-08 | 708.4595 | 674.3297 | 623.764 | 597.2096 | 604.877 | 634.0258 | 686.1538 | 691.2685 | 688.6781 | 621.6895 | 557.5986 | 516.5468 | 425.8156 | 398.8057 | 419.7467 | 524.103 | 689.6428 | 788.6963 | 889.3634 | 898.0293 | 909.3973 | 892.2294 | 831.5704 | 782.7597
2028-04-09 | 715.2433 | 677.5558 | 629.1836 | 600.584 | 606 | 620.148 | 654.6949 | 631.4425 | 627.1161 | 546.7381 | 487.1392 | 388.4449 | 357.5283 | 325.3712 | 388.6868 | 489.16 | 668.7938 | 810.4489 | 951.4045 | 963.8379 | 970.1621 | 939.7214 | 843.7979 | 774.4011
2028-04-10 | 697.594 | 657.1743 | 613.715 | 600.229 | 640.0124 | 736.7619 | 846.9297 | 816.7022 | 727.2529 | 635.8068 | 584.6593 | 492.1314 | 468.837 | 463.2489 | 511.4357 | 615.536 | 765.0016 | 866.4751 | 988.966 | 1004.1289 | 992.9808 | 955.9238 | 854.0521 | 786.5898
2028-04-11 | 710.4773 | 677.528 | 639.4068 | 614.8427 | 655.619 | 745.5077 | 853.3002 | 833.2388 | 783.7363 | 691.0917 | 660.1528 | 594.4286 | 504.831 | 457.7933 | 496.9235 | 605.5769 | 778.7069 | 874.3841 | 980.9724 | 1014.9703 | 1007.7161 | 960.3756 | 860.2749 | 795.38
2028-04-12 | 703.0854 | 666.0617 | 618.5246 | 596.1106 | 631.4197 | 716.5756 | 820.0029 | 786.9452 | 728.8331 | 654.1837 | 579.8536 | 473.436 | 438.2901 | 411.6159 | 457.4546 | 559.8157 | 705.6034 | 837.7927 | 957.2173 | 981.0819 | 974.6483 | 940.5266 | 850.8502 | 788.0028
2028-04-13 | 721.2666 | 688.8224 | 637.7772 | 618.1342 | 654.8872 | 751.7407 | 860.3326 | 835.3417 | 761.4383 | 684.3429 | 587.1615 | 508.9833 | 458.7461 | 454.5348 | 515.4288 | 641.8462 | 802.1473 | 884.9426 | 980.3163 | 1018.7907 | 1007.4976 | 973.0736 | 872.6825 | 801.45
2028-04-14 | 737.1973 | 709.0312 | 655.0365 | 621.4044 | 634.9096 | 660.5478 | 706.6368 | 683.737 | 709.2237 | 639.3535 | 589.9831 | 562.7137 | 480.1278 | 471.3498 | 503.8164 | 629.2681 | 755.7171 | 856.2697 | 900.1521 | 911.8186 | 913.2471 | 923.3854 | 856.1018 | 802.7982
2028-04-15 | 733.4007 | 693.0243 | 642.936 | 617.9702 | 627.8397 | 662.6987 | 716.6289 | 711.5675 | 668.3663 | 624.8855 | 554.8917 | 454.3463 | 405.7265 | 374.881 | 439.3387 | 531.6378 | 697.1877 | 825.0803 | 932.1392 | 934.4146 | 946.0024 | 925.9579 | 868.8916 | 817.1626
2028-04-16 | 740.265 | 700.8471 | 651.529 | 623.5593 | 629.4197 | 648.0923 | 678.6364 | 667.4017 | 662.9215 | 603.6014 | 565.9747 | 506.5273 | 449.6796 | 426.9436 | 450.2973 | 544.6006 | 708.6015 | 843.3005 | 965.2231 | 973.0754 | 998.2025 | 968.6173 | 872.8668 | 801.9197
2028-04-17 | 725.7371 | 683.7124 | 643.9216 | 627.5774 | 669.2188 | 770.2072 | 863.8319 | 860.4651 | 825.6202 | 754.3804 | 709.844 | 686.8211 | 592.8215 | 597.4048 | 616.5829 | 712.9283 | 858.0611 | 938.7804 | 1040.6404 | 1040.5201 | 1035.9378 | 994.8624 | 895.3127 | 826.2482
2028-04-18 | 726.5794 | 692.8831 | 653.161 | 629.6893 | 669.184 | 758.4835 | 861.0015 | 826.8026 | 758.8484 | 679.8543 | 616.7866 | 484.1288 | 459.7722 | 450.4315 | 504.6135 | 600.7889 | 767.5777 | 881.7582 | 999.4558 | 1031.6311 | 1027.816 | 977.2152 | 880.559 | 814.2455
2028-04-19 | 728.4861 | 689.7421 | 641.3441 | 620.9886 | 657.4685 | 746.637 | 849.6977 | 842.0098 | 818.0629 | 765.904 | 710.3462 | 666.3753 | 579.4126 | 542.2227 | 598.7702 | 678.6758 | 839.3645 | 916.4955 | 1003.2256 | 1019.0631 | 1014.3952 | 982.0848 | 892.8002 | 824.3052
2028-04-20 | 728.438 | 694.4801 | 643.8173 | 624.2458 | 661.8 | 760.421 | 860.8009 | 847.1169 | 789.7814 | 743.7585 | 725.8067 | 697.5747 | 639.0823 | 587.2102 | 607.9032 | 696.0588 | 815.3306 | 912.6063 | 997.694 | 1031.3872 | 1019.5082 | 986.2142 | 882.5914 | 813.4089
2028-04-21 | 721.3376 | 690.7868 | 645.1981 | 623.4561 | 659.2439 | 753.444 | 852.3163 | 842.3266 | 782.9887 | 720.3027 | 663.6595 | 603.2808 | 537.8455 | 549.6367 | 626.3276 | 714.3473 | 830.3697 | 893.3712 | 968.8072 | 984.8211 | 973.0756 | 955.791 | 886.0915 | 825.0313
2028-04-22 | 742.5525 | 708.8621 | 658.319 | 629.3307 | 637.5746 | 674.2789 | 722.7751 | 709.3401 | 704.3558 | 618.4959 | 554.4447 | 473.984 | 464.8426 | 475.5999 | 496.2541 | 579.5688 | 744.5813 | 845.0491 | 942.3862 | 940.791 | 957.3038 | 937.7388 | 881.1751 | 828.7467
2028-04-23 | 745.6962 | 710.7654 | 660.8137 | 629.446 | 635.1531 | 655.0541 | 687.3708 | 672.9258 | 666.6994 | 608.2463 | 568.6497 | 507.3426 | 476.4108 | 426.1014 | 461.9804 | 578.2432 | 756.3639 | 860.3733 | 995.9106 | 999.0004 | 1011.816 | 980.6427 | 885.133 | 813.5446
2028-04-24 | 720.2203 | 682.4518 | 636.2944 | 620.5624 | 659.4088 | 758.7648 | 865.3745 | 829.9409 | 791.1356 | 709.7638 | 670.2683 | 614.18 | 567.3615 | 539.6754 | 578.7805 | 693.9839 | 814.4932 | 915.6402 | 1029.5012 | 1043.4822 | 1026.6108 | 991.4117 | 888.2177 | 818.5107
2028-04-25 | 724.4988 | 690.478 | 650.9139 | 627.8776 | 667.378 | 762.5551 | 870.643 | 830.8999 | 752.0109 | 650.834 | 599.0862 | 482.3023 | 505.7836 | 460.4013 | 522.1898 | 599.2984 | 762.3325 | 880.0464 | 1000.2165 | 1039.4633 | 1030.4646 | 981.9199 | 882.4458 | 815.9118
2028-04-26 | 732.9617 | 690.0778 | 644.9384 | 623.7014 | 662.567 | 751.5617 | 850.7109 | 818.9819 | 765.1678 | 679.1902 | 627.8591 | 536.7835 | 530.0168 | 514.2801 | 583.7185 | 662.9404 | 816.2469 | 897.9301 | 1006.1005 | 1021.4214 | 1015.5001 | 977.6026 | 891.1087 | 822.7225
2028-04-27 | 721.7153 | 689.4029 | 640.2637 | 620.4567 | 659.4883 | 754.7738 | 859.4714 | 825.8151 | 770.0582 | 691.5196 | 630.0575 | 601.3508 | 567.7607 | 567.1297 | 611.99 | 700.8177 | 833.4481 | 906.4248 | 993.9883 | 1029.1202 | 1006.2789 | 972.5541 | 873.1439 | 802.1327
2028-04-28 | 704.7672 | 678.9541 | 629.2239 | 608.6412 | 646.644 | 734.719 | 828.227 | 805.3636 | 770.8622 | 685.8132 | 634.6352 | 591.3254 | 520.0962 | 519.248 | 574.658 | 651.3118 | 789.674 | 873.0233 | 937.9597 | 963.1714 | 948.582 | 933.8593 | 862.5288 | 802.1958
2028-04-29 | 733.7295 | 697.0429 | 643.806 | 616.1438 | 623.3063 | 658.5958 | 698.2264 | 681.6061 | 654.4599 | 588.3137 | 558.1766 | 451.5572 | 451.2733 | 430.1405 | 489.4465 | 598.5572 | 745.0787 | 824.5332 | 913.1738 | 927.4034 | 936.4389 | 916.4476 | 861.0376 | 809.6306
2028-04-30 | 726.6453 | 691.6843 | 641.4186 | 613.0639 | 619.9391 | 635.5239 | 662.9126 | 650.0252 | 661.3922 | 614.6754 | 569.1367 | 507.5562 | 431.7172 | 420.2134 | 424.8251 | 540.7467 | 697.8077 | 807.5452 | 942.3897 | 955.0606 | 980.6074 | 949.4645 | 855.5867 | 785.4823
2028-05-01 | 736.9066 | 682.4482 | 652.2529 | 643.1482 | 678.7859 | 766.1992 | 824.2189 | 786.5358 | 713.6723 | 608.3152 | 585.975 | 492.5617 | 484.8877 | 485.6074 | 551.6499 | 635.0301 | 796.5477 | 897.4438 | 974.8676 | 998.4392 | 989.7902 | 960.9992 | 886.2898 | 815.496
2028-05-02 | 743.5411 | 698.559 | 669.149 | 653.2178 | 690.0272 | 762.7077 | 847.0833 | 787.5801 | 751.4359 | 679.2213 | 633.0617 | 552.8698 | 529.3377 | 515.8717 | 560.1434 | 625.4944 | 742.9269 | 868.9839 | 961.0377 | 1001.8838 | 995.5689 | 953.694 | 883.5531 | 814.5441
2028-05-03 | 749.9496 | 695.0403 | 662.2693 | 647.561 | 678.7351 | 751.8597 | 832.0165 | 782.4984 | 743.1664 | 691.1389 | 651.1315 | 580.1661 | 533.1027 | 560.6803 | 611.7074 | 676.613 | 795.1663 | 879.4806 | 967.7139 | 986.8857 | 980.0901 | 954.9803 | 893.3419 | 825.9387
2028-05-04 | 754.9604 | 710.311 | 671.3887 | 656.1254 | 689.9726 | 772.4248 | 851.862 | 814.7955 | 805.8252 | 732.3187 | 674.9758 | 726.186 | 667.9772 | 593.3103 | 622.759 | 712.7268 | 839.1542 | 925.3168 | 971.6154 | 1008.4444 | 995.3219 | 969.3532 | 893.8715 | 822.7831
2028-05-05 | 754.4674 | 711.074 | 677.5008 | 661.2905 | 694.7578 | 773.4901 | 856.024 | 825.5312 | 778.3968 | 698.649 | 638.8355 | 580.2407 | 517.5182 | 504.2232 | 556.4943 | 651.4197 | 776.1795 | 885.3979 | 953.4969 | 975.9057 | 961.6034 | 954.6886 | 910.1428 | 839.6655
2028-05-06 | 768.7026 | 717.5349 | 681.4131 | 661.9385 | 669.1063 | 700.1757 | 726.1467 | 702.352 | 656.4769 | 592.6786 | 503.4148 | 412.2455 | 392.0136 | 381.339 | 423.6445 | 542.5587 | 691.5706 | 833.2721 | 911.9357 | 932.0449 | 942.4855 | 930.9635 | 898.9613 | 840.8776
2028-05-07 | 767.1194 | 716.0881 | 679.0374 | 656.9988 | 661.9753 | 674.7162 | 686.053 | 653.3225 | 642.7157 | 568.5752 | 539.9379 | 483.1149 | 404.9169 | 377.397 | 429.3563 | 537.7709 | 713.8642 | 848.8746 | 956.0116 | 975.263 | 979.7019 | 953.4715 | 888.7738 | 815.435
2028-05-08 | 751.6265 | 700.6486 | 668.8332 | 659.4426 | 697.5066 | 780.3276 | 865.1483 | 830.3255 | 769.9022 | 713.6944 | 675.8551 | 668.4974 | 660.6867 | 676.6368 | 710.444 | 793.8336 | 865.3538 | 913.4927 | 987.7167 | 1003.2476 | 1005.8909 | 980.791 | 906.1134 | 834.9547
2028-05-09 | 744.3099 | 698.13 | 668.346 | 653.9838 | 690.4446 | 764.3322 | 835.0613 | 793.8329 | 745.1845 | 662.3473 | 615.8589 | 550.971 | 509.7075 | 492.3294 | 528.097 | 625.9736 | 765.2528 | 888.6157 | 964.1928 | 1005.5271 | 998.2579 | 955.4314 | 883.5034 | 815.3793
2028-05-10 | 760.4748 | 707.6818 | 674.3293 | 658.3954 | 692.7694 | 766.7658 | 852.3257 | 833.7982 | 775.1047 | 670.5746 | 624.6744 | 560.3588 | 510.3956 | 492.7705 | 547.1292 | 638.0013 | 757.9666 | 863.0199 | 958.9968 | 990.5833 | 992.1843 | 968.7652 | 909.6163 | 840.2031
2028-05-11 | 754.6132 | 706.5939 | 670.7178 | 655.7638 | 690.0786 | 771.6739 | 824.4879 | 790.7305 | 734.9643 | 650.0448 | 606.7389 | 517.4084 | 520.7167 | 507.1593 | 524.182 | 617.2646 | 773.4065 | 873.4743 | 954.4281 | 1003.3989 | 991.6261 | 969.0744 | 892.5679 | 822.1096
2028-05-12 | 727.4678 | 683.9488 | 647.3399 | 633.7883 | 668.5923 | 742.074 | 813.9726 | 754.588 | 692.0638 | 623.2908 | 558.6828 | 442.7422 | 414.4391 | 409.2068 | 469.8596 | 580.8641 | 709.929 | 826.7531 | 891.0358 | 935.5959 | 921.8969 | 913.6075 | 867.327 | 804.9333
2028-05-13 | 747.9577 | 698.5207 | 662.521 | 642.8048 | 649.7506 | 674.587 | 694.5538 | 655.8183 | 593.1807 | 547.8826 | 484.0154 | 386.623 | 373.8593 | 333.8378 | 378.3712 | 489.1642 | 657.1653 | 789.9355 | 879.1551 | 911.3686 | 912.7196 | 905.8167 | 870.1871 | 815.4143
2028-05-14 | 745.9587 | 696.7771 | 659.8188 | 638.6846 | 643.4823 | 652.8758 | 659.2194 | 617.7235 | 607.2252 | 544.872 | 517.0266 | 475.2796 | 420.3774 | 369.6065 | 423.5282 | 511.5141 | 661.216 | 792.1823 | 919.6751 | 948.0713 | 952.3831 | 925.9374 | 860.479 | 790.345
2028-05-15 | 743.8722 | 692.7263 | 659.3538 | 650.8164 | 688.3441 | 771.068 | 852.8203 | 791.8129 | 725.3152 | 642.314 | 583.128 | 504.2863 | 485.5534 | 468.3907 | 511.2416 | 593.9075 | 747.036 | 888.9917 | 987.1877 | 1005.532 | 998.7426 | 964.4937 | 895.4676 | 822.2083
2028-05-16 | 759.1801 | 715.0339 | 683.6151 | 666.6945 | 703.4837 | 783.6122 | 856.7182 | 811.8958 | 771.3823 | 676.999 | 616.5824 | 513.0262 | 523.0171 | 487.5163 | 527.7335 | 614.7613 | 752.6672 | 865.4996 | 969.4199 | 1019.4389 | 1015.3954 | 973.7488 | 902.9256 | 833.7668
2028-05-17 | 754.2978 | 700.6082 | 668.4355 | 652.5401 | 686.8456 | 763.1736 | 838.3104 | 804.6425 | 758.5308 | 696.5898 | 621.6158 | 556.1658 | 507.1757 | 494.3773 | 556.9457 | 651.4619 | 747.6334 | 858.7355 | 960.84 | 988.4832 | 986.1471 | 958.2727 | 898.7715 | 830.2801
2028-05-18 | 751.0197 | 706.9769 | 667.5727 | 652.7583 | 687.3317 | 770.3687 | 845.5514 | 803.7029 | 738.8583 | 667.4587 | 595.6316 | 498.3781 | 485.478 | 462.4531 | 509.3907 | 617.7455 | 757.3921 | 862.1202 | 944.6351 | 997.233 | 984.9699 | 960.6799 | 886.5035 | 815.4672
2028-05-19 | 744.0918 | 700.0122 | 666.223 | 650.3156 | 684.0206 | 762.7086 | 831.0982 | 761.7608 | 706.8519 | 626.6763 | 561.193 | 458.9692 | 472.0631 | 435.3274 | 510.2388 | 608.5239 | 735.2532 | 844.1832 | 921.2379 | 959.8912 | 948.1328 | 940.1334 | 893.3137 | 828.8752
2028-05-20 | 763.7741 | 714.3649 | 679.3565 | 657.8753 | 665.1284 | 692.9968 | 711.5374 | 668.4099 | 617.4166 | 564.1207 | 518.1432 | 476.5929 | 456.4756 | 399.6138 | 434.0972 | 529.3396 | 677.853 | 812.5998 | 898.601 | 926.2574 | 933.266 | 923.1359 | 890.1444 | 834.2205
2028-05-21 | 758.965 | 710.0018 | 672.3051 | 650.2494 | 654.9587 | 666.3359 | 663.9842 | 607.2134 | 586.6966 | 542.2787 | 490.3946 | 394.1782 | 392.1143 | 333.3139 | 412.1096 | 522.4499 | 738.6043 | 827.822 | 937.7644 | 965.9274 | 968.6949 | 948.1132 | 877.5398 | 807.1506
2028-05-22 | 753.9358 | 700.9359 | 667.6687 | 658.5386 | 696.4329 | 783.891 | 854.905 | 804.0575 | 727.5875 | 648.4599 | 608.3404 | 537.0538 | 557.9012 | 584.3486 | 635.5815 | 724.2771 | 801.302 | 906.0051 | 986.1246 | 1014.5731 | 1006.7327 | 976.655 | 905.8888 | 833.2741
2028-05-23 | 766.4828 | 720.8293 | 690.8264 | 673.3574 | 710.127 | 791.6689 | 862.6219 | 808.7477 | 764.4143 | 689.0333 | 627.8544 | 515.1517 | 520.1541 | 493.0141 | 549.0695 | 616.7446 | 754.364 | 887.072 | 985.0589 | 1027.2422 | 1026.428 | 981.6256 | 911.8033 | 841.0765
2028-05-24 | 751.2199 | 696.3462 | 661.2679 | 645.9402 | 680.2092 | 754.7609 | 821.5794 | 773.2965 | 754.2997 | 696.3781 | 643.9275 | 596.8371 | 544.6362 | 508.2281 | 553.8836 | 628.8715 | 778.9939 | 861.985 | 955.455 | 990.8655 | 981.3751 | 952.3771 | 892.781 | 825.3184
2028-05-25 | 735.8063 | 694.6597 | 655.2132 | 641.0656 | 675.2113 | 755.0921 | 822.4141 | 759.8506 | 679.8527 | 608.2747 | 557.918 | 476.3968 | 532.901 | 575.8664 | 589.1092 | 705.0053 | 794.6667 | 867.2479 | 930.3063 | 984.6378 | 969.8956 | 947.0148 | 865.7421 | 800.8533
2028-05-26 | 742.9343 | 698.2322 | 663.8195 | 648.4472 | 682.3283 | 758.467 | 819.4068 | 770.8519 | 705.8604 | 634.8421 | 615.31 | 611.2988 | 658.9041 | 665.9049 | 713.8105 | 780.069 | 849.8766 | 885.116 | 928.8365 | 960.2953 | 945.0535 | 936.4238 | 889.5718 | 824.4739
2028-05-27 | 770.0495 | 722.5062 | 686.0364 | 664.7691 | 672.2623 | 705.9804 | 720.2017 | 679.2984 | 646.7557 | 586.2269 | 577.1106 | 584.8626 | 582.0579 | 571.0821 | 547.5634 | 651.5043 | 802.4075 | 881.72 | 933.5304 | 950.6817 | 943.4884 | 934.4471 | 897.8962 | 841.924
2028-05-28 | 764.7691 | 714.9656 | 678.0971 | 657.0193 | 662.9877 | 678.204 | 673.2954 | 630.386 | 612.7645 | 573.0727 | 533.7436 | 520.9642 | 489.6461 | 492.7774 | 604.9232 | 686.8566 | 791.6061 | 865.983 | 963.4992 | 983.6062 | 986.3047 | 956.3696 | 892.2207 | 817.557
2028-05-29 | 772.7629 | 718.5454 | 682.6888 | 662.3928 | 681.8676 | 719.8796 | 738.0996 | 688.8075 | 662.6218 | 618.5949 | 603.5265 | 547.0388 | 551.5915 | 594.5668 | 659.7097 | 745.4256 | 827.8838 | 892.6957 | 957.3161 | 978.7613 | 975.7087 | 961.5828 | 885.1607 | 820.4345
2028-05-30 | 750.3763 | 703.9749 | 672.7255 | 659.3989 | 699.5717 | 780.3589 | 852.5881 | 798.2866 | 741.0873 | 681.5498 | 634.0879 | 607.862 | 585.7788 | 584.7263 | 619.1374 | 685.7186 | 797.6228 | 892.7853 | 985.5216 | 1030.6878 | 1019.6149 | 971.2928 | 897.8667 | 827.6166
2028-05-31 | 760.4493 | 706.6618 | 674.7649 | 659.6614 | 694.9431 | 772.9983 | 840.6962 | 797.5754 | 766.9037 | 727.9185 | 685.471 | 676.2347 | 613.0938 | 546.7513 | 641.126 | 711.5668 | 826.171 | 905.5516 | 988.2167 | 1011.6497 | 1001.7141 | 970.2532 | 909.6406 | 840.9424
2028-06-01 | 759.9842 | 710.3572 | 663.4375 | 647.9219 | 683.3362 | 775.0577 | 864.2412 | 832.4413 | 803.9365 | 750.4118 | 722.0846 | 718.5007 | 684.3202 | 625.652 | 669.9062 | 795.3952 | 912.4696 | 963.1446 | 1017.4752 | 1055.045 | 1038.0292 | 1007.5352 | 939.5119 | 854.131
2028-06-02 | 745.9676 | 701.1633 | 656.0208 | 640.5233 | 675.3996 | 760.7192 | 843.4084 | 824.9606 | 792.5409 | 724.2977 | 657.2022 | 590.6812 | 540.1212 | 503.9001 | 560.2004 | 666.3401 | 794.3964 | 899.8489 | 964.5057 | 998.4727 | 987.3688 | 976.8799 | 938.799 | 858.7694
2028-06-03 | 767.2314 | 710.155 | 666.3099 | 644.612 | 647.2857 | 668.607 | 695.8501 | 687.1785 | 695.9498 | 670.0251 | 601.9844 | 554.6812 | 488.8776 | 480.8101 | 514.9717 | 632.4056 | 774.2976 | 879.8314 | 939.8813 | 959.8217 | 968.3186 | 958.6518 | 931.4352 | 864.0697
2028-06-04 | 769.1355 | 713.56 | 669.1575 | 644.9542 | 645.3905 | 651.9643 | 657.9945 | 647.7463 | 691.0187 | 680.5804 | 648.1042 | 646.5792 | 588.179 | 499.9223 | 573.4461 | 680.5907 | 794.1953 | 895.1077 | 1000.992 | 1005.4925 | 1016.098 | 988.5984 | 928.0685 | 842.1329
2028-06-05 | 749.3126 | 689.3131 | 648.8235 | 639.8181 | 678.559 | 772.8666 | 865.5982 | 856.8827 | 821.8958 | 748.0949 | 719.0863 | 676.2843 | 594.9544 | 557.5793 | 607.4339 | 721.104 | 882.3535 | 959.2171 | 1038.5906 | 1061.6959 | 1048.8637 | 1009.9595 | 941.0987 | 853.0086
2028-06-06 | 742.8185 | 694.9921 | 655.6367 | 639.1782 | 677.0691 | 760.1512 | 847.1032 | 825.413 | 788.4988 | 733.9574 | 684.035 | 654.0773 | 647.4773 | 613.33 | 698.7917 | 831.8679 | 874.2498 | 945.2299 | 1009.4573 | 1051.8778 | 1038.7291 | 989.4679 | 921.2603 | 837.6592
2028-06-07 | 754.8557 | 700.4063 | 657.2321 | 641.2782 | 675.8381 | 756.0657 | 836.4627 | 808.4726 | 769.3786 | 703.1419 | 655.0668 | 561.1576 | 545.9455 | 523.841 | 558.4905 | 654.0554 | 799.7889 | 899.1244 | 1001.6747 | 1034.914 | 1029.6247 | 994.8099 | 942.4043 | 858.4288
2028-06-08 | 748.4227 | 699.8108 | 651.6121 | 637.1895 | 672.5021 | 758.9061 | 843.352 | 804.1662 | 769.1906 | 711.9985 | 664.4841 | 612.4385 | 574.3483 | 523.4251 | 561.0371 | 671.678 | 784.9259 | 898.1732 | 982.6376 | 1037.6156 | 1022.8901 | 994.279 | 923.0659 | 839.7508
2028-06-09 | 744.0217 | 695.1668 | 652.8147 | 637.9755 | 671.9321 | 754.8835 | 838.9556 | 817.5744 | 793.6605 | 736.4743 | 692.3328 | 663.4894 | 594.6857 | 575.1587 | 644.3691 | 761.2892 | 861.498 | 906.2084 | 962.6199 | 993.258 | 982.1369 | 972.6406 | 934.2333 | 856.5074
2028-06-10 | 766.2233 | 709.8008 | 667.0496 | 644.0505 | 646.8177 | 668.5204 | 694.533 | 704.4703 | 713.9453 | 685.4622 | 652.6094 | 627.5197 | 523.0258 | 458.422 | 527.6058 | 660.0267 | 770.2971 | 871.1245 | 940.3206 | 959.6833 | 966.5778 | 957.234 | 930.2017 | 864.0663
2028-06-11 | 774.6369 | 718.9931 | 674.1899 | 649.6602 | 649.7053 | 658.1571 | 668.6909 | 651.5439 | 667.0083 | 614.2139 | 553.8429 | 480.6922 | 439.3607 | 425.3732 | 477.267 | 590.3689 | 727.4631 | 858.1031 | 991.0594 | 1014.8802 | 1028.0259 | 997.817 | 935.621 | 849.7335
2028-06-12 | 775.7959 | 720.548 | 675.8254 | 651.1727 | 665.4889 | 690.7184 | 713.2098 | 684.1563 | 698.9428 | 667.7301 | 639.9674 | 564.6827 | 512.5039 | 506.0414 | 520.4036 | 670.0085 | 805.1983 | 908.1362 | 988.6947 | 999.9525 | 1005.1218 | 993.3209 | 925.4262 | 851.2456
2028-06-13 | 750.2646 | 701.281 | 662.4035 | 645.3261 | 683.1054 | 766.427 | 848.9842 | 808.0669 | 790.7774 | 717.6763 | 670.1983 | 571.937 | 564.2361 | 546.7231 | 600.1778 | 701.7505 | 818.3557 | 931.8221 | 1006.6441 | 1055.9521 | 1047.8477 | 999.8031 | 931.399 | 847.6678
2028-06-14 | 757.7108 | 701.4396 | 658.2492 | 641.2848 | 676.3627 | 754.8206 | 844.9666 | 807.7289 | 788.5509 | 735.8416 | 688.338 | 628.7669 | 574.3898 | 540.2187 | 598.1678 | 711.7214 | 840.0751 | 926.3624 | 1014.0494 | 1033.1223 | 1032.5417 | 997.8779 | 943.9245 | 860.8836
2028-06-15 | 747.3252 | 697.8859 | 650.4406 | 635.005 | 668.9849 | 755.4677 | 846.0237 | 831.7718 | 811.1315 | 778.1472 | 702.7106 | 726.4751 | 681.4447 | 632.611 | 606.4384 | 685.0443 | 808.8654 | 905.5082 | 989.2336 | 1035.908 | 1020.2846 | 990.5713 | 921.8899 | 837.8692
2028-06-16 | 738.0392 | 691.6085 | 647.4709 | 632.1502 | 664.5364 | 747.405 | 833.9019 | 805.8715 | 782.2609 | 723.7665 | 655.1353 | 580.572 | 532.8744 | 515.288 | 596.2822 | 709.8707 | 823.3424 | 912.2618 | 953.6643 | 987.7371 | 972.7905 | 965.3852 | 926.9444 | 848.7583
2028-06-17 | 754.8683 | 698.5091 | 654.5603 | 632.3035 | 635.1399 | 653.8897 | 683.3083 | 698.3604 | 722.8173 | 705.244 | 659.1247 | 605.3315 | 522.9389 | 434.8788 | 474.9691 | 569.5893 | 695.6006 | 829.5198 | 916.4205 | 943.2908 | 952.4854 | 939.9749 | 914.0409 | 848.6985
2028-06-18 | 766.1299 | 708.9667 | 665.8213 | 641.6875 | 641.9869 | 648.2872 | 661.6298 | 649.3109 | 684.8529 | 637.452 | 579.6967 | 531.6789 | 417.713 | 389.5147 | 436.37 | 581.7344 | 754.0756 | 860.7434 | 976.7426 | 1001.3054 | 1014.5901 | 985.2952 | 923.6956 | 839.5073
2028-06-19 | 738.8305 | 678.846 | 641.0207 | 633.0608 | 671.3209 | 761.7686 | 858.4671 | 824.6337 | 786.2657 | 705.9245 | 662.6951 | 590.0028 | 575.7204 | 538.0575 | 562.1658 | 691.1133 | 792.9587 | 894.3907 | 1004.0315 | 1041.4948 | 1034.963 | 1001.4933 | 929.1001 | 843.5049
2028-06-20 | 732.2838 | 680.0537 | 643.3249 | 628.3287 | 665.8025 | 745.6395 | 827.095 | 804.7947 | 795.8987 | 739.9587 | 669.9513 | 653.8602 | 604.9172 | 549.1252 | 552.8001 | 632.3389 | 743.0041 | 864.4357 | 966.184 | 1027.652 | 1024.4389 | 971.3296 | 903.6872 | 822.2878
2028-06-21 | 743.6841 | 686.2154 | 645.1075 | 630.1016 | 664.5317 | 744.2788 | 832.8319 | 789.1573 | 750.7501 | 706.1 | 667.7462 | 616.4582 | 577.7919 | 525.2174 | 560.8392 | 654.7333 | 760.1113 | 872.8856 | 972.8567 | 1014.1177 | 1012.5801 | 980.3529 | 922.2266 | 843.6242
2028-06-22 | 746.2084 | 692.6958 | 648.1127 | 635.193 | 669.2253 | 759.6534 | 842.668 | 802.8656 | 752.719 | 702.2952 | 654.7661 | 564.2022 | 522.5339 | 507.6091 | 545.4914 | 641.7376 | 781.436 | 893.8179 | 976.97 | 1030.3991 | 1020.4818 | 990.0756 | 919.5949 | 836.2677
2028-06-23 | 735.1855 | 686.5611 | 644.6029 | 629.6691 | 663.665 | 744.8106 | 833.4783 | 811.1612 | 789.7982 | 717.016 | 652.5965 | 580.5357 | 523.4383 | 505.618 | 529.8956 | 636.9579 | 748.0097 | 853.3893 | 932.5568 | 980.6318 | 968.001 | 958.1035 | 918.6096 | 842.7844
2028-06-24 | 771.2485 | 714.2883 | 668.4696 | 648.7712 | 651.4568 | 673.4082 | 705.1035 | 707.3474 | 719.8141 | 701.2461 | 673.1917 | 664.8497 | 599.9027 | 530.3256 | 573.7692 | 682.0118 | 762.3489 | 880.8337 | 945.7152 | 961.0803 | 972.9477 | 961.7042 | 936.7002 | 870.5798
2028-06-25 | 770.4759 | 713.3518 | 667.8922 | 643.9461 | 644.2947 | 650.8784 | 660.3023 | 648.3733 | 669.4837 | 627.9808 | 563.9259 | 459.6872 | 388.6618 | 380.2401 | 437.1189 | 561.8626 | 713.0615 | 842.454 | 972.2958 | 1002.6875 | 1014.7 | 987.9036 | 923.7699 | 840.32
2028-06-26 | 733.3006 | 673.8615 | 635.6399 | 628.2686 | 666.5855 | 755.8484 | 852.6622 | 826.6186 | 781.399 | 743.7092 | 692.5437 | 648.6269 | 588.7813 | 559.8822 | 540.3927 | 663.0413 | 810.5908 | 908.7135 | 999.3292 | 1034.9004 | 1027.1077 | 990.5815 | 919.5022 | 834.4744
2028-06-27 | 745.1859 | 693.9375 | 658.1565 | 640.5409 | 678.1279 | 768.8845 | 860.2793 | 819.2748 | 784.1017 | 706.244 | 663.7759 | 563.0848 | 542.0604 | 538.7649 | 620.0893 | 740.1212 | 845.7689 | 922.3919 | 1014.6178 | 1059.0654 | 1039.9103 | 994.5279 | 923.9262 | 842.2755
2028-06-28 | 749.5806 | 692.7555 | 651.9267 | 635.2824 | 671.1788 | 761.0573 | 853.0536 | 828.721 | 799.6415 | 757.452 | 710.7688 | 658.5421 | 630.1151 | 597.5634 | 639.5122 | 750.6989 | 860.0113 | 930.5438 | 1017.6532 | 1041.1076 | 1025.5056 | 993.157 | 936.7875 | 853.4085
2028-06-29 | 758.6907 | 708.799 | 663.6942 | 647.472 | 683.4168 | 774.1657 | 868.6354 | 835.2479 | 795.0182 | 748.6533 | 695.4975 | 628.8152 | 582.4679 | 567.7312 | 623.9884 | 760.9792 | 836.9938 | 923.6473 | 1005.1635 | 1052.8521 | 1032.0814 | 1012.059 | 939.3995 | 854.7302
2028-06-30 | 740.9576 | 692.9479 | 650.8343 | 634.5958 | 668.4459 | 754.3716 | 845.4133 | 830.1803 | 813.3549 | 754.1657 | 674.2241 | 609.1818 | 530.0883 | 509.626 | 615.2806 | 703.1658 | 832.3842 | 905.6757 | 955.0104 | 990.3672 | 980.1298 | 966.6009 | 933.299 | 854.1487
2028-07-01 | 793.6017 | 742.1879 | 693.6058 | 668.5439 | 666.7776 | 685.4147 | 715.7457 | 722.0087 | 730.4159 | 705.4075 | 665.3698 | 622.4882 | 571.0022 | 589.712 | 624.8961 | 708.0335 | 844.3627 | 936.7015 | 976.8666 | 1004.5169 | 1005.667 | 998.4465 | 965.444 | 892.8818
2028-07-02 | 800.3779 | 746.2925 | 698.6154 | 671.6316 | 666.7254 | 671.85 | 682.0275 | 671.9081 | 696.3172 | 656.1554 | 623.5142 | 559.4234 | 497.5864 | 472.5883 | 532.2245 | 647.685 | 803.9844 | 931.8467 | 1039.5226 | 1065.6796 | 1072.0125 | 1043.6555 | 969.593 | 875.5258
2028-07-03 | 771.137 | 714.8142 | 672.9508 | 663.7261 | 700.3721 | 807.7263 | 919.5642 | 910.1048 | 908.318 | 853.0838 | 815.4784 | 788.5022 | 705.9953 | 677.0772 | 686.499 | 763.5827 | 890.3298 | 998.9872 | 1095.5592 | 1129.1302 | 1101.0037 | 1062.3069 | 973.5649 | 878.4491
2028-07-04 | 795.7646 | 746.6043 | 705.0266 | 671.1916 | 682.5156 | 704.0599 | 736.3624 | 713.6733 | 729.134 | 715.9169 | 680.7841 | 603.0944 | 544.8858 | 510.5022 | 555.8964 | 657.3597 | 790.5171 | 924.3411 | 992.4598 | 1046.1985 | 1045.0164 | 1015.2072 | 934.2148 | 857.1129
2028-07-05 | 770.5052 | 709.4682 | 667.0794 | 654.2828 | 689.693 | 775.5905 | 875.6168 | 870.6977 | 825.4993 | 776.7129 | 754.1029 | 693.4051 | 646.7366 | 624.5366 | 659.8803 | 749.4065 | 900.4719 | 978.0276 | 1048.2124 | 1086.7671 | 1071.0699 | 1041.8937 | 970.3343 | 877.4239
2028-07-06 | 761.1274 | 714.0551 | 665.8081 | 649.4493 | 682.0241 | 777.394 | 882.7208 | 877.9958 | 834.93 | 800.0088 | 770.4362 | 742.6301 | 624.8514 | 613.2421 | 623.759 | 736.0187 | 842.1708 | 945.1973 | 1015.9847 | 1083.5498 | 1063.8001 | 1033.136 | 946.9969 | 851.9037
2028-07-07 | 761.572 | 714.779 | 670.9453 | 654.7661 | 685.5853 | 774.7588 | 874.9405 | 879.73 | 834.8978 | 788.5678 | 740.0737 | 684.1147 | 604.8702 | 606.3279 | 638.0441 | 735.4113 | 837.3933 | 940.6899 | 991.0289 | 1041.55 | 1015.5266 | 1009.006 | 957.6911 | 874.2886
2028-07-08 | 797.1507 | 741.5542 | 696.3346 | 671.7084 | 669.8437 | 687.3482 | 723.9651 | 748.955 | 765.2443 | 726.6255 | 675.1362 | 649.975 | 562.6093 | 540.2262 | 535.677 | 618.7204 | 752.0421 | 888.7567 | 967.8312 | 1008.4647 | 1009.3644 | 1001.0893 | 967.1923 | 892.9722
2028-07-09 | 780.9012 | 725.2147 | 678.737 | 653.0079 | 647.6236 | 648.6496 | 661.4271 | 654.4429 | 670.2909 | 630.4286 | 582.9556 | 495.683 | 427.4008 | 417.7562 | 467.1911 | 590.7604 | 774.0993 | 896.9524 | 1004.9447 | 1040.534 | 1042.9564 | 1014.7217 | 940.2613 | 848.3688
2028-07-10 | 764.6497 | 705.834 | 666.5751 | 657.0306 | 694.0336 | 791.1715 | 902.0495 | 898.4619 | 857.7448 | 802.092 | 772.3344 | 722.3106 | 640.5396 | 621.9002 | 695.1065 | 781.8259 | 925.9734 | 990.4219 | 1076.823 | 1112.7616 | 1090.9831 | 1055.5477 | 967.6322 | 871.598
2028-07-11 | 765.4084 | 718.5985 | 679.1861 | 661.2757 | 696.47 | 784.7183 | 895.8941 | 889.1212 | 874.1382 | 815.8381 | 787.3932 | 766.9463 | 680.8145 | 621.1066 | 640.4332 | 715.269 | 839.7763 | 963.8746 | 1045.6132 | 1107.5903 | 1087.3517 | 1036.7194 | 954.9542 | 864.0786
2028-07-12 | 782.4641 | 725.9327 | 682.5991 | 667.0971 | 699.8431 | 790.73 | 893.886 | 891.4694 | 840.2004 | 801.9092 | 769.5642 | 709.0782 | 661.6904 | 699.6613 | 772.4009 | 887.6442 | 980.1243 | 1021.4386 | 1074.7331 | 1102.8639 | 1084.6598 | 1055.5663 | 985.818 | 891.7657
2028-07-13 | 772.676 | 726.5896 | 678.7814 | 662.6429 | 694.549 | 789.2704 | 895.7481 | 897.9021 | 887.8006 | 876.7053 | 835.9489 | 789.5718 | 733.9044 | 664.2761 | 666.6682 | 761.5604 | 892.5203 | 996.2526 | 1042.1114 | 1102.4372 | 1077.7045 | 1048.1483 | 962.1341 | 868.5012
2028-07-14 | 780.2218 | 733.1846 | 687.9789 | 670.7041 | 703.7992 | 796.1544 | 901.8812 | 904.7589 | 881.9131 | 832.0437 | 779.5932 | 742.2674 | 650.5618 | 648.0071 | 685.9168 | 811.7011 | 922.2981 | 995.9041 | 1033.2505 | 1071.0784 | 1047.8309 | 1037.5831 | 986.5457 | 901.2984
2028-07-15 | 805.2787 | 749.3488 | 705.6843 | 680.5263 | 678.8791 | 700.1894 | 739.6479 | 763.8023 | 754.2191 | 706.4708 | 666.794 | 644.998 | 580.9351 | 580.3424 | 611.9205 | 713.947 | 822.1002 | 925.2457 | 995.3134 | 1026.0576 | 1026.8333 | 1019.8713 | 984.1319 | 911.4447
2028-07-16 | 801.0157 | 745.2543 | 700.0137 | 672.5498 | 667.0567 | 671.8222 | 690.1839 | 696.7101 | 729.2345 | 682.2322 | 615.5763 | 565.9774 | 488.089 | 500.0749 | 570.1362 | 677.2444 | 803.8373 | 934.8759 | 1049.8548 | 1072.4256 | 1076.7502 | 1046.1782 | 973.9082 | 878.4871
2028-07-17 | 762.4093 | 708.5323 | 665.6712 | 656.2094 | 691.9246 | 788.6149 | 902.6694 | 917.9604 | 872.2016 | 831.0632 | 803.1521 | 799.0173 | 724.7057 | 729.9356 | 746.0485 | 826.4257 | 937.9583 | 1016.2747 | 1074.4165 | 1108.7814 | 1084.1338 | 1051.1593 | 963.8678 | 869.4924
2028-07-18 | 764.0748 | 718.2513 | 676.9437 | 659.4703 | 694.3098 | 783.4253 | 890.4106 | 883.9243 | 868.5973 | 801.4909 | 784.0497 | 784.3352 | 767.2498 | 729.3753 | 765.6914 | 845.9604 | 944.9582 | 994.581 | 1040.6349 | 1099.8699 | 1084.5251 | 1034.5472 | 949.7812 | 858.9991
2028-07-19 | 779.7358 | 726.7269 | 682.4904 | 664.759 | 697.5206 | 788.8855 | 895.1551 | 895.3417 | 853.6244 | 804.7462 | 775.4109 | 742.7487 | 652.5989 | 651.6831 | 685.0784 | 761.7433 | 896.5077 | 988.2021 | 1063.9006 | 1095.7787 | 1083.7592 | 1050.0428 | 980.7162 | 887.1106
2028-07-20 | 761.9194 | 716.6233 | 668.132 | 652.4719 | 684.8767 | 780.1303 | 886.1516 | 882.0512 | 821.4711 | 765.9222 | 727.857 | 654.8358 | 604.6533 | 603.6384 | 650.9829 | 752.7759 | 853.1172 | 959.2743 | 1026.9179 | 1086.1783 | 1062.2316 | 1034.2859 | 948.04 | 854.1103
2028-07-21 | 775.6795 | 730.0076 | 686.3231 | 668.6619 | 700.1532 | 793.6144 | 900.695 | 895.0202 | 861.1774 | 789.0486 | 731.8644 | 673.4466 | 614.9664 | 625.1851 | 687.4151 | 803.2643 | 906.5785 | 981.6054 | 1022.0852 | 1058.0055 | 1036.8729 | 1030.3513 | 980.8619 | 893.7766
2028-07-22 | 808.5548 | 752.1206 | 707.0846 | 681.4199 | 679.6149 | 700.5483 | 742.5465 | 789.6452 | 801.341 | 733.9833 | 685.3338 | 658.7381 | 566.6685 | 543.4677 | 594.699 | 745.8954 | 901.1867 | 968.745 | 1007.6933 | 1023.9538 | 1027.1711 | 1020.9646 | 985.6758 | 912.7559
2028-07-23 | 796.5359 | 740.4977 | 692.3468 | 665.8561 | 660.6123 | 664.5218 | 682.7085 | 687.1505 | 728.4766 | 701.0823 | 653.8073 | 615.9237 | 521.0993 | 532.1119 | 582.6515 | 677.3963 | 813.5669 | 929.2882 | 1031.1336 | 1059.7106 | 1062.1255 | 1036.2718 | 958.873 | 866.9306
2028-07-24 | 765.8064 | 708.0295 | 668.8783 | 659.5282 | 695.7241 | 796.7793 | 913.7299 | 943.1761 | 931.8719 | 891.3353 | 863.3638 | 864.9079 | 869.6707 | 795.0273 | 790.6291 | 851.7067 | 948.774 | 1007.5122 | 1084.8316 | 1114.1676 | 1094.2179 | 1056.7562 | 969.3357 | 873.3202
2028-07-25 | 768.1029 | 720.8124 | 679.6139 | 661.6294 | 696.6817 | 785.5355 | 893.3667 | 883.941 | 850.7978 | 788.2838 | 757.2725 | 707.9336 | 657.3809 | 645.651 | 676.1809 | 788.2413 | 909.451 | 996.2237 | 1050.6888 | 1104.4859 | 1086.9222 | 1036.181 | 953.188 | 862.4239
2028-07-26 | 774.5492 | 719.0537 | 676.5381 | 659.3999 | 692.0126 | 778.9816 | 886.6815 | 883.0259 | 863.1104 | 818.1999 | 777.6545 | 771.4778 | 672.7514 | 630.6299 | 672.6427 | 766.4118 | 909.4969 | 989.8458 | 1053.8059 | 1085.4735 | 1069.8785 | 1043.7937 | 971.2922 | 879.5337
2028-07-27 | 777.0496 | 727.1874 | 682.1257 | 664.4967 | 695.4943 | 790.5347 | 900.6087 | 905.373 | 861.0692 | 829.7083 | 769.3861 | 724.719 | 638.4798 | 626.8885 | 639.6854 | 755.7388 | 879.39 | 979.9487 | 1047.3696 | 1097.8758 | 1080.0854 | 1054.1435 | 969.0717 | 874.8633
2028-07-28 | 771.6426 | 724.6562 | 681.0302 | 662.1349 | 692.6962 | 784.0722 | 891.1847 | 890.8561 | 863.9942 | 798.0047 | 735.8548 | 700.2247 | 637.9426 | 611.5273 | 645.067 | 768.7307 | 880.1444 | 974.392 | 1014.3657 | 1052.4559 | 1033.047 | 1025.455 | 977.7724 | 892.8784
2028-07-29 | 791.9124 | 736.1801 | 691.3029 | 666.4531 | 664.6217 | 684.1758 | 725.2767 | 739.6156 | 717.6117 | 686.6253 | 629.615 | 537.6983 | 482.5485 | 479.8001 | 516.4151 | 627.8414 | 771.919 | 903.4126 | 972.6685 | 1002.2765 | 1004.587 | 994.6086 | 961.6973 | 890.6384
2028-07-30 | 786.9426 | 731.8266 | 683.7495 | 656.3498 | 650.1472 | 651.8045 | 668.7252 | 672.2529 | 674.4101 | 622.2154 | 587.6641 | 519.5959 | 434.9336 | 433.5541 | 502.9669 | 599.8085 | 774.6707 | 894.2436 | 1021.3925 | 1046.4099 | 1048.849 | 1025.8986 | 949.4601 | 855.4334
2028-07-31 | 769.2378 | 713.093 | 671.9848 | 662.489 | 698.7128 | 796.9835 | 913.2332 | 924.3818 | 884.9197 | 812.77 | 794.1872 | 810.0827 | 725.7629 | 754.8643 | 829.6195 | 884.9599 | 984.0108 | 1046.4548 | 1078.777 | 1112.8149 | 1092.8111 | 1060.0675 | 973.1457 | 876.6148
2028-08-01 | 830.4672 | 774.4696 | 731.3313 | 714.313 | 752.2408 | 850.4996 | 963.3579 | 954.7537 | 939.6144 | 896.881 | 846.2215 | 820.959 | 755.5392 | 717.8396 | 706.7217 | 778.5647 | 899.0716 | 1016.9765 | 1107.5529 | 1161.7335 | 1145.779 | 1091.6314 | 1002.437 | 914.1468
2028-08-02 | 830.5647 | 770.9743 | 724.2208 | 710.354 | 745.1079 | 842.1753 | 952.3545 | 923.6064 | 882.1125 | 824.0319 | 780.9409 | 730.2396 | 695.838 | 671.9534 | 722.487 | 790.7163 | 938.9251 | 1038.8084 | 1111.0072 | 1140.2298 | 1128.4768 | 1093.2238 | 1022.7825 | 931.0757
2028-08-03 | 821.3433 | 770.384 | 718.4332 | 703.8807 | 739.4222 | 844.2262 | 954.7052 | 915.1939 | 842.1545 | 781.9522 | 737.0938 | 634.9633 | 636.5532 | 627.9246 | 656.9102 | 769.7451 | 905.2945 | 1024.5127 | 1088.2467 | 1140.2856 | 1121.4323 | 1088.8357 | 999.4558 | 909.8179
2028-08-04 | 814.4654 | 766.8791 | 716.3379 | 700.9641 | 735.7286 | 837.0348 | 945.2436 | 924.9212 | 868.9375 | 797.848 | 767.5718 | 707.8733 | 631.9482 | 620.514 | 638.4751 | 740.5825 | 876.3482 | 1003.6304 | 1048.4417 | 1091.8149 | 1070.3427 | 1056.0993 | 1004.1262 | 921.4167
2028-08-05 | 837.0576 | 778.115 | 729.4988 | 707.2282 | 709.9058 | 744.8394 | 796.077 | 791.9181 | 781.5705 | 749.6085 | 690.4926 | 676.6502 | 628.062 | 580.3331 | 622.9817 | 730.5122 | 867.94 | 965.289 | 1019.0939 | 1050.0014 | 1052.267 | 1036.6856 | 996.1421 | 925.2527
2028-08-06 | 830.8916 | 771.2984 | 720.7465 | 697.043 | 697.3096 | 714.955 | 745.3388 | 736.1345 | 762.8615 | 743.9579 | 670.7588 | 648.5339 | 583.7775 | 547.0189 | 600.8779 | 696.0776 | 850.7776 | 958.3216 | 1065.8673 | 1095.2887 | 1091.711 | 1063.4031 | 981.091 | 891.9007
2028-08-07 | 819.1793 | 757.2231 | 712.1469 | 703.9789 | 742.3935 | 847.5518 | 967.4494 | 960.8703 | 934.5298 | 850.8022 | 802.9913 | 770.0849 | 723.9401 | 715.3876 | 736.1192 | 810.0206 | 951.9127 | 1056.6017 | 1130.7324 | 1153.7113 | 1132.5175 | 1095.1007 | 1005.7989 | 911.7977
2028-08-08 | 822.9316 | 768.6907 | 725.6799 | 709.5167 | 747.5939 | 847.1903 | 960.2999 | 926.6797 | 875.1777 | 816.1307 | 752.3172 | 658.1147 | 647.913 | 618.4124 | 664.9325 | 745.5272 | 925.5237 | 1043.599 | 1107.3572 | 1155.8691 | 1136.6554 | 1086.7825 | 996.6255 | 909.1874
2028-08-09 | 825.438 | 764.2498 | 719.8626 | 704.4634 | 739.5555 | 837.7523 | 951.7381 | 950.8805 | 919.6259 | 849.1307 | 805.8893 | 779.0471 | 729.4498 | 698.0972 | 734.4732 | 833.1252 | 966.3807 | 1050.8349 | 1100.5033 | 1135.9309 | 1119.6251 | 1085.2778 | 1012.0813 | 923.0423
2028-08-10 | 824.8782 | 771.0116 | 720.6772 | 706.6046 | 740.6373 | 848.5561 | 960.8103 | 939.0316 | 897.3691 | 836.3167 | 787.1125 | 750.5066 | 675.1254 | 650.0563 | 661.6259 | 731.1747 | 876.2764 | 1013.3763 | 1089.9052 | 1145.2399 | 1119.4252 | 1092.4979 | 1001.5001 | 911.4125
2028-08-11 | 796.1161 | 744.4256 | 696.082 | 682.726 | 717.396 | 817.0103 | 927.1909 | 898.8421 | 838.5157 | 770.8376 | 721.8892 | 649.8824 | 577.5635 | 574.4519 | 633.4583 | 741.5342 | 896.1585 | 990.0601 | 1028.1467 | 1066.3396 | 1044.1158 | 1030.5071 | 977.3307 | 896.1912
2028-08-12 | 831.2483 | 774.235 | 723.3611 | 701.822 | 704.5421 | 738.8431 | 790.2474 | 779.8134 | 759.5151 | 706.7544 | 669.506 | 582.9404 | 517.7215 | 490.8998 | 539.5648 | 658.1591 | 821.5607 | 939.6624 | 1005.8089 | 1041.4086 | 1042.6824 | 1027.1002 | 988.9015 | 917.8805
2028-08-13 | 837.6631 | 777.6981 | 727.7037 | 703.6431 | 703.8161 | 722.5849 | 755.1254 | 734.6779 | 748.5162 | 697.1019 | 633.5296 | 552.271 | 499.7104 | 488.4656 | 557.2467 | 669.277 | 837.9807 | 971.2951 | 1077.3825 | 1096.8564 | 1101.1944 | 1066.6824 | 989.683 | 897.0628
2028-08-14 | 814.4421 | 752.1238 | 706.964 | 699.2568 | 737.7791 | 844.0948 | 961.7663 | 952.4916 | 910.6168 | 816.7283 | 761.6226 | 721.1352 | 679.2026 | 692.9024 | 757.6998 | 863.2074 | 980.5437 | 1065.3195 | 1127.6598 | 1149.3125 | 1128.6296 | 1089.147 | 999.4166 | 908.766
2028-08-15 | 806.5876 | 754.4919 | 711.0273 | 695.7115 | 733.2445 | 830.0764 | 943.2141 | 915.1449 | 867.1311 | 778.3935 | 739.8263 | 640.3989 | 645.7729 | 628.3073 | 664.2033 | 748.5389 | 936.3217 | 1023.7652 | 1093.051 | 1139.9801 | 1120.9196 | 1066.4662 | 977.4715 | 892.4466
2028-08-16 | 821.982 | 763.2833 | 716.7422 | 701.4279 | 736.4134 | 833.2567 | 945.3319 | 911.6013 | 844.3117 | 805.7534 | 773.6565 | 739.4427 | 666.7236 | 667.1242 | 759.4248 | 866.8737 | 990.8359 | 1078.1101 | 1113.5668 | 1131.5062 | 1115.5082 | 1079.1225 | 1007.4742 | 919.3839
2028-08-17 | 819.2136 | 766.8848 | 715.0466 | 700.2581 | 734.7404 | 842.6451 | 956.3439 | 919.2492 | 854.5174 | 789.5361 | 742.0672 | 654.3572 | 640.374 | 661.6552 | 697.9428 | 776.494 | 924.1693 | 1038.0314 | 1091.1581 | 1138.3211 | 1114.7046 | 1080.9322 | 992.4801 | 903.5148
2028-08-18 | 839.994 | 788.0673 | 736.8069 | 705.8443 | 716.6541 | 746.9497 | 793.0498 | 754.5795 | 755.6603 | 738.6847 | 700.3138 | 630.5957 | 584.0317 | 591.327 | 664.3436 | 797.2264 | 910.9406 | 998.9377 | 1017.9932 | 1027.6787 | 1017.153 | 1033.2494 | 979.8765 | 909.6259
2028-08-19 | 825.8203 | 765.599 | 714.631 | 695.7794 | 700.7052 | 731.7557 | 783.9048 | 783.1743 | 766.1803 | 722.978 | 684.9859 | 637.2815 | 520.0717 | 513.0965 | 547.0557 | 658.1918 | 837.2826 | 960.2143 | 1018.3949 | 1034.7233 | 1037.2791 | 1022.5096 | 982.9013 | 912.2115
2028-08-20 | 837.738 | 775.4377 | 724.9405 | 701.3844 | 701.8074 | 720.4124 | 757.4706 | 727.3763 | 732.8941 | 686.8409 | 641.9335 | 564.0125 | 516.108 | 489.9129 | 574.2216 | 733.6421 | 885.4182 | 998.5985 | 1088.3588 | 1099.8274 | 1098.3438 | 1062.8248 | 986.3523 | 894.1607
2028-08-21 | 808.6886 | 748.5112 | 703.3386 | 695.6598 | 733.7947 | 839.1365 | 960.3946 | 944.9558 | 890.941 | 847.8141 | 812.6759 | 778.5708 | 697.7452 | 679.2835 | 702.6635 | 796.8499 | 935.5598 | 1046.3475 | 1129.6276 | 1146.6789 | 1127.4977 | 1084.0755 | 996.2575 | 905.9943
2028-08-22 | 817.1218 | 764.7267 | 720.8593 | 704.9076 | 742.4402 | 840.537 | 957.22 | 931.4226 | 896.6393 | 846.0611 | 790.2908 | 769.6709 | 737.0325 | 725.1452 | 797.7632 | 857.5088 | 984.9402 | 1076.7185 | 1111.9569 | 1151.4088 | 1131.9032 | 1078.6347 | 990.0902 | 904.3035
2028-08-23 | 816.2161 | 758.4341 | 710.4273 | 695.9296 | 728.9315 | 826.9294 | 941.0866 | 946.3764 | 919.454 | 921.8112 | 901.6047 | 881.6292 | 886.9944 | 876.7422 | 907.9457 | 977.3334 | 1062.0641 | 1087.9474 | 1105.4881 | 1124.4139 | 1109.0742 | 1074.47 | 1003.5689 | 917.1397
2028-08-24 | 818.9318 | 761.7722 | 710.0282 | 695.9631 | 729.8188 | 834.517 | 955.3389 | 978.5419 | 948.0604 | 905.648 | 864.2006 | 853.9934 | 840.0714 | 781.0834 | 830.8205 | 912.0074 | 1021.6046 | 1086.3856 | 1097.3117 | 1128.0749 | 1107.7968 | 1075.2464 | 987.8254 | 898.3936
2028-08-25 | 816.799 | 763.9449 | 713.3407 | 697.3642 | 731.2515 | 829.157 | 943.6532 | 926.5543 | 906.6506 | 836.0066 | 796.8944 | 796.7462 | 754.2274 | 752.0654 | 803.7014 | 892.845 | 993.7148 | 1060.7038 | 1064.8363 | 1084.3427 | 1065.9149 | 1051.3471 | 998.6778 | 916.7506
2028-08-26 | 834.3537 | 773.4539 | 721.3878 | 699.7975 | 702.5806 | 734.198 | 787.0454 | 793.3107 | 769.6075 | 750.6107 | 686.1273 | 654.4117 | 579.9586 | 574.8388 | 689.1203 | 827.9495 | 936.8735 | 996.3543 | 1027.1561 | 1036.9625 | 1042.0098 | 1027.1638 | 986.4482 | 914.9279
2028-08-27 | 830.6412 | 769.3883 | 719.4766 | 696.2557 | 694.5776 | 710.9016 | 738.4447 | 728.6364 | 756.4581 | 731.3166 | 681.2076 | 662.2546 | 560.7262 | 581.6285 | 690.7166 | 774.7563 | 894.5933 | 977.43 | 1062.6392 | 1077.5377 | 1084.7577 | 1055.5462 | 977.9385 | 886.564
2028-08-28 | 796.6689 | 733.4349 | 690.3897 | 684.3053 | 720.4833 | 826.8365 | 947.6003 | 937.1745 | 863.2314 | 811.5176 | 784.8915 | 750.8875 | 732.8388 | 697.0436 | 722.3855 | 809.1647 | 962.341 | 1056.6389 | 1114.6545 | 1134.1544 | 1111.8857 | 1071.6054 | 980.3737 | 889.5597
2028-08-29 | 803.7234 | 749.9242 | 707.5062 | 692.4692 | 728.4818 | 827.3226 | 943.9586 | 904.33 | 849.5106 | 767.9909 | 720.768 | 629.7318 | 623.0418 | 647.2061 | 712.4942 | 803.5459 | 964.3459 | 1046.2084 | 1092.6572 | 1136.6099 | 1118.0037 | 1065.6497 | 976.0251 | 887.2944
2028-08-30 | 815.5556 | 756.0588 | 711.8606 | 697.4439 | 730.1649 | 821.4052 | 938.5796 | 905.6347 | 853.3063 | 797.4476 | 765.1028 | 703.3285 | 653.7528 | 654.3449 | 712.8906 | 795.9107 | 949.9793 | 1032.5983 | 1089.8093 | 1106.8357 | 1106.0891 | 1072.0452 | 997.5684 | 910.8306
2028-08-31 | 807.308 | 754.5865 | 703.8009 | 690.6782 | 723.8815 | 821.9431 | 934.8818 | 926.8617 | 876.0357 | 811.2729 | 754.4617 | 702.0499 | 641.8999 | 646.2384 | 649.805 | 741.684 | 871.6238 | 961.2415 | 1048.7634 | 1113.4796 | 1100.1607 | 1068.2696 | 977.3163 | 890.5213
2028-09-01 | 801.7469 | 753.3148 | 710.317 | 700.0709 | 733.9961 | 833.3956 | 948.7519 | 917.2889 | 873.932 | 764.174 | 719.8165 | 690.4182 | 667.9279 | 655.0529 | 660.6715 | 738.2913 | 889.9452 | 980.3112 | 1060.3317 | 1070.4196 | 1039.5397 | 1023.9731 | 973.5379 | 898.5258
2028-09-02 | 829.1945 | 776.7007 | 735.4136 | 712.7808 | 717.7615 | 765.3936 | 821.5215 | 797.4489 | 782.6049 | 744.2776 | 710.903 | 692.7859 | 601.796 | 565.3891 | 586.528 | 693.1711 | 843.9127 | 953.5995 | 1051.5728 | 1051.4957 | 1033.473 | 1020.2435 | 981.04 | 916.3868
2028-09-03 | 828.8411 | 772.4514 | 732.2787 | 709.7917 | 710.3064 | 735.2184 | 774.033 | 761.8813 | 798.472 | 768.6389 | 755.5522 | 760.2937 | 750.7438 | 711.1969 | 685.7412 | 742.8063 | 880.5411 | 968.0978 | 1099.1113 | 1088.3776 | 1077.9435 | 1048.527 | 978.1607 | 890.7988
2028-09-04 | 834.35 | 776.5459 | 733.5482 | 712.4991 | 728.8916 | 778.1742 | 843.5438 | 803.5312 | 796.4904 | 759.3312 | 750.812 | 717.442 | 641.5148 | 661.8785 | 656.4101 | 741.9404 | 870.0252 | 987.6623 | 1089.5889 | 1075.5556 | 1064.9168 | 1044.6722 | 961.7405 | 884.9554
2028-09-05 | 809.0442 | 760.9057 | 723.1831 | 710.7249 | 747.591 | 847.3105 | 962.5106 | 911.7712 | 841.9513 | 764.052 | 729.4335 | 613.5693 | 618.552 | 623.6502 | 668.0838 | 778.3298 | 918.7579 | 1015.921 | 1117.4868 | 1133.972 | 1110.1413 | 1056.9268 | 976.7476 | 895.8867
2028-09-06 | 810.4086 | 758.9044 | 719.0749 | 705.0284 | 739.1593 | 835.0032 | 948.318 | 899.5638 | 835.8689 | 759.8218 | 730.8182 | 647.5589 | 611.329 | 591.9858 | 638.5718 | 750.2925 | 899.5131 | 1005.5918 | 1110.4532 | 1109.4671 | 1092.0392 | 1053.6948 | 984.6059 | 901.3952
2028-09-07 | 816.0635 | 768.7213 | 724.0153 | 710.4222 | 744.7637 | 848.6399 | 970.5949 | 940.5131 | 911.1566 | 830.1898 | 764.5772 | 728.1664 | 689.2129 | 710.6275 | 717.4634 | 798.5426 | 920.7306 | 1016.2809 | 1111.1567 | 1126.7187 | 1100.3454 | 1063.0568 | 980.989 | 896.025
2028-09-08 | 803.3167 | 755.5055 | 714.7561 | 701.7356 | 733.4028 | 832.4707 | 947.7089 | 901.0528 | 837.6408 | 744.587 | 700.5228 | 637.4844 | 596.7935 | 590.3483 | 643.7208 | 775.2632 | 914.6541 | 982.186 | 1065.2944 | 1070.28 | 1040.3433 | 1024.2241 | 975.7988 | 898.9196
2028-09-09 | 826.5698 | 772.6573 | 731.4072 | 710.687 | 713.3538 | 750.365 | 812.673 | 799.6752 | 773.9783 | 713.9601 | 688.6287 | 635.5721 | 525.4177 | 523.9547 | 549.0935 | 676.6857 | 825.9634 | 945.3729 | 1037.1044 | 1028.8113 | 1026.0068 | 1013.256 | 973.737 | 907.2847
2028-09-10 | 823.3766 | 768.5291 | 724.6377 | 702.3137 | 702.8607 | 726.7691 | 760.9927 | 719.7485 | 726.653 | 661.3972 | 631.6102 | 587.1985 | 525.8072 | 512.2196 | 544.2058 | 672.3414 | 856.2145 | 977.1979 | 1100.267 | 1086.1328 | 1074.8895 | 1039.5915 | 964.3335 | 877.0453
2028-09-11 | 796.9018 | 742.1551 | 702.774 | 696.5141 | 732.3426 | 837.9361 | 961.4444 | 929.996 | 893.8702 | 810.2857 | 774.0468 | 784.9171 | 772.7794 | 821.2011 | 828.5904 | 914.254 | 1002.9477 | 1064.6959 | 1126.4666 | 1120.2653 | 1092.0846 | 1053.193 | 968.7359 | 884.8864
2028-09-12 | 805.2325 | 759.3066 | 721.5498 | 706.7557 | 743.32 | 844.8824 | 967.0483 | 943.9963 | 916.6882 | 855.6503 | 849.2184 | 850.6505 | 865.4229 | 806.5829 | 814.0243 | 929.4019 | 1021.1236 | 1053.448 | 1115.5903 | 1126.8451 | 1104.6438 | 1052.1578 | 968.0584 | 886.154
2028-09-13 | 814.1092 | 757.8597 | 716.3153 | 702.4898 | 736.3567 | 834.8239 | 953.2761 | 930.4728 | 914.3245 | 893.2315 | 875.5619 | 859.3302 | 862.7806 | 826.8752 | 862.1728 | 921.6622 | 1021.8641 | 1051.3379 | 1114.6755 | 1109.3043 | 1085.3019 | 1048.2618 | 983.8102 | 903.2359
2028-09-14 | 801.1492 | 751.2066 | 704.3357 | 692.0523 | 725.0558 | 829.1982 | 946.7565 | 909.4413 | 848.5402 | 791.5942 | 776.1675 | 765.694 | 701.9419 | 701.4828 | 702.4758 | 788.0952 | 921.1869 | 1019.7202 | 1080.805 | 1102.3768 | 1071.1189 | 1035.917 | 951.1122 | 869.86
2028-09-15 | 813.4704 | 767.6189 | 726.6165 | 711.7217 | 745.9082 | 846.6041 | 968.3749 | 967.9537 | 936.1699 | 855.7641 | 767.2284 | 754.8554 | 713.9515 | 669.5394 | 719.9506 | 827.2718 | 967.0424 | 1033.2641 | 1088.8268 | 1081.4785 | 1053.3877 | 1040.8229 | 987.5036 | 913.301
2028-09-16 | 838.086 | 786.0016 | 743.1179 | 721.6504 | 724.554 | 766.8356 | 825.8313 | 819.5703 | 808.8302 | 754.8299 | 709.8946 | 659.6449 | 515.1089 | 510.3353 | 542.2856 | 656.904 | 847.797 | 975.121 | 1061.5642 | 1046.5948 | 1042.7782 | 1030.4899 | 991.081 | 925.1339
2028-09-17 | 826.8201 | 771.0113 | 727.7177 | 706.0083 | 706.542 | 730.6127 | 770.0356 | 737.6659 | 748.2385 | 700.0369 | 637.3748 | 611.754 | 584.3409 | 558.847 | 587.4066 | 697.1851 | 879.0904 | 993.23 | 1099.3536 | 1085.2634 | 1074.1137 | 1042.9466 | 967.9763 | 882.3563
2028-09-18 | 804.6551 | 749.1999 | 710.1003 | 703.2331 | 740.8905 | 850.6924 | 971.8277 | 939.4735 | 866.9211 | 759.0686 | 723.0647 | 627.795 | 590.4433 | 603.5342 | 639.8238 | 748.3845 | 910.7135 | 1028.5017 | 1136.905 | 1129.523 | 1102.5953 | 1062.3952 | 980.1205 | 894.7122
2028-09-19 | 805.5518 | 759.1805 | 721.724 | 706.8894 | 743.7562 | 840.2883 | 961.6456 | 921.7938 | 882.458 | 805.7042 | 758.371 | 694.5199 | 634.9123 | 635.6289 | 688.9725 | 777.6463 | 908.5161 | 1017.135 | 1110.5148 | 1124.5529 | 1101.3818 | 1049.2003 | 967.5924 | 884.4946
2028-09-20 | 814.9023 | 760.6372 | 719.2219 | 704.9619 | 737.1892 | 834.9994 | 952.7974 | 928.3983 | 886.593 | 805.8535 | 760.721 | 684.8452 | 604.0309 | 602.9248 | 657.7936 | 784.2932 | 949.6145 | 1041.2124 | 1118.7301 | 1115.8873 | 1091.8311 | 1054.2769 | 984.0698 | 902.1168
2028-09-21 | 817.7166 | 770.4652 | 725.1973 | 711.4083 | 745.9811 | 854.1609 | 975.1627 | 941.4569 | 898.9174 | 842.4492 | 803.9062 | 788.1958 | 708.7094 | 713.3411 | 682.6953 | 777.7945 | 952.5986 | 1071.267 | 1123.0535 | 1132.4746 | 1103.8181 | 1065.5894 | 984.3809 | 900.2183
2028-09-22 | 807.8057 | 763.6331 | 720.6879 | 706.7313 | 738.5734 | 841.998 | 960.0579 | 956.484 | 895.8004 | 805.5946 | 751.0071 | 697.7046 | 616.9159 | 615.078 | 654.6641 | 783.3363 | 919.9558 | 1026.4216 | 1082.8085 | 1075.6603 | 1048.0321 | 1032.6916 | 983.2166 | 906.0765
2028-09-23 | 835.8293 | 781.4552 | 736.7458 | 715.6736 | 718.8129 | 758.5876 | 822.1278 | 807.8645 | 777.1019 | 680.6422 | 663.1484 | 604.5631 | 521.7207 | 531.7609 | 591.4825 | 711.7212 | 887.2675 | 985.2519 | 1052.041 | 1033.5515 | 1031.4804 | 1015.6656 | 981.1624 | 917.8789
2028-09-24 | 835.8952 | 779.0191 | 734.826 | 712.3515 | 712.7886 | 738.7006 | 781.4403 | 748.5786 | 746.9032 | 681.8732 | 627.6896 | 551.7483 | 475.4382 | 475.941 | 519.0693 | 639.9866 | 852.0463 | 998.4767 | 1114.145 | 1093.9526 | 1087.3179 | 1049.7587 | 978.4841 | 891.2651
2028-09-25 | 815.1922 | 757.5825 | 719.5125 | 712.1554 | 747.8241 | 857.3707 | 986.9874 | 979.7155 | 924.4488 | 863.425 | 797.2593 | 750.7801 | 682.0675 | 689.5233 | 722.5554 | 836.166 | 986.5767 | 1073.2284 | 1162.646 | 1148.8017 | 1118.8859 | 1080.8338 | 991.3633 | 905.6683
2028-09-26 | 822.8953 | 775.0102 | 738.2247 | 722.191 | 756.0328 | 858.4255 | 978.0778 | 951.5015 | 907.4472 | 859.9 | 837.3202 | 820.8908 | 777.4115 | 756.3754 | 797.5661 | 849.7215 | 986.4754 | 1075.7506 | 1124.5676 | 1140.7276 | 1121.2151 | 1068.5871 | 987.8052 | 905.7444
2028-09-27 | 814.0202 | 760.4651 | 719.2981 | 705.6305 | 738.0836 | 837.7325 | 954.6486 | 930.0865 | 893.0114 | 858.406 | 851.7343 | 815.2756 | 781.2427 | 750.7569 | 828.1296 | 906.7789 | 1016.9026 | 1060.6177 | 1104.1672 | 1105.5844 | 1089.914 | 1052.829 | 984.5172 | 903.0417
2028-09-28 | 811.2506 | 760.6536 | 715.797 | 702.8259 | 733.4907 | 836.2557 | 950.7903 | 929.1006 | 879.0002 | 804.638 | 753.2922 | 719.3436 | 667.3636 | 642.8469 | 665.5702 | 784.5825 | 939.7579 | 1028.2082 | 1085.9218 | 1108.2285 | 1084.6361 | 1050.1936 | 965.6915 | 880.3729
2028-09-29 | 810.2479 | 764.0636 | 723.4187 | 708.2373 | 739.7468 | 837.9862 | 956.2016 | 926.4111 | 875.9026 | 782.9309 | 739.8591 | 697.9946 | 633.0478 | 680.6941 | 736.4293 | 855.258 | 974.2778 | 1041.581 | 1073.5091 | 1073.3376 | 1050.5229 | 1034.3899 | 982.5852 | 906.4945
2028-09-30 | 819.6549 | 769.0468 | 723.2225 | 703.136 | 705.8397 | 746.8373 | 805.831 | 789.2894 | 751.2721 | 667.5791 | 635.3286 | 592.8094 | 527.6555 | 512.068 | 518.7447 | 653.9336 | 843.3798 | 953.1807 | 1024.3585 | 1016.0305 | 1017.5516 | 1004.5259 | 965.6939 | 903.9011
2028-10-01 | 781.6151 | 726.4913 | 680.9965 | 658.5025 | 650.8955 | 667.7405 | 696.4219 | 683.923 | 695.6911 | 653.4602 | 613.6014 | 579.1904 | 464.0831 | 470.8374 | 566.2976 | 692.7381 | 856.912 | 976.865 | 1083.196 | 1037.9317 | 1039.8646 | 1006.8899 | 927.3686 | 837.6699
2028-10-02 | 764.9329 | 711.4442 | 671.8362 | 663.4056 | 691.3531 | 793.973 | 908.7415 | 890.8562 | 838.4675 | 766.7862 | 749.5412 | 762.9131 | 676.8882 | 717.1838 | 739.2717 | 837.3803 | 950.8751 | 1048.7927 | 1128.268 | 1090.3358 | 1065.4605 | 1028.2566 | 943.9743 | 852.8265
2028-10-03 | 767.7095 | 719.565 | 682.2739 | 667.1184 | 695.7159 | 791.8651 | 899.3534 | 874.9279 | 836.9323 | 788.9925 | 784.1618 | 775.0913 | 711.361 | 711.9242 | 722.8949 | 792.451 | 950.6619 | 1044.0556 | 1103.2312 | 1090.9855 | 1071.8882 | 1019.0146 | 933.7163 | 845.6141
2028-10-04 | 768.9038 | 717.8098 | 676.1635 | 661.2122 | 687.0893 | 779.023 | 884.0119 | 872.1241 | 831.2619 | 771.7807 | 746.994 | 742.9178 | 662.9953 | 712.3569 | 784.6576 | 903.7398 | 999.5015 | 1053.959 | 1104.9455 | 1068.0328 | 1052.103 | 1016.8376 | 943.3987 | 857.01
2028-10-05 | 761.8149 | 717.0548 | 670.8258 | 657.1587 | 682.4749 | 777.7118 | 889.9644 | 881.3627 | 829.5489 | 792.6706 | 759.2624 | 760.9349 | 685.7268 | 690.0812 | 716.7771 | 814.2326 | 938.4084 | 1036.4987 | 1081.5976 | 1068.0831 | 1048.705 | 1013.9041 | 925.5115 | 834.6098
2028-10-06 | 759.7655 | 713.8336 | 673.0643 | 658.064 | 681.8393 | 772.8553 | 879.8448 | 868.6251 | 836.8454 | 795.1236 | 751.7952 | 765.2734 | 705.4027 | 677.9906 | 729.6079 | 835.7165 | 942.5212 | 1025.9964 | 1060.908 | 1025.0824 | 1005.1179 | 988.5549 | 936.3413 | 854.0485
2028-10-07 | 782.7156 | 730.875 | 685.3659 | 664.6489 | 659.6897 | 697.6153 | 745.1788 | 739.659 | 715.4457 | 672.3171 | 657.9587 | 654.5597 | 556.8865 | 579.8787 | 632.1433 | 756.5731 | 887.8011 | 976.7004 | 1045.2563 | 1001.8432 | 987.26 | 974.3696 | 933.6259 | 867.32
2028-10-08 | 784.4178 | 730.7824 | 686.3812 | 663.2677 | 655.7363 | 673.1532 | 703.6013 | 687.3636 | 672.4837 | 611.5935 | 572.6836 | 532.7984 | 499.4374 | 550.2574 | 640.467 | 772.3307 | 906.4534 | 1004.3596 | 1083.9657 | 1037.165 | 1037.6111 | 1007.5933 | 932.6995 | 846.3297
2028-10-09 | 763.0325 | 705.8937 | 667.2076 | 661.3594 | 694.3987 | 807.6357 | 927.4603 | 912.4947 | 853.2466 | 761.1534 | 726.3377 | 680.7701 | 615.3553 | 628.3586 | 678.5385 | 804.7998 | 964.1326 | 1068.0969 | 1132.4656 | 1095.2845 | 1074.461 | 1030.7818 | 945.5374 | 853.9027
2028-10-10 | 769.8213 | 721.0833 | 682.9369 | 666.4138 | 693.404 | 785.4337 | 899.0678 | 881.1152 | 833.9425 | 777.0498 | 741.5575 | 729.7 | 676.0222 | 688.4492 | 730.5651 | 813.9107 | 969.0787 | 1062.0961 | 1107.9624 | 1090.038 | 1068.7533 | 1017.1015 | 931.6948 | 845.6449
2028-10-11 | 774.3885 | 721.4481 | 679.7421 | 664.5178 | 689.6969 | 786.1152 | 893.7505 | 881.332 | 838.2889 | 781.2202 | 763.4313 | 729.7392 | 670.3987 | 698.5632 | 736.0856 | 867.91 | 1007.5731 | 1082.8734 | 1117.1613 | 1078.1655 | 1061.0464 | 1022.5203 | 952.2748 | 865.9054
2028-10-12 | 775.357 | 727.5275 | 681.3657 | 666.7494 | 692.0724 | 795.8199 | 908.0164 | 894.0548 | 851.0178 | 815.5099 | 780.3976 | 793.0334 | 771.5302 | 814.4441 | 830.8192 | 900.0638 | 1023.1725 | 1078.9549 | 1104.1795 | 1085.7966 | 1060.9784 | 1027.7921 | 941.6856 | 852.2529
2028-10-13 | 762.6149 | 719.3044 | 674.3903 | 659.5872 | 684.2256 | 781.9936 | 891.5576 | 896.5714 | 871.0449 | 826.0066 | 780.8305 | 783.9901 | 813.3584 | 736.2613 | 768.152 | 840.9473 | 970.8335 | 1042.0207 | 1066.8827 | 1032.2708 | 1005.5417 | 989.0635 | 938.0267 | 861.9329
2028-10-14 | 786.7817 | 733.0035 | 687.7189 | 666.8043 | 661.6997 | 694.7845 | 746.1702 | 745.2796 | 723.3272 | 675.8114 | 672.9325 | 679.3159 | 595.164 | 603.8462 | 669.4184 | 796.6581 | 914.0257 | 997.7235 | 1032.6033 | 990.6112 | 989.076 | 976.9365 | 937.9349 | 868.9654
2028-10-15 | 790.9863 | 736.0606 | 691.6878 | 668.085 | 660.3115 | 679.1065 | 712.0368 | 745.8482 | 790.0948 | 744.3515 | 693.8553 | 669.3035 | 644.0867 | 599.7101 | 658.1969 | 785.9525 | 945.2358 | 1023.654 | 1093.7488 | 1044.9037 | 1047.0862 | 1015.9815 | 936.0564 | 851.4892
2028-10-16 | 762.4265 | 705.7173 | 666.4097 | 659.0827 | 687.6204 | 793.2612 | 908.3157 | 906.6747 | 859.1433 | 782.1341 | 743.9066 | 740.021 | 680.7223 | 696.3802 | 739.5753 | 853.4648 | 1004.5108 | 1084.6124 | 1130.3451 | 1092.2716 | 1068.0935 | 1028.6703 | 941.159 | 851.0795
2028-10-17 | 774.1072 | 724.9304 | 686.9872 | 670.1218 | 697.4163 | 792.7213 | 905.4785 | 902.084 | 865.8803 | 833.8812 | 795.7357 | 755.5381 | 706.625 | 725.1274 | 763.954 | 869.6925 | 993.9585 | 1081.8596 | 1112.5392 | 1093.5894 | 1071.7655 | 1020.5518 | 938.1744 | 852.5548
2028-10-18 | 768.3684 | 713.8655 | 671.8376 | 657.3805 | 683.0182 | 776.3886 | 884.0516 | 876.4355 | 830.6736 | 794.8053 | 793.5225 | 758.3028 | 677.9785 | 710.6288 | 723.7675 | 815.6439 | 975.7895 | 1057.0344 | 1100.2807 | 1064.2332 | 1047.8297 | 1013.9533 | 938.6458 | 854.055
2028-10-19 | 754.8685 | 706.8963 | 659.6758 | 646.5299 | 671.4364 | 769.0725 | 879.4762 | 857.7848 | 808.9703 | 761.6075 | 746.5852 | 739.9923 | 656.892 | 680.8982 | 728.3331 | 844.5755 | 956.7249 | 1040.1168 | 1063.8401 | 1054.7061 | 1030.3379 | 997.9451 | 908.7132 | 823.4797
2028-10-20 | 765.6848 | 722.8568 | 679.4109 | 664.1692 | 688.7762 | 784.5582 | 896.4603 | 921.8491 | 876.9298 | 808.1296 | 769.0906 | 733.8621 | 647.3101 | 656.1791 | 729.0479 | 835.5667 | 974.1967 | 1050.2752 | 1069.9705 | 1032.9515 | 1013.06 | 996.084 | 940.1984 | 862.0045
2028-10-21 | 783.9348 | 731.3275 | 685.6898 | 664.9799 | 659.8858 | 694.4734 | 744.9377 | 754.3497 | 728.157 | 673.1419 | 638.1147 | 605.8624 | 522.1994 | 522.0946 | 589.0746 | 744.2237 | 895.1768 | 1003.2351 | 1034.0781 | 991.2516 | 988.8819 | 977.4178 | 935.3675 | 865.084
2028-10-22 | 774.6176 | 720.4451 | 675.444 | 653.082 | 645.0981 | 660.8188 | 692.7544 | 684.6478 | 682.0878 | 619.9342 | 584.2 | 544.0243 | 477.677 | 506.8681 | 568.0036 | 718.8554 | 879.0256 | 1003.9346 | 1067.0897 | 1028.0773 | 1024.7824 | 993.0448 | 911.4145 | 823.8011
2028-10-23 | 755.9428 | 700.4339 | 661.1234 | 654.2552 | 683.6757 | 786.8698 | 902.0832 | 903.5552 | 859.9814 | 819.0377 | 814.7108 | 831.6664 | 826.397 | 776.8156 | 804.704 | 895.1483 | 1011.3535 | 1086.9443 | 1120.3219 | 1081.8124 | 1062.013 | 1019.1044 | 934.2407 | 848.4607
2028-10-24 | 759.6388 | 712.0163 | 675.2569 | 659.0196 | 686.0333 | 778.6822 | 893.8951 | 886.2409 | 844.9142 | 781.8464 | 737.1251 | 743.6519 | 683.8497 | 705.1325 | 797.2712 | 895.0876 | 1000.2337 | 1080.0765 | 1106.0236 | 1082.4762 | 1056.7019 | 1000.7302 | 918.9773 | 830.548
2028-10-25 | 757.6619 | 703.8121 | 662.2583 | 648.3545 | 673.7745 | 764.161 | 875.0023 | 860.813 | 803.1458 | 744.6934 | 700.5155 | 718.317 | 669.7104 | 728.5952 | 761.5373 | 887.9325 | 993.2016 | 1069.0884 | 1100.1813 | 1056.8737 | 1034.7971 | 993.8 | 922.2071 | 839.9403
2028-10-26 | 757.389 | 709.6397 | 663.7497 | 649.4939 | 674.7962 | 775.0509 | 888.8176 | 870.9558 | 816.9218 | 758.835 | 730.3063 | 710.7738 | 653.449 | 698.7754 | 725.5574 | 855.5405 | 990.1385 | 1058.7967 | 1074.8988 | 1063.044 | 1036.6246 | 998.4386 | 913.372 | 825.3301
2028-10-27 | 739.8609 | 696.8369 | 652.0103 | 638.8516 | 663.5503 | 755.9967 | 868.9488 | 860.6611 | 813.5834 | 745.6798 | 701.551 | 697.1722 | 644.9176 | 653.9526 | 727.1373 | 848.2858 | 963.7357 | 1016.1594 | 1024.2595 | 1000.4722 | 971.3631 | 952.8123 | 900.1824 | 824.458
2028-10-28 | 771.6121 | 718.9398 | 674.1366 | 653.9298 | 648.9871 | 681.1884 | 734.5764 | 753.7266 | 728.1318 | 696.4441 | 651.2493 | 618.3957 | 592.7726 | 612.9265 | 702.0289 | 821.6928 | 940.6431 | 1009.3972 | 1025.1935 | 974.5861 | 970.1433 | 956.4156 | 921.2766 | 847.2515
2028-10-29 | 777.6797 | 724.0878 | 679.953 | 657.2162 | 649.3418 | 668.2777 | 704.2898 | 715.4978 | 743.1648 | 717.3267 | 706.5363 | 699.5839 | 675.2105 | 591.701 | 658.0244 | 784.4581 | 934.0274 | 1019.122 | 1072.1752 | 1032.5822 | 1029.0809 | 995.1554 | 915.7773 | 829.8236
2028-10-30 | 745.2033 | 690.1484 | 651.1923 | 645.0269 | 673.8404 | 773.8767 | 892.6553 | 902.0622 | 847.0069 | 805.3289 | 790.1946 | 777.784 | 753.8529 | 729.4721 | 773.7302 | 895.7501 | 1031.9164 | 1087.6404 | 1118.9371 | 1080.0368 | 1043.7418 | 1004.0068 | 913.614 | 823.4399
2028-10-31 | 755.2414 | 714.047 | 676.1823 | 662.0399 | 692.3744 | 798.6554 | 898.6303 | 910.9538 | 887.3259 | 831.5651 | 790.6629 | 736.3367 | 736.6463 | 703.3752 | 757.1753 | 835.3784 | 965.1593 | 1060.9038 | 1084.1116 | 1077.884 | 1038.2402 | 990.7041 | 911.7737 | 828.0581
2028-11-01 | 738.1402 | 684.1674 | 644.7898 | 628.4294 | 663.6872 | 780.2709 | 883.3317 | 867.9457 | 808.2907 | 760.8132 | 738.9802 | 721.6896 | 652.145 | 651.9858 | 704.7258 | 860.0937 | 974.9566 | 1046.2579 | 1083.684 | 1028.5755 | 996.6714 | 961.5447 | 903.79 | 824.4308
2028-11-02 | 740.8364 | 690.2498 | 647.3788 | 632.0314 | 668.9328 | 792.2815 | 901.5651 | 914.5646 | 838.4779 | 760.8257 | 723.6469 | 702.875 | 621.0216 | 614.3699 | 661.1074 | 796.631 | 963.6898 | 1057.6995 | 1077.4674 | 1042.977 | 999.256 | 967.5915 | 892.2178 | 812.2485
2028-11-03 | 735.7478 | 689.8923 | 650.2459 | 634.2943 | 670.797 | 791.8323 | 901.902 | 887.189 | 840.2126 | 760.9622 | 717.5813 | 700.5521 | 614.4731 | 600.0593 | 687.4843 | 840.2766 | 964.7604 | 1038.1518 | 1047.2552 | 996.0214 | 954.1022 | 943.8396 | 902.5116 | 828.4486
2028-11-04 | 749.4653 | 696.9822 | 654.7043 | 631.4035 | 634.3935 | 685.71 | 740.3982 | 760.5039 | 721.2758 | 686.8138 | 650.0117 | 628.2645 | 549.7926 | 509.4421 | 579.4318 | 718.5209 | 873.8738 | 970.5904 | 1003.7399 | 944.0192 | 921.2196 | 923.6615 | 887.8808 | 830.3598
2028-11-05 | 750.8578 | 691.743 | 649.0638 | 625.5042 | 627.4784 | 661.7156 | 699.2324 | 721.9697 | 740.3093 | 711.6806 | 660.2145 | 634.6588 | 566.7487 | 482.053 | 556.5982 | 689.2145 | 865.253 | 985.347 | 1040.1953 | 993.01 | 983.5447 | 951.9648 | 880.0491 | 798.4527
2028-11-06 | 721.3113 | 664.7742 | 626.8079 | 618.6008 | 657.4355 | 781.7916 | 888.6743 | 895.5216 | 819.9074 | 739.7971 | 693.9863 | 680.6722 | 594.1952 | 604.9118 | 646.1909 | 769.8355 | 925.9826 | 1028.8752 | 1079.1372 | 1025.9577 | 985.3413 | 954.8775 | 881.7056 | 800.2287
2028-11-07 | 757.7634 | 707.6086 | 667.5133 | 635.9369 | 649.9425 | 699.7028 | 742.2946 | 730.8472 | 738.8309 | 732.7609 | 756.7154 | 731.9631 | 723.2833 | 696.1185 | 731.2802 | 798.1155 | 910.5293 | 1004.0256 | 1020.0501 | 978.1323 | 950.9821 | 933.1604 | 863.325 | 797.6826
2028-11-08 | 721.2653 | 660.8075 | 619.0039 | 607.0122 | 644.0934 | 756.8144 | 860.6373 | 857.4976 | 796.9008 | 708.3915 | 686.8249 | 670.0955 | 604.6816 | 588.1947 | 672.6495 | 807.6166 | 944.9252 | 1018.1737 | 1051.0459 | 1004.1191 | 966.1877 | 933.8023 | 873.4622 | 797.0357
2028-11-09 | 712.4843 | 660.2486 | 614.7358 | 601.8004 | 637.7856 | 754.3846 | 858.8422 | 851.7483 | 771.1269 | 694.0211 | 660.691 | 621.9927 | 555.7039 | 561.0001 | 646.7162 | 790.6628 | 928.9066 | 995.2282 | 1018.1461 | 992.387 | 945.8417 | 917.2137 | 841.8806 | 764.8333
2028-11-10 | 734.0344 | 686.6381 | 638.8025 | 609.8273 | 621.4369 | 668.6642 | 707.4072 | 702.7795 | 718.2045 | 675.2744 | 646.1866 | 608.5617 | 590.8107 | 530.5892 | 583.4697 | 711.481 | 848.6325 | 940.9355 | 942.6059 | 890.282 | 860.866 | 875.4597 | 836.289 | 782.8024
2028-11-11 | 724.0915 | 667.9094 | 623.3522 | 602.9986 | 606.8743 | 653.0108 | 708.182 | 731.5821 | 695.6083 | 646.8041 | 617.2016 | 595.2498 | 592.7984 | 530.1598 | 611.4375 | 712.9011 | 838.2582 | 920.3838 | 953.7042 | 903.6405 | 885.1058 | 883.5567 | 850.2314 | 789.6426
2028-11-12 | 734.5432 | 676.0746 | 632.3821 | 609.7116 | 611.4013 | 642.6656 | 671.3813 | 688.8116 | 670.9663 | 612.4539 | 577.2715 | 549.206 | 471.9811 | 466.5797 | 531.254 | 667.0105 | 844.7687 | 955.2007 | 1015.9939 | 972.4384 | 964.2796 | 931.2641 | 857.9399 | 781.9832
2028-11-13 | 717.1057 | 658.2044 | 620.2841 | 612.9909 | 651.8862 | 775.1966 | 886.5867 | 893.4538 | 827.251 | 757.267 | 697.8505 | 677.5495 | 621.6166 | 619.0523 | 662.5465 | 789.2114 | 926.6929 | 1031.6814 | 1074.6841 | 1024.9246 | 983.4557 | 946.7104 | 869.1477 | 790.7731
2028-11-14 | 727.3616 | 676.7699 | 639.8372 | 623.7664 | 661.8449 | 778.1904 | 884.8173 | 893.6311 | 840.35 | 747.0102 | 696.4495 | 654.4261 | 598.3714 | 565.1367 | 641.7947 | 793.6301 | 958.3532 | 1028.6726 | 1058.4746 | 1030.3824 | 989.1032 | 945.6015 | 871.6997 | 796.7315
2028-11-15 | 736.4158 | 678.0801 | 638.1357 | 622.1622 | 657.15 | 772.546 | 874.9324 | 885.3883 | 836.7912 | 773.1091 | 748.3947 | 738.0677 | 684.6642 | 654.7091 | 765.9855 | 865.3925 | 982.7748 | 1041.9979 | 1067.6078 | 1017.6517 | 981.1964 | 952.8625 | 891.6976 | 813.0519
2028-11-16 | 720.41 | 667.6905 | 624.9933 | 611.3054 | 648.0763 | 766.4163 | 877.4119 | 890.7137 | 812.4683 | 761.1071 | 742.2308 | 753.133 | 738.1868 | 694.7109 | 738.6635 | 853.8213 | 968.6917 | 1018.3549 | 1036.6762 | 1020.2176 | 971.7676 | 937.2179 | 862.5066 | 779.6616
2028-11-17 | 713.4026 | 669.0896 | 626.5129 | 612.1261 | 648.5281 | 765.8918 | 867.9571 | 890.1123 | 833.6839 | 762.2829 | 747.6506 | 729.0122 | 758.5036 | 724.2227 | 767.8029 | 851.1481 | 960.0347 | 1008.0601 | 1015.3199 | 970.9115 | 926.9816 | 908.6015 | 877.115 | 803.9386
2028-11-18 | 741.324 | 684.6597 | 640.5534 | 618.7021 | 622.3289 | 672.148 | 726.8796 | 765.6179 | 742.3839 | 672.9314 | 617.3497 | 585.4176 | 548.307 | 488.4397 | 592.6986 | 748.3543 | 874.8827 | 961.4292 | 986.7866 | 928.0132 | 909.0986 | 907.0589 | 872.1726 | 811.7276
2028-11-19 | 745.2107 | 686.5133 | 643.6027 | 620.6526 | 622.6258 | 655.9231 | 688.6969 | 722.8686 | 734.0016 | 697.4657 | 649.6413 | 638.2967 | 632.1822 | 579.2289 | 673.3107 | 776.7171 | 913.4173 | 989.2155 | 1039.1525 | 991.819 | 985.8838 | 949.6968 | 883.7681 | 799.607
2028-11-20 | 725.0967 | 666.5696 | 628.1524 | 619.9371 | 658.8929 | 783.5678 | 895.6655 | 940.0738 | 891.387 | 799.91 | 805.7361 | 814.7813 | 825.0522 | 788.6978 | 827.7636 | 908.5578 | 1009.2822 | 1057.6683 | 1084.883 | 1033.0665 | 990.8264 | 964.4408 | 888.4651 | 807.8973
2028-11-21 | 731.0784 | 680.8456 | 643.9383 | 627.6015 | 665.1979 | 781.0855 | 892.7523 | 925.129 | 894.8262 | 848.8054 | 838.993 | 836.9027 | 852.3499 | 807.4661 | 793.0329 | 878.7489 | 988.157 | 1042.5531 | 1065.2384 | 1033.3735 | 996.478 | 953.3608 | 879.5616 | 802.8216
2028-11-22 | 733.5045 | 675.8765 | 634.9729 | 619.6182 | 654.5425 | 768.9066 | 872.6241 | 903.5499 | 873.3723 | 827.3522 | 792.0138 | 792.3626 | 783.4072 | 766.0263 | 798.6886 | 869.0285 | 988.4261 | 1030.148 | 1062.038 | 1021.7106 | 982.5538 | 952.432 | 889.2538 | 810.0312
2028-11-23 | 742.358 | 691.1111 | 641.6128 | 613.4237 | 626.1673 | 678.8506 | 725.5021 | 744.8384 | 778.1725 | 763.4767 | 717.9193 | 686.1342 | 669.8195 | 663.389 | 666.0786 | 784.7383 | 905.274 | 979.439 | 986.2809 | 947.6477 | 916.1671 | 911.0607 | 840.1121 | 770.1516
2028-11-24 | 695.4764 | 645.2538 | 600.546 | 590.3519 | 628.0358 | 738.8013 | 839.8715 | 868.9953 | 823.488 | 746.5019 | 698.65 | 699.229 | 736.5873 | 732.9694 | 712.5303 | 822.1734 | 921.2817 | 962.5481 | 969.0218 | 932.8397 | 889.4514 | 888.5458 | 844.8963 | 773.5471
2028-11-25 | 722.3683 | 666.1242 | 620.3703 | 600.3566 | 603.4696 | 649.1552 | 705.7349 | 748.7101 | 727.9949 | 664.7876 | 625.7571 | 616.2532 | 627.9253 | 565.7771 | 591.427 | 714.0975 | 855.6436 | 932.6048 | 957.8779 | 907.5331 | 884.3967 | 883.0677 | 846.9397 | 786.4384
2028-11-26 | 723.678 | 665.9626 | 622.384 | 600.8707 | 602.5229 | 630.1098 | 658.8814 | 696.1664 | 705.5101 | 669.6233 | 608.276 | 610.4304 | 603.1748 | 521.341 | 593.7207 | 717.053 | 854.941 | 941.258 | 999.3159 | 958.0817 | 947.178 | 912.0972 | 839.5467 | 762.3075
2028-11-27 | 707.3532 | 648.8283 | 609.6014 | 602.9844 | 641.079 | 762.5733 | 872.9167 | 911.393 | 870.5112 | 816.2677 | 789.9518 | 778.1049 | 782.7421 | 749.8693 | 766.245 | 846.0936 | 961.3399 | 1021.6934 | 1054.9188 | 1011.2244 | 968.1224 | 932.9779 | 859.0663 | 779.0726
2028-11-28 | 718.9972 | 668.421 | 631.9642 | 617.5078 | 655.7398 | 771.3577 | 877.5709 | 905.047 | 862.104 | 812.9925 | 794.0539 | 772.1684 | 759.1366 | 669.7004 | 741.4981 | 827.3227 | 949.244 | 1015.6197 | 1041.7191 | 1017.4557 | 976.3283 | 930.4895 | 857.75 | 782.1062
2028-11-29 | 718.9906 | 660.1441 | 620.4835 | 606.8625 | 643.1435 | 754.2877 | 854.1773 | 882.4774 | 822.4977 | 766.5334 | 742.6233 | 726.1752 | 710.1661 | 680.484 | 753.3054 | 862.6371 | 967.4015 | 1008.9788 | 1037.4963 | 993.5808 | 959.4555 | 927.9049 | 865.4224 | 790.4211
2028-11-30 | 712.9604 | 661.5871 | 616.6748 | 604.029 | 639.6363 | 756.6132 | 860.1997 | 901.4613 | 869.7558 | 832.775 | 800.3641 | 780.3769 | 804.5072 | 815.1408 | 801.4627 | 814.4513 | 942.8782 | 1004.6304 | 1019.8417 | 997.67 | 952.4999 | 929.4876 | 854.3228 | 776.4948
2028-12-01 | 697.114 | 648.4037 | 603.8798 | 587.6271 | 620.6979 | 713.4003 | 804.0917 | 824.1431 | 780.3436 | 732.883 | 693.2496 | 660.2954 | 648.8454 | 630.836 | 618.9269 | 731.049 | 841.8695 | 916.4044 | 936.8889 | 916.3794 | 889.873 | 890.1982 | 855.1242 | 789.1838
2028-12-02 | 707.3293 | 652.7031 | 606.4912 | 583.9497 | 586.6768 | 617.1384 | 659.2446 | 709.0387 | 691.4248 | 667.2577 | 639.6611 | 602.0188 | 607.7279 | 587.8714 | 613.7643 | 648.2434 | 772.0984 | 866.7482 | 906.2718 | 878.6573 | 885.1551 | 881.1868 | 848.7875 | 787.8138
2028-12-03 | 715.2623 | 658.4401 | 613.3204 | 589.9107 | 591.1615 | 606.1998 | 626.972 | 651.0831 | 644.7533 | 580.3913 | 492.875 | 466.628 | 408.2819 | 400.1567 | 489.7434 | 639.2588 | 762.1863 | 879.3376 | 945.6808 | 920.5878 | 932.182 | 904.327 | 841.5152 | 771.9441
2028-12-04 | 697.9809 | 640.9057 | 600.328 | 590.7662 | 626.5523 | 728.5676 | 824.1987 | 862.8218 | 798.4933 | 733.2255 | 699.0747 | 692.0461 | 680.7645 | 650.5376 | 676.6228 | 765.6089 | 877.5674 | 947.8179 | 994.3329 | 964.186 | 942.9937 | 920.5737 | 859.2484 | 783.2537
2028-12-05 | 712.7504 | 663.1223 | 625.3559 | 607.6584 | 642.7774 | 737.8865 | 830.6684 | 860.5332 | 811.6111 | 728.6791 | 680.2054 | 648.9887 | 603.5178 | 569.4446 | 635.6859 | 718.0907 | 866.8916 | 956.1739 | 990.4539 | 977.553 | 960.0638 | 927.6748 | 862.84 | 795.2558
2028-12-06 | 703.8407 | 646.5532 | 603.7868 | 587.3409 | 620.7203 | 710.7891 | 799.5149 | 827.044 | 758.8292 | 699.4583 | 625.6476 | 611.5169 | 557.1549 | 540.6569 | 610.6738 | 725.6744 | 856.4475 | 925.7167 | 967.4295 | 939.8985 | 928.0047 | 906.8899 | 852.7674 | 786.7905
2028-12-07 | 699.499 | 648.3394 | 601.1818 | 585.8277 | 618.9101 | 715.1386 | 801.0358 | 836.0346 | 774.4329 | 717.3486 | 643.0469 | 633.6817 | 654.1116 | 596.033 | 640.5082 | 727.9717 | 852.216 | 924.6044 | 951.5944 | 945.9805 | 919.5038 | 903.2358 | 840.4274 | 769.4303
2028-12-08 | 696.6012 | 648.4664 | 604.2247 | 587.8136 | 620.9662 | 713.4789 | 798.093 | 835.556 | 808.3573 | 766.3281 | 720.5205 | 727.7648 | 714.6237 | 736.5328 | 752.6284 | 796.3692 | 869.9962 | 921.492 | 937.5825 | 922.3681 | 904.0832 | 900.4365 | 861.3155 | 789.6816
2028-12-09 | 724.8196 | 669.66 | 624.4974 | 601.3256 | 604.3972 | 638.0566 | 684.6172 | 730.0517 | 696.5254 | 659.7362 | 605.2444 | 572.5082 | 576.205 | 550.7541 | 579.5973 | 678.9567 | 808.6545 | 884.4855 | 919.4689 | 884.6457 | 895.6226 | 898.64 | 866.728 | 804.1162
2028-12-10 | 726.9296 | 670.0494 | 626.0141 | 601.8259 | 603.1077 | 621.4944 | 642.6306 | 687.0381 | 680.7524 | 640.1077 | 581.5306 | 577.5043 | 566.4853 | 507.7097 | 579.0737 | 677.3469 | 811.1443 | 914.5353 | 974.3774 | 941.046 | 949.2442 | 925.011 | 865.9189 | 789.2421
2028-12-11 | 712.7103 | 655.6685 | 616.6917 | 606.2896 | 642.53 | 746.374 | 844.6595 | 884.1449 | 820.7513 | 772.7227 | 720.0153 | 702.156 | 687.2426 | 602.8158 | 650.2591 | 774.5391 | 911.3781 | 974.8749 | 1019.2685 | 984.6816 | 961.1216 | 942.5536 | 876.5643 | 805.082
2028-12-12 | 713.7369 | 663.7668 | 625.5742 | 607.5136 | 642.564 | 737.6459 | 829.9792 | 864.8204 | 814.4339 | 760.9908 | 715.7007 | 708.5892 | 733.0075 | 684.3518 | 713.1114 | 786.8742 | 900.0252 | 970.6412 | 1004.2642 | 989.0256 | 972.0682 | 929.8177 | 868.5582 | 800.0722
2028-12-13 | 710.6176 | 652.2252 | 609.4231 | 592.6313 | 626.0407 | 716.8762 | 806.8242 | 837.547 | 789.7338 | 717.3451 | 664.3591 | 648.1576 | 622.6056 | 566.7419 | 620.1329 | 718.8278 | 860.698 | 946.8397 | 993.0356 | 960.3377 | 949.2007 | 917.4942 | 862.6345 | 797.6685
2028-12-14 | 701.4249 | 649.9284 | 601.9996 | 586.6758 | 619.3041 | 715.579 | 807.1486 | 843.2249 | 786.8767 | 740.2956 | 673.982 | 648.4014 | 615.8497 | 579.7155 | 613.5949 | 723.9729 | 843.8361 | 937.0498 | 969.3915 | 958.1831 | 933.9911 | 907.7846 | 839.9751 | 769.7851
2028-12-15 | 703.8826 | 654.7147 | 610.5824 | 594.0029 | 627.5287 | 720.6979 | 813.5758 | 853.3924 | 810.1764 | 735.552 | 673.6026 | 645.8933 | 632.5686 | 552.5158 | 586.398 | 706.8942 | 830.8964 | 925.8004 | 952.2479 | 923.1787 | 903.296 | 894.0907 | 867.3731 | 797.074
2028-12-16 | 726.3296 | 671.2433 | 626.5582 | 603.2486 | 606.3941 | 639.8239 | 686.7875 | 739.2532 | 690.2687 | 631.1863 | 572.3796 | 547.2644 | 509.8803 | 442.8178 | 486.5563 | 639.1743 | 791.8872 | 893.2912 | 937.4155 | 899.2432 | 899.2148 | 898.1558 | 866.9157 | 809.9142
2028-12-17 | 724.7149 | 667.038 | 622.5978 | 598.867 | 600.5892 | 617.8705 | 641.294 | 694.4255 | 671.5154 | 607.6855 | 549.3223 | 534.5382 | 521.487 | 440.1203 | 506.9321 | 614.959 | 777.4965 | 896.7004 | 965.9942 | 936.6699 | 944.9609 | 919.4188 | 858.5002 | 784.0937
2028-12-18 | 713.2183 | 655.6722 | 616.1377 | 605.4057 | 641.5746 | 745.4174 | 843.1836 | 891.4016 | 834.0827 | 775.3029 | 744.3991 | 737.1622 | 733.1425 | 719.652 | 703.3164 | 809.8951 | 923.6791 | 990.9696 | 1030.993 | 993.7746 | 970.7315 | 948.7177 | 882.0936 | 809.0257
2028-12-19 | 722.1155 | 672.3163 | 634.0671 | 615.7665 | 651.1408 | 748.5236 | 845.8225 | 897.2145 | 875.0236 | 833.354 | 755.3421 | 725.0018 | 767.2041 | 812.8345 | 752.8808 | 803.2198 | 919.1472 | 978.5646 | 1021.1725 | 1003.3186 | 982.8074 | 943.5348 | 881.4181 | 806.8456
2028-12-20 | 715.0397 | 656.1154 | 614.1993 | 596.9221 | 630.8102 | 721.7262 | 814.5116 | 859.9486 | 823.6475 | 797.8172 | 767.7596 | 704.5639 | 697.5338 | 713.4418 | 712.3594 | 784.0893 | 891.7463 | 953.2222 | 996.256 | 965.9712 | 951.0986 | 930.0916 | 876.1573 | 802.8131
2028-12-21 | 710.6776 | 658.8352 | 611.6925 | 595.3219 | 628.1956 | 726.0953 | 816.4488 | 854.8429 | 792.1995 | 730.7719 | 666.7755 | 644.5832 | 656.255 | 600.5793 | 610.6201 | 711.9612 | 838.6436 | 938.0516 | 976.8166 | 961.13 | 940.9724 | 917.9127 | 851.0389 | 779.2462
2028-12-22 | 692.1653 | 643.7011 | 599.1413 | 583.0772 | 616.1817 | 708.1859 | 798.3824 | 842.9474 | 792.3403 | 724.4615 | 665.251 | 651.541 | 644.4308 | 603.2839 | 580.1404 | 676.1809 | 805.5818 | 899.5465 | 931.1331 | 908.1212 | 880.1741 | 882.657 | 850.3812 | 784.1644
2028-12-23 | 711.0692 | 656.1638 | 610.1088 | 587.5552 | 590.9863 | 621.4972 | 668.7122 | 719.8186 | 674.9068 | 629.3912 | 563.0411 | 530.3432 | 502.8753 | 403.2151 | 460.3867 | 586.3247 | 741.2745 | 857.5743 | 909.4713 | 883.8849 | 883.2341 | 872.5016 | 845.6298 | 786.4028
2028-12-24 | 714.5776 | 657.6219 | 612.4195 | 589.429 | 590.8382 | 606.4424 | 628.6092 | 675.2977 | 656.8631 | 607.3746 | 544.2587 | 521.9006 | 526.4237 | 466.9514 | 480.6216 | 597.0613 | 748.8658 | 861.5603 | 948.4013 | 922.1669 | 930.8975 | 906.9007 | 843.6663 | 769.6031
2028-12-25 | 716.4759 | 658.5662 | 615.0829 | 591.0406 | 606.8748 | 649.4384 | 699.0532 | 738.7082 | 711.2439 | 647.2167 | 616.263 | 610.4843 | 610.0771 | 631.3188 | 569.5406 | 678.7322 | 810.8342 | 912.6747 | 963.9634 | 921.6187 | 919.4951 | 911.5292 | 840.4617 | 772.9089
2028-12-26 | 690.2889 | 638.355 | 598.2304 | 584.5921 | 621.6314 | 712.642 | 805.2821 | 845.8428 | 817.0784 | 792.7468 | 740.5862 | 706.4759 | 716.0344 | 726.1952 | 761.8824 | 787.7391 | 872.6202 | 919.9742 | 961.9795 | 964.5221 | 951.3468 | 903.6304 | 845.8578 | 766.5179
2028-12-27 | 687.1756 | 630.1843 | 585.8664 | 570.3242 | 602.6441 | 688.8575 | 775.65 | 814.9311 | 743.8776 | 680.3603 | 624.6071 | 620.7229 | 637.0096 | 580.3182 | 600.8997 | 672.8801 | 809.0092 | 894.0831 | 945.3325 | 922.528 | 908.5389 | 882.882 | 831.6345 | 763.5346
2028-12-28 | 684.7685 | 633.2393 | 584.907 | 570.6156 | 604.1103 | 698.4203 | 789.2067 | 829.3217 | 776.1828 | 717.3688 | 686.1545 | 675.6942 | 681.5617 | 691.5106 | 649.7273 | 701.357 | 810.2403 | 896.6923 | 934.0832 | 930.3015 | 910.1239 | 885.8014 | 821.0497 | 748.9449
2028-12-29 | 680.9839 | 633.1591 | 587.4672 | 572.6387 | 605.7052 | 696.4244 | 787.0434 | 830.7314 | 779.632 | 727.2974 | 624.9148 | 589.1549 | 589.8166 | 514.1661 | 540.1187 | 650.6838 | 777.6737 | 867.1239 | 912.1887 | 892.6114 | 871.707 | 852.0116 | 833.7123 | 763.9739
2028-12-30 | 702.9275 | 648.7367 | 602.2735 | 580.7828 | 583.9125 | 613.5205 | 660.8777 | 727.9856 | 701.5953 | 660.6904 | 620.8093 | 594.1675 | 565.6057 | 551.6936 | 553.7951 | 624.1929 | 737.1812 | 847.7621 | 898.4853 | 880.316 | 884.1969 | 873.9689 | 837.1331 | 778.1932
2028-12-31 | 695.5835 | 639.3301 | 592.9086 | 571.4066 | 572.4268 | 585.0394 | 611.3098 | 659.3994 | 641.9206 | 584.3175 | 498.0994 | 465.8581 | 453.3308 | 356.7479 | 413.1805 | 550.1946 | 707.3433 | 823.0803 | 917.1673 | 897.8787 | 911.237 | 884.4599 | 820.0521 | 746.2196
2029-01-01 | 704.8059 | 661.9057 | 625.458 | 604.3333 | 622.9655 | 680.1864 | 754.0953 | 780.1206 | 751.6823 | 680.0845 | 618.4384 | 602.5756 | 567.2127 | 540.7463 | 603.5707 | 687.0558 | 850.6366 | 943.7313 | 998.9319 | 963.7772 | 932.817 | 915.2975 | 833.3093 | 752.3287
2029-01-02 | 696.6561 | 654.0396 | 620.9029 | 610.2972 | 652.8059 | 772.834 | 904.3633 | 931.5951 | 885.9504 | 794.2237 | 730.638 | 718.6407 | 699.5516 | 635.0782 | 663.8707 | 779.9003 | 910.4595 | 994.2199 | 1036.8645 | 1018.676 | 993.2025 | 934.4262 | 854.5555 | 771.0823
2029-01-03 | 661.4024 | 630.5322 | 593.8684 | 582.48 | 620.7385 | 731.4182 | 862.984 | 881.8761 | 814.2187 | 723.0959 | 654.0187 | 634.0999 | 650.6757 | 568.0114 | 587.6571 | 675.5818 | 836.417 | 936.4897 | 982.3959 | 958.5533 | 930.2329 | 895.2626 | 816.7464 | 732.3543
2029-01-04 | 636.5294 | 609.6142 | 577.4236 | 567.24 | 604.918 | 705.5045 | 828.4622 | 835.0225 | 761.2067 | 690.7152 | 634.4149 | 587.8471 | 547.8591 | 515.2358 | 566.414 | 639.5723 | 785.8031 | 891.0391 | 944.1178 | 954.1047 | 924.6844 | 872.6644 | 788.9356 | 708.214
2029-01-05 | 656.974 | 613.2927 | 574.8536 | 562.2524 | 600.2254 | 697.0858 | 818.1786 | 825.2828 | 755.5463 | 663.1726 | 602.0079 | 557.9896 | 572.0833 | 499.227 | 517.0441 | 636.4588 | 771.2583 | 855.2753 | 917.0986 | 911.1795 | 887.6458 | 841.4825 | 798.513 | 735.8595
2029-01-06 | 689.1605 | 642.912 | 593.2932 | 573.6351 | 578.6908 | 616.5228 | 691.9848 | 729.5088 | 675.1825 | 598.999 | 528.3533 | 490.3341 | 466.3317 | 383.0559 | 418.5814 | 544.3882 | 711.4085 | 828.2995 | 891.9797 | 886.1832 | 868.7236 | 842.8981 | 800.9859 | 737.0713
2029-01-07 | 671.4356 | 626.5369 | 586.3821 | 567.1559 | 571.0413 | 593.1613 | 651.4411 | 673.5331 | 647.6565 | 566.0145 | 493.103 | 463.7876 | 432.2047 | 368.3922 | 404.5699 | 527.0504 | 708.4116 | 841.9753 | 929.4699 | 912.3855 | 900.2444 | 871.0205 | 787.9881 | 702.2938
2029-01-08 | 674.4232 | 633.6976 | 599.7559 | 593.2394 | 634.4311 | 756.9467 | 890.4046 | 919.434 | 836.513 | 748.5094 | 681.9782 | 669.1747 | 615.7822 | 559.9222 | 583.2985 | 696.3172 | 866.6255 | 957.5758 | 1033.8417 | 1008.7199 | 969.4182 | 924.3964 | 839.0215 | 748.8457
2029-01-09 | 661.2296 | 623.3079 | 588.8077 | 577.2521 | 617.3027 | 729.486 | 858.7852 | 875.4846 | 818.6941 | 735.0245 | 683.1046 | 653.1179 | 615.2235 | 531.9262 | 553.5922 | 652.9992 | 821.8719 | 924.181 | 985.8023 | 977.1181 | 947.1161 | 885.8392 | 797.2936 | 716.2673
2029-01-10 | 675.0652 | 646.4615 | 610.2863 | 597.2886 | 635.0898 | 748.4527 | 880.1904 | 905.0414 | 835.5253 | 754.6361 | 688.9937 | 650.2827 | 636.3263 | 568.2164 | 592.9891 | 724.1034 | 871.8241 | 967.6633 | 1019.5932 | 986.2119 | 959.8809 | 921.0386 | 842.3268 | 756.8761
2029-01-11 | 662.3438 | 632.8951 | 602.2858 | 589.502 | 627.2588 | 731.5882 | 856.2002 | 868.5255 | 813.678 | 752.0903 | 728.0926 | 698.3679 | 686.7752 | 580.4511 | 603.9449 | 659.5425 | 824.167 | 926.7771 | 989.8483 | 986.8776 | 962.8349 | 908.9481 | 824.0891 | 743.1602
2029-01-12 | 692.819 | 648.2452 | 609.7481 | 595.063 | 632.8276 | 735.4959 | 859.8473 | 878.3977 | 816.637 | 719.8715 | 657.7858 | 616.2236 | 558.8302 | 492.8996 | 564.6383 | 669.0514 | 808.6197 | 914.4319 | 983.2524 | 961.1986 | 937.0187 | 897.503 | 848.9436 | 779.3252
2029-01-13 | 711.5552 | 665.8613 | 617.4644 | 595.8318 | 601.6334 | 642.0641 | 720.9838 | 762.6796 | 706.2382 | 631.2163 | 568.812 | 522.1982 | 424.6108 | 387.9496 | 423.9192 | 570.5206 | 749.2483 | 867.1456 | 939.6827 | 920.6295 | 908.2718 | 879.9777 | 834.0246 | 765.4662
2029-01-14 | 707.3152 | 662.4383 | 624.1149 | 602.0143 | 607.1919 | 636.081 | 699.3254 | 739.2089 | 720.6597 | 654.7837 | 577.2874 | 553.4614 | 504.0138 | 431.2684 | 504.7896 | 629.2645 | 802.5008 | 911.1089 | 995.0073 | 968.5909 | 956.8243 | 924.7963 | 840.054 | 752.0889
2029-01-15 | 689.5034 | 646.9065 | 607.6417 | 587.4506 | 603.6834 | 655.9736 | 729.018 | 751.0341 | 745.8824 | 691.6145 | 641.773 | 615.7176 | 588.8428 | 527.2728 | 539.7237 | 667.9223 | 814.4938 | 906.2638 | 969.3742 | 932.9869 | 910.6182 | 887.9115 | 801.8932 | 724.1114
2029-01-16 | 682.5072 | 643.1774 | 608.7296 | 599.106 | 641.2899 | 758.1564 | 888.3738 | 911.7076 | 875.7767 | 791.8515 | 730.0518 | 695.1948 | 690.6358 | 594.2074 | 605.4836 | 707.312 | 869.8801 | 956.6527 | 1022.2631 | 1006.7642 | 978.8191 | 917.3712 | 831.8202 | 748.7437
2029-01-17 | 668.2682 | 640.7537 | 605.3848 | 592.9422 | 630.5549 | 742.5542 | 873.7891 | 899.202 | 840.0764 | 760.1314 | 706.9137 | 672.0934 | 645.4112 | 572.108 | 599.8689 | 686.7059 | 834.5924 | 952.7652 | 1012.3658 | 978.2934 | 956.6746 | 915.2312 | 834.2837 | 750.8829
2029-01-18 | 659.234 | 631.0363 | 599.9658 | 587.7048 | 625.3682 | 729.3683 | 854.1732 | 864.9423 | 797.9098 | 717.6398 | 661.2774 | 612.0636 | 520.529 | 505.2333 | 530.1251 | 620.0395 | 791.7252 | 903.0137 | 985.8785 | 987.4662 | 959.7617 | 908.79 | 822.7699 | 737.7908
2029-01-19 | 682.244 | 634.5084 | 598.2464 | 584.8583 | 622.5362 | 723.0618 | 846.0419 | 864.8609 | 801.5282 | 707.4429 | 645.8815 | 597.5666 | 530.0668 | 482.0685 | 540.869 | 637.6313 | 787.7513 | 885.334 | 960.9329 | 944.3731 | 922.7321 | 881.2506 | 833.4095 | 763.8387
2029-01-20 | 688.5291 | 641.903 | 593.641 | 575.3525 | 580.4539 | 618.4799 | 691.136 | 728.5691 | 703.1743 | 655.2003 | 574.8168 | 567.6848 | 567.1568 | 531.5447 | 538.6512 | 648.8405 | 765.8339 | 840.9538 | 907.8715 | 897.8265 | 878.9473 | 855.4774 | 809.6364 | 741.6201
2029-01-21 | 703.1744 | 656.1237 | 618.1347 | 596.5631 | 600.946 | 628.4953 | 689.3781 | 721.0682 | 706.2936 | 652.7838 | 585.2429 | 558.3295 | 523.3248 | 424.0484 | 470.3215 | 599.4531 | 755.836 | 878.0526 | 977.0345 | 951.6503 | 939.6481 | 910.5981 | 833.9839 | 743.6968
2029-01-22 | 667.2353 | 625.4932 | 590.0778 | 584.2462 | 625.2235 | 745.2609 | 876.5269 | 902.79 | 837.9965 | 762.473 | 707.5201 | 669.4486 | 643.4644 | 579.7077 | 585.2672 | 681.1684 | 815.9282 | 923.3517 | 1018.5628 | 994.965 | 957.8559 | 908.7302 | 825.7844 | 736.13
2029-01-23 | 635.4594 | 599.9211 | 564.119 | 554.6498 | 594.6557 | 702.5662 | 828.1682 | 836.0658 | 779.9109 | 688.7958 | 606.7966 | 592.0015 | 600.3896 | 566.4993 | 571.4832 | 658.1002 | 797.1444 | 865.0284 | 945.2288 | 948.458 | 917.1955 | 851.6292 | 762.4601 | 685.0175
2029-01-24 | 633.2735 | 605.1184 | 569.58 | 559.3719 | 596.5381 | 702.4362 | 830.9984 | 852.2721 | 785.6356 | 708.9752 | 657.321 | 627.8509 | 624.7898 | 556.4287 | 554.475 | 644.2132 | 777.0927 | 880.2337 | 954.9156 | 936.3214 | 907.3969 | 867.8335 | 785.6537 | 703.0216
2029-01-25 | 639.8294 | 611.4023 | 578.3241 | 567.9852 | 605.062 | 705.2147 | 828.3107 | 837.0585 | 781.0918 | 724.5959 | 663.6586 | 632.598 | 650.036 | 578.8189 | 596.9128 | 645.0642 | 769.7486 | 865.7476 | 951.902 | 956.5564 | 932.2635 | 877.3219 | 790.8979 | 711.2701
2029-01-26 | 699.2446 | 653.8569 | 616.3204 | 601.0047 | 638.7354 | 742.6561 | 866.9088 | 891.7196 | 831.3178 | 731.9493 | 652.9589 | 599.0662 | 517.7538 | 485.3753 | 531.2365 | 649.0363 | 782.5946 | 891.8701 | 986.9912 | 966.957 | 942.2632 | 902.8413 | 856.7354 | 787.1283
2029-01-27 | 695.5657 | 650.975 | 603.9157 | 583.1949 | 588.6216 | 628.0775 | 704.3591 | 744.1907 | 698.4435 | 622.9692 | 563.4031 | 543.265 | 530.7827 | 463.6115 | 495.8719 | 631.9831 | 745.5468 | 833.3378 | 911.1084 | 897.8869 | 886.783 | 865.4171 | 819.2927 | 750.5497
2029-01-28 | 681.1462 | 635.3459 | 596.0886 | 576.0849 | 580.4442 | 604.2698 | 663.9074 | 690.8814 | 654.3966 | 575.2381 | 514.429 | 516.8492 | 495.2236 | 396.2219 | 396.7093 | 518.3183 | 682.4826 | 805.5931 | 932.3155 | 915.1422 | 904.4565 | 881.6235 | 800.5976 | 714.0833
2029-01-29 | 658.3949 | 618.912 | 585.014 | 580.1111 | 621.2322 | 740.5552 | 868.807 | 900.7291 | 833.2657 | 740.7707 | 679.9167 | 641.6898 | 619.7064 | 557.5453 | 557.6861 | 655.4245 | 816.9605 | 910.0146 | 1006.9371 | 985.9354 | 950.4853 | 900.2324 | 817.1552 | 729.1727
2029-01-30 | 669.1584 | 633.5573 | 600.2656 | 588.0332 | 627.9712 | 742.6894 | 871.1968 | 887.8345 | 822.0987 | 738.0848 | 656.9043 | 634.9188 | 570.3454 | 533.697 | 527.912 | 645.1951 | 788.0233 | 894.6805 | 1002.7045 | 991.5542 | 964.2057 | 903.1596 | 816.3301 | 734.5825
2029-01-31 | 667.951 | 639.907 | 604.7522 | 592.4142 | 630.0347 | 742.1568 | 874.7532 | 897.9703 | 834.8448 | 748.2922 | 681.7581 | 641.009 | 596.3375 | 525.4755 | 569.5464 | 668.8182 | 798.1219 | 912.1218 | 1002.6152 | 967.8179 | 944.1303 | 908.5061 | 830.6002 | 747.7478
2029-02-01 | 706.5424 | 689.0219 | 656.3845 | 639.4284 | 680.9709 | 792.5373 | 905.4828 | 918.2012 | 829.1802 | 728.7323 | 691.4705 | 681.3171 | 618.0259 | 575.2735 | 581.1492 | 634.8139 | 781.1729 | 908.2747 | 983.8955 | 1006.7315 | 988.1813 | 940.2068 | 855.907 | 785.0641
2029-02-02 | 718.5818 | 683.2316 | 643.4691 | 628.1834 | 667.9851 | 772.838 | 884.444 | 902.254 | 830.7308 | 749.5583 | 705.2051 | 632.8872 | 561.7544 | 495.7453 | 602.6785 | 655.7019 | 799.1693 | 870.8468 | 954.5346 | 959.5073 | 948.4619 | 906.5694 | 854.0728 | 796.7519
2029-02-03 | 727.8074 | 697.6176 | 647.4431 | 623.8225 | 635.5942 | 687.9207 | 759.5521 | 805.4518 | 764.3234 | 698.0957 | 629.4854 | 603.4242 | 550.329 | 511.0646 | 472.5444 | 567.6533 | 732.5593 | 843.8917 | 912.0915 | 923.9041 | 915.5043 | 885.841 | 833.8482 | 779.9239
2029-02-04 | 715.628 | 682.2178 | 641.0281 | 618.9227 | 629.115 | 667.5739 | 721.9493 | 749.1856 | 719.0765 | 658.0247 | 587.6336 | 566.7772 | 553.2832 | 470.4333 | 468.0455 | 549.8631 | 720.9396 | 847.4567 | 939.2173 | 943.0666 | 937.3648 | 907.2073 | 823.0793 | 748.5963
2029-02-05 | 708.1589 | 676.6039 | 640.7584 | 630.6385 | 673.5728 | 797.3084 | 915.5271 | 944.2642 | 862.9647 | 750.8319 | 689.0859 | 660.7117 | 676.5549 | 608.2652 | 595.6787 | 658.3151 | 797.6608 | 922.058 | 1022.4006 | 1021.1155 | 994.0363 | 946.3348 | 859.1931 | 778.8651
2029-02-06 | 713.5629 | 688.9995 | 654.5599 | 637.688 | 680.2423 | 799.6496 | 915.7027 | 936.8343 | 884.7601 | 801.7789 | 740.1766 | 731.9182 | 691.5051 | 636.2836 | 583.4738 | 664.952 | 818.6822 | 928.1552 | 1001.324 | 1012.4687 | 996.67 | 934.5751 | 844.0344 | 775.6105
2029-02-07 | 713.1515 | 693.5826 | 657.713 | 640.6333 | 681.0777 | 798.4953 | 918.3326 | 943.4123 | 826.8174 | 711.1386 | 641.6198 | 609.0767 | 485.2808 | 496.9124 | 508.3988 | 621.8442 | 782.8053 | 905.0139 | 997.9925 | 993.1766 | 976.4301 | 943.5965 | 859.2211 | 788.9111
2029-02-08 | 702.7962 | 686.0836 | 651.9334 | 635.2057 | 676.538 | 786.4349 | 897.9824 | 903.9765 | 808.359 | 696.5511 | 625.8646 | 595.544 | 480.3657 | 470.5055 | 522.1691 | 597.0578 | 756.4095 | 884.6111 | 977.888 | 1003.7155 | 983.9372 | 931.6139 | 843.8904 | 777.6548
2029-02-09 | 738.9844 | 702.8531 | 666.9135 | 648.0578 | 689.0568 | 799.3434 | 910.9826 | 926.5443 | 834.854 | 722.1895 | 650.9581 | 612.5339 | 492.2829 | 480.7356 | 515.6399 | 610.3432 | 779.4174 | 897.5321 | 996.5868 | 1000.9637 | 984.3981 | 943.4142 | 887.8771 | 828.6916
2029-02-10 | 759.5035 | 724.3541 | 677.1597 | 652.8501 | 665.2405 | 723.4529 | 797.5807 | 838.1912 | 792.5604 | 693.0392 | 632.1233 | 578.3969 | 533.8465 | 464.3895 | 492.839 | 614.3696 | 761.8093 | 880.7469 | 963.9448 | 963.9028 | 959.801 | 927.3412 | 872.9058 | 815.7211
2029-02-11 | 728.6525 | 697.7185 | 656.7962 | 633.8283 | 643.8039 | 685.1349 | 738.1187 | 760.6477 | 728.0133 | 640.7154 | 575.2615 | 548.579 | 492.674 | 428.4554 | 437.9971 | 514.9303 | 694.9386 | 845.1806 | 957.3337 | 957.2515 | 956.7731 | 927.1748 | 841.1645 | 766.9095
2029-02-12 | 709.4267 | 679.4886 | 644.3298 | 634.0315 | 677.0827 | 801.3909 | 922.1287 | 944.5768 | 851.3436 | 739.8878 | 653.6254 | 629.4112 | 521.8472 | 490.6981 | 493.7986 | 618.3896 | 802.6013 | 902.5404 | 1019.8878 | 1019.8451 | 992.2552 | 945.0479 | 859.9652 | 783.4061
2029-02-13 | 724.7829 | 697.5457 | 666.0931 | 648.4054 | 691.1723 | 812.6252 | 930.4394 | 952.973 | 926.277 | 866.7652 | 826.6051 | 690.0843 | 685.2487 | 650.0144 | 622.828 | 700.6778 | 841.2215 | 940.0696 | 1017.2429 | 1026.2558 | 1005.2385 | 949.5491 | 863.4046 | 791.7458
2029-02-14 | 716.0027 | 698.0356 | 661.878 | 644.8 | 685.5024 | 803.9382 | 922.6883 | 944.3193 | 879.8859 | 805.9337 | 751.3021 | 751.927 | 734.1343 | 699.9445 | 615.0892 | 686.3292 | 820.6458 | 920.3463 | 1001.9175 | 997.1885 | 979.8469 | 945.5002 | 866.756 | 794.6898
2029-02-15 | 724.0155 | 705.067 | 673.834 | 655.5374 | 697.2756 | 811.7169 | 920.6851 | 935.5633 | 875.505 | 788.7544 | 699.0187 | 666.7481 | 584.0102 | 562.1492 | 560.1048 | 619.1261 | 769.4156 | 900.2823 | 1010.1563 | 1029.2842 | 1009.6619 | 964.6515 | 878.516 | 808.055
2029-02-16 | 726.5352 | 689.8326 | 652.0257 | 635.017 | 674.7604 | 782.7513 | 885.5178 | 890.4265 | 822.0811 | 713.5657 | 621.9636 | 589.6245 | 490.4574 | 486.7905 | 521.1354 | 586.0918 | 741.9865 | 854.0101 | 962.4092 | 970.2475 | 955.1779 | 916.0607 | 866.9706 | 808.2203
2029-02-17 | 737.0157 | 705.4312 | 657.2367 | 632.6736 | 644.5661 | 697.8731 | 770.0041 | 800.564 | 716.1173 | 642.6159 | 599.5035 | 558.8474 | 462.9899 | 397.7268 | 405.3943 | 521.5838 | 684.0787 | 815.7171 | 916.5902 | 936.009 | 929.873 | 900.7153 | 845.6241 | 788.8412
2029-02-18 | 742.9955 | 709.728 | 674.1219 | 650.2673 | 661.6836 | 706.6887 | 766.3769 | 786.5719 | 747.6379 | 645.5925 | 618.4425 | 623.9476 | 593.8732 | 583.334 | 550.5353 | 616.385 | 769.6069 | 879.2141 | 977.3157 | 988.0886 | 988.1203 | 952.5942 | 870.8635 | 796.1815
2029-02-19 | 742.7444 | 711.0397 | 673.2718 | 649.1851 | 672.6428 | 743.8854 | 817.2593 | 820.9162 | 790.2834 | 706.9152 | 642.6201 | 593.8004 | 494.5309 | 441.477 | 474.9793 | 589.5348 | 732.1895 | 865.1852 | 973.2629 | 969.3441 | 955.2795 | 941.6106 | 853.3499 | 784.4338
2029-02-20 | 719.9074 | 694.0136 | 658.7984 | 644.9956 | 689.7765 | 811.6003 | 928.9512 | 941.571 | 861.9213 | 758.4364 | 695.6483 | 664.7452 | 603.5538 | 589.0347 | 587.6591 | 675.4289 | 789.5343 | 900.5763 | 1005.1397 | 1017.7944 | 997.2119 | 946.373 | 858.8787 | 787.6085
2029-02-21 | 706.2313 | 686.4088 | 651.7007 | 635.7488 | 676.6114 | 793.4631 | 910.7744 | 914.748 | 835.9277 | 737.4441 | 658.889 | 634.0626 | 547.6728 | 552.24 | 543.6157 | 623.1864 | 777.9146 | 889.7476 | 981.3602 | 980.7661 | 964.0229 | 934.8788 | 852.2415 | 782.8715
2029-02-22 | 714.2282 | 697.6603 | 664.9033 | 647.78 | 689.2767 | 802.4867 | 915.9615 | 917.8379 | 827.8964 | 755.4201 | 728.2284 | 689.7618 | 640.3188 | 586.5874 | 624.7987 | 687.0639 | 816.3753 | 903.893 | 994.8769 | 1018.7504 | 1000.4928 | 953.0366 | 868.4637 | 797.5059
2029-02-23 | 730.5384 | 694.9316 | 658.6241 | 640.2794 | 680.4778 | 788.9995 | 900.4009 | 905.6354 | 834.7689 | 710.1672 | 639.8937 | 601.2646 | 526.0956 | 501.8619 | 570.6555 | 621.364 | 758.7446 | 863.8966 | 970.4157 | 977.0171 | 968.0181 | 926.3751 | 873.0955 | 811.3057
2029-02-24 | 739.118 | 705.0358 | 657.0324 | 635.163 | 647.0517 | 702.2009 | 774.5045 | 798.5767 | 748.2387 | 658.739 | 580.1515 | 543.9815 | 523.5874 | 462.5597 | 466.0658 | 578.76 | 702.3656 | 826.0051 | 916.6211 | 936.8516 | 927.9182 | 901.2361 | 847.5181 | 790.6756
2029-02-25 | 709.3203 | 679.0546 | 638.0319 | 616.7665 | 627.0239 | 665.2773 | 720.3581 | 723.9036 | 680.0551 | 589.0637 | 535.6827 | 513.9594 | 448.0812 | 414.6159 | 510.1619 | 581.5528 | 689.0338 | 804.8299 | 920.3324 | 931.6627 | 928.9241 | 903.3072 | 818.6673 | 744.7635
2029-02-26 | 692.203 | 663.7707 | 627.7392 | 619.0452 | 661.8669 | 783.3278 | 899.6498 | 903.4862 | 819.6442 | 691.8726 | 625.1907 | 598.583 | 499.6573 | 494.9075 | 481.6134 | 566.2988 | 738.8713 | 861.5395 | 977.7047 | 991.9892 | 962.6498 | 919.9419 | 832.9449 | 757.7057
2029-02-27 | 684.5191 | 659.6024 | 625.03 | 610.3332 | 652.1513 | 766.6827 | 879.687 | 875.3592 | 778.7159 | 641.2505 | 585.8563 | 568.7585 | 467.8747 | 524.73 | 545.8053 | 603.7815 | 762.8716 | 854.9746 | 947.0132 | 972.906 | 951.3328 | 892.6529 | 804.3706 | 737.5985
2029-02-28 | 706.732 | 690.734 | 653.3614 | 637.3447 | 678.0691 | 795.2703 | 912.5054 | 921.3275 | 861.97 | 773.0732 | 719.2924 | 716.4142 | 711.5636 | 661.1153 | 701.2426 | 759.4692 | 858.3003 | 920.9008 | 988.2033 | 986.3493 | 971.215 | 937.7491 | 854.8035 | 786.3467
2029-03-01 | 714.7412 | 670.3012 | 636.5759 | 611.5583 | 648.4234 | 753.4107 | 861.0201 | 892.2631 | 833.2424 | 766.0099 | 718.3371 | 676.2166 | 629.9026 | 567.3442 | 594.0473 | 651.4649 | 777.7947 | 893.8285 | 985.2153 | 1001.6274 | 971.7038 | 949.7392 | 867.2066 | 795.907
2029-03-02 | 695.3387 | 662.6443 | 617.3687 | 592.4667 | 627.7696 | 733.4113 | 839.5354 | 868.0244 | 783.7724 | 695.4483 | 647.9964 | 615.2178 | 560.25 | 514.1506 | 491.0797 | 571.5041 | 720.3678 | 834.2686 | 915.5346 | 935.0044 | 890.0478 | 885.8063 | 839.2001 | 766.9607
2029-03-03 | 688.8575 | 650.7268 | 610.7109 | 583.659 | 589.3391 | 629.5122 | 693.6076 | 721.8345 | 664.8259 | 624.8172 | 565.7424 | 474.5284 | 404.2706 | 362.813 | 434.8875 | 533.8638 | 660.0926 | 773.1406 | 867.9381 | 883.9965 | 859.4607 | 866.6251 | 817.3319 | 754.4137
2029-03-04 | 703.8579 | 668.4787 | 628.24 | 597.9363 | 601.8349 | 632.0621 | 678.4225 | 721.6554 | 691.3241 | 628.9973 | 563.34 | 539.4599 | 480.8366 | 404.6642 | 477.9738 | 581.498 | 726.6704 | 822.997 | 930.7637 | 928.6638 | 919.2163 | 916.3257 | 836.9728 | 751.07
2029-03-05 | 678.9085 | 641.4537 | 606.829 | 589.6829 | 627.9566 | 741.1978 | 854.2041 | 864.9525 | 770.8063 | 654.5968 | 594.5931 | 499.8913 | 413.4887 | 399.6669 | 422.959 | 517.2434 | 675.8659 | 828.2274 | 971.2855 | 985.3694 | 948.449 | 918.9702 | 839.8032 | 755.9011
2029-03-06 | 696.4104 | 661.2516 | 629.4962 | 605.4039 | 643.0308 | 753.7893 | 870.5833 | 881.8719 | 790.9683 | 696.6687 | 618.4828 | 531.1988 | 444.2671 | 429.778 | 440.6343 | 555.4702 | 697.3193 | 849.3113 | 970.9466 | 987.2259 | 958.4643 | 929.0401 | 842.0428 | 766.4382
2029-03-07 | 692.9012 | 668.0158 | 633.2867 | 609.5039 | 645.5985 | 749.7125 | 859.5577 | 869.7923 | 774.6712 | 674.5422 | 606.3781 | 538.4219 | 467.9432 | 481.5728 | 558.0546 | 636.2217 | 771.3713 | 879.3509 | 971.198 | 979.7607 | 946.5379 | 932.9896 | 863.6526 | 781.3033
2029-03-08 | 701.4147 | 658.2308 | 625.5844 | 602.2134 | 639.0562 | 741.8385 | 850.5108 | 858.8805 | 776.5271 | 703.013 | 652.7986 | 621.9357 | 528.6016 | 568.4615 | 599.0867 | 624.7303 | 741.7363 | 828.8819 | 955.21 | 979.9234 | 951.6581 | 927.7827 | 851.1827 | 779.2191
2029-03-09 | 724.8724 | 691.4744 | 647.7366 | 620.5903 | 656.1387 | 765.8268 | 877.9827 | 904.4185 | 827.6272 | 738.5418 | 660.7736 | 613.9537 | 518.107 | 491.1015 | 542.463 | 621.1938 | 734.9676 | 855.7485 | 955.9129 | 965.2405 | 925.5547 | 923.6569 | 879.0442 | 803.5145
2029-03-10 | 718.3868 | 679.317 | 641.8328 | 612.5152 | 618.714 | 664.5125 | 731.7345 | 749.0507 | 681.2766 | 586.2395 | 549.814 | 477.9435 | 356.5174 | 338.541 | 385.7188 | 517.2775 | 651.7443 | 793.9671 | 911.1809 | 917.5127 | 901.6249 | 907.8138 | 859.2192 | 790.0857
2029-03-11 | 715.9871 | 679.1157 | 638.5904 | 603.788 | 606.4242 | 629.4221 | 676.4764 | 713.5984 | 696.7354 | 644.6639 | 594.5472 | 570.495 | 525.8365 | 424.6454 | 477.7833 | 550.8571 | 699.485 | 832.1198 | 951.6805 | 945.259 | 946.3332 | 935.5212 | 856.4254 | 768.3089
2029-03-12 | 705.1111 | 661.2011 | 628.3667 | 606.0801 | 640.5117 | 743.9817 | 871.8366 | 901.7245 | 845.42 | 745.7903 | 686.6595 | 665.4455 | 609.5827 | 542.6744 | 530.3067 | 585.7852 | 724.8759 | 862.9393 | 1006.3321 | 1013.1359 | 992.1682 | 967.009 | 880.2199 | 792.4612
2029-03-13 | 712.1526 | 674.5252 | 641.1943 | 613.3993 | 645.607 | 745.0364 | 876.6573 | 885.0697 | 813.7541 | 720.4192 | 646.0037 | 622.3664 | 520.2161 | 532.3177 | 543.3362 | 632.1153 | 764.8269 | 883.8972 | 993.5332 | 1000.51 | 989.5284 | 961.3656 | 870.5381 | 791.9179
2029-03-14 | 699.9597 | 671.7881 | 638.0031 | 607.4167 | 637.0424 | 731.1037 | 854.4893 | 861.6449 | 786.5921 | 717.9822 | 679.321 | 637.1088 | 547.5575 | 558.1831 | 579.1662 | 661.0897 | 785.8594 | 882.6864 | 981.883 | 990.091 | 974.2042 | 956.468 | 880.9739 | 793.4357
2029-03-15 | 701.1626 | 654.825 | 619.1075 | 593.0747 | 623.0924 | 711.7216 | 833.4617 | 833.5137 | 773.9454 | 677.1723 | 614.9643 | 556.022 | 449.0666 | 447.4444 | 491.9385 | 577.379 | 694.1289 | 819.8782 | 954.0106 | 980.7123 | 966.8002 | 940.4615 | 857.1705 | 781.0682
2029-03-16 | 687.4926 | 651.1549 | 600.6706 | 574.1454 | 603.8157 | 693.1829 | 813.8241 | 801.182 | 709.4475 | 612.8997 | 520.088 | 465.3606 | 379.3946 | 411.7303 | 419.4508 | 498.8707 | 644.9913 | 783.7369 | 890.9732 | 917.3301 | 876.5197 | 888.5386 | 830.0659 | 752.7713
2029-03-17 | 698.5248 | 659.9693 | 618.7649 | 588.1066 | 591.3487 | 625.6231 | 691.0906 | 686.3713 | 609.1615 | 533.2784 | 477.7081 | 375.1848 | 293.0751 | 255.6616 | 297.724 | 424.4669 | 587.1623 | 748.7963 | 882.9707 | 898.4894 | 880.423 | 881.1826 | 834.4423 | 768.566
2029-03-18 | 688.5886 | 649.5448 | 609.0039 | 576.9115 | 578.8393 | 601.0891 | 645.3348 | 643.1693 | 610.6645 | 531.1742 | 458.5003 | 413.5099 | 312.6058 | 298.4384 | 360.8265 | 442.5391 | 611.7653 | 759.6735 | 905.0067 | 915.9365 | 913.0452 | 899.9546 | 818.7139 | 733.8435
2029-03-19 | 680.3384 | 638.2947 | 602.5826 | 582.6362 | 616.7321 | 719.9464 | 844.7717 | 840.4534 | 764.4911 | 688.2621 | 641.8666 | 631.7724 | 560.2162 | 527.6705 | 547.4462 | 579.9224 | 706.099 | 826.6059 | 979.6508 | 995.3098 | 961.6313 | 931.7459 | 844.4174 | 758.5538
2029-03-20 | 695.6501 | 658.7255 | 623.7743 | 597.9793 | 629.7568 | 730.9784 | 860.3076 | 850.5962 | 789.2999 | 687.3601 | 645.9876 | 609.3336 | 503.3252 | 525.708 | 561.5893 | 635.4709 | 753.6117 | 860.0231 | 972.2184 | 994.0264 | 968.3757 | 937.4401 | 847.6716 | 768.2494
2029-03-21 | 694.1764 | 667.4627 | 632.6983 | 602.278 | 632.071 | 727.0186 | 850.8584 | 851.0639 | 780.3134 | 714.6971 | 683.925 | 627.8891 | 530.3642 | 502.8978 | 544.1277 | 634.5395 | 768.1681 | 865.9231 | 982.4812 | 991.545 | 965.9555 | 943.64 | 869.5925 | 783.8768
2029-03-22 | 715.3649 | 670.394 | 637.2211 | 607.5421 | 637.2219 | 733.1333 | 855.2813 | 848.5308 | 799.4605 | 729.0657 | 699.0622 | 685.8156 | 623.5868 | 577.3883 | 610.8211 | 632.2018 | 797.9571 | 880.0052 | 989.9408 | 1007.9809 | 991.1737 | 963.6256 | 876.4024 | 801.1361
2029-03-23 | 715.0464 | 678.584 | 629.4123 | 601.0981 | 632.099 | 730.4398 | 852.6328 | 842.315 | 773.8728 | 682.6171 | 627.0837 | 585.4391 | 471.7435 | 473.9038 | 513.2913 | 627.6415 | 751.6056 | 852.3855 | 946.9408 | 961.841 | 919.1831 | 929 | 870.1606 | 795.3028
2029-03-24 | 719.2403 | 678.6813 | 638.8651 | 605.6828 | 608.8939 | 646.6605 | 713.6058 | 710.7285 | 669.357 | 644.1055 | 585.7648 | 575.7164 | 528.1488 | 450.0063 | 478.9715 | 539.6842 | 666.5869 | 804.4884 | 919.2189 | 926.5225 | 905.0459 | 902.6101 | 863.4489 | 793.8368
2029-03-25 | 727.1162 | 686.1642 | 648.1871 | 614.0923 | 616.6239 | 646.5491 | 693.966 | 676.4576 | 657.9179 | 608.2956 | 583.8225 | 569.0883 | 458.3863 | 419.7109 | 458.3046 | 543.4207 | 698.6019 | 833.5679 | 961.5382 | 963.8717 | 960.8587 | 949.7805 | 871.267 | 783.2101
2029-03-26 | 736.9697 | 697.9866 | 658.2538 | 620.9365 | 632.7614 | 679.4614 | 747.7346 | 726.053 | 692.6919 | 614.2644 | 574.1315 | 504.6576 | 398.7433 | 385.6174 | 394.6138 | 498.003 | 662.075 | 832.5998 | 970.6057 | 968.3634 | 961.7046 | 956.1073 | 871.0306 | 793.7506
2029-03-27 | 711.4178 | 670.7266 | 638.5646 | 612.198 | 646.5233 | 750.9257 | 881.4592 | 850.2801 | 763.0069 | 649.8323 | 574.9416 | 440.6062 | 401.4833 | 393.3048 | 407.7563 | 501.1844 | 685.5531 | 846.1485 | 983.3473 | 1004.8381 | 983.9924 | 958.368 | 868.6693 | 789.6849
2029-03-28 | 695.377 | 667.6345 | 631.0462 | 603.6745 | 633.5809 | 724.9554 | 849.3206 | 805.7487 | 753.1873 | 694.2678 | 668.2751 | 605.0576 | 503.5166 | 489.1204 | 502.7534 | 568.8047 | 702.9982 | 845.2636 | 972.2288 | 986.5801 | 968.4731 | 945.4929 | 871.5163 | 787.7946
2029-03-29 | 708.3249 | 661.0792 | 627.0937 | 599.8451 | 629.3739 | 719.0516 | 837.8601 | 815.4688 | 751.7321 | 679.34 | 600.2332 | 526.9541 | 426.9702 | 408.3178 | 456.6687 | 541.0313 | 693.3266 | 819.3847 | 960.1175 | 987.9719 | 977.3459 | 951.7631 | 869.0891 | 790.1198
2029-03-30 | 739.1817 | 703.5091 | 651.804 | 608.0914 | 615.3783 | 648.7017 | 710.6155 | 668.4097 | 659.5947 | 580.0332 | 526.9744 | 440.3897 | 331.2785 | 322.4278 | 357.4119 | 462.0596 | 617.5229 | 793.7021 | 892.5504 | 902.0936 | 879.3155 | 908.6197 | 851.0697 | 787.3333
2029-03-31 | 734.1469 | 689.1307 | 649.1265 | 619.1178 | 624.8399 | 665.7127 | 733.4928 | 714.8798 | 661.222 | 620.9663 | 607.238 | 595.3514 | 513.7106 | 453.0736 | 470.9152 | 558.2338 | 720.1826 | 867.9855 | 967.4812 | 964.877 | 937.9397 | 933.0245 | 886.0672 | 815.1057
2029-04-01 | 763.4407 | 722.66 | 673.0653 | 643.2832 | 649.7053 | 676.0148 | 712.5361 | 714.3866 | 714.6242 | 639.2907 | 598.4069 | 545.9608 | 436.0152 | 405.5099 | 476.1065 | 592.1108 | 798.0291 | 906.4533 | 1009.4112 | 1003.9854 | 1023.2439 | 995.0826 | 903.178 | 830.4016
2029-04-02 | 740.0029 | 696.5418 | 651.5142 | 634.7159 | 675.7711 | 781.787 | 893.9683 | 893.0317 | 846.682 | 756.055 | 704.6925 | 641.3218 | 565.1624 | 568.3339 | 621.6385 | 705.0833 | 856.2261 | 949.4833 | 1059.4749 | 1057.3339 | 1051.2876 | 1012.962 | 913.6285 | 839.0223
2029-04-03 | 737.4433 | 700.4856 | 655.8019 | 632.8229 | 671.6435 | 770.348 | 883.1435 | 869.8834 | 809.6262 | 705.1485 | 646.7735 | 518.3351 | 482.3848 | 534.1006 | 584.4221 | 704.9307 | 821.6271 | 925.1485 | 1022.7755 | 1035.2648 | 1037.0795 | 994.8887 | 889.3982 | 823.3467
2029-04-04 | 722.6665 | 696.6541 | 649.6393 | 626.6358 | 664.0361 | 752.7358 | 865.4656 | 844.0677 | 805.3578 | 735.0992 | 666.3451 | 583.892 | 511.7155 | 474.2681 | 523.945 | 646.6994 | 790.5715 | 910.7593 | 1005.2558 | 1021.5371 | 1022.3095 | 989.4187 | 902.5696 | 827.3541
2029-04-05 | 725.9136 | 681.0236 | 634.8561 | 614.9407 | 652.8962 | 738.6479 | 845.0418 | 821.312 | 753.4192 | 695.0434 | 642.3237 | 581.7635 | 530.8726 | 462.8727 | 510.4744 | 575.8503 | 757.7981 | 864.555 | 985.7354 | 1012.5162 | 1018.8269 | 977.4999 | 877.7756 | 817.6162
2029-04-06 | 732.3101 | 696.7774 | 637.2211 | 614.8697 | 651.5974 | 742.2509 | 851.0459 | 825.2853 | 759.0823 | 677.3975 | 604.2736 | 532.383 | 439.4771 | 434.0218 | 478.1749 | 574.3624 | 738.5848 | 853.5714 | 949.6463 | 971.5674 | 954.3486 | 948.0592 | 878.7795 | 819.2137
2029-04-07 | 724.8164 | 685.7406 | 633.6015 | 607.7658 | 615.9911 | 645.543 | 706.6807 | 711.5702 | 691.1453 | 643.2909 | 576.4587 | 535.232 | 488.6124 | 428.6571 | 537.1582 | 635.6092 | 752.0526 | 839.5159 | 916.4948 | 924.9078 | 921.7235 | 912.8356 | 854.2128 | 803.0678
2029-04-08 | 713.1019 | 676.3113 | 625.2444 | 596.8457 | 602.9771 | 617.7795 | 649.4477 | 647.3341 | 662.5126 | 582.6378 | 517.0684 | 483.9896 | 388.5459 | 370.9442 | 407.2503 | 512.0973 | 692.4341 | 798.0586 | 926.6541 | 935.3505 | 953.2463 | 926.307 | 831.7728 | 764.2787
2029-04-09 | 698.5944 | 657.7369 | 613.6836 | 599.3001 | 639.4045 | 737.7423 | 847.8112 | 816.6144 | 757.8897 | 650.7484 | 585.2957 | 493.6225 | 474.6098 | 452.3292 | 491.2732 | 574.6006 | 739.3525 | 857.4582 | 983.6174 | 1002.7352 | 990.8729 | 955.6591 | 853.8314 | 786.7039
2029-04-10 | 709.7241 | 674.6842 | 630.554 | 608.3077 | 646.3709 | 740.5705 | 850.2731 | 813.4477 | 735.6572 | 647.3557 | 592.6764 | 482.593 | 460.9475 | 452.8531 | 501.318 | 611.4587 | 761.8252 | 867.6393 | 975.7339 | 1000.6937 | 999.0421 | 954.4866 | 849.7452 | 788.2824
2029-04-11 | 704.9956 | 680.1185 | 635.3594 | 612.5366 | 649.285 | 736.3805 | 842.5123 | 827.5385 | 777.1721 | 690.8295 | 666.5484 | 596.0893 | 500.379 | 444.4897 | 497.57 | 606.659 | 775.8284 | 870.6123 | 971.6959 | 995.9394 | 991.7924 | 962.2862 | 872.2726 | 804.2424
2029-04-12 | 708.0524 | 665.9754 | 621.0903 | 600.0006 | 636.6509 | 720.1215 | 822.4341 | 782.2129 | 735.2007 | 666.4246 | 596.5537 | 477.4249 | 439.3222 | 412.8333 | 450.921 | 545.2181 | 695.3015 | 829.2601 | 951.6216 | 989.8243 | 991.7779 | 953.4728 | 851.2215 | 795.3656
2029-04-13 | 735.7079 | 701.63 | 643.1131 | 619.788 | 656.7442 | 749.8739 | 856.1118 | 837.5532 | 776.9669 | 689.7866 | 582.1141 | 496.5416 | 435.1029 | 429.1327 | 511.4633 | 648.1934 | 799.3306 | 878.6849 | 960.687 | 982.5624 | 960.6717 | 954.4308 | 886.9755 | 825.115
2029-04-14 | 735.1128 | 696.0932 | 643.6637 | 617.0731 | 625.4882 | 657.8336 | 713.9942 | 711.0278 | 704.3066 | 634.974 | 581.464 | 562.2543 | 480.1392 | 447.3155 | 476.9787 | 595.1456 | 745.828 | 854.5443 | 931.4003 | 945.2929 | 941.9576 | 928.5169 | 874.2584 | 821.5614
2029-04-15 | 740.2975 | 699.5643 | 649.5277 | 620.0243 | 626.273 | 646.9992 | 680.3057 | 668.0858 | 642.7001 | 587.3215 | 515.582 | 417.7121 | 368.688 | 347.0751 | 427.5907 | 520.4461 | 700.7393 | 835.5919 | 970.5329 | 972.7241 | 990.6184 | 960.4342 | 869.8774 | 799.2871
2029-04-16 | 723.4216 | 680.8237 | 638.2847 | 622.3072 | 664.7009 | 766.9891 | 873.294 | 853.5435 | 797.215 | 718.2898 | 677.7856 | 627.9194 | 579.092 | 565.4052 | 560.9924 | 643.8498 | 794.8133 | 902.0633 | 1007.6503 | 1018.4172 | 1025.8593 | 989.461 | 889.8758 | 819.6506
2029-04-17 | 738.3772 | 701.5717 | 658.2771 | 634.7098 | 673.1491 | 772.2658 | 865.9185 | 860.5845 | 835.1645 | 761.6074 | 708.9685 | 674.6126 | 577.348 | 579.1575 | 597.7415 | 696.2034 | 844.7827 | 931.3258 | 1021.4604 | 1036.6156 | 1039.7802 | 993.0653 | 890.1061 | 828.1818
2029-04-18 | 722.5501 | 696.7419 | 652.515 | 628.0301 | 664.8125 | 755.7267 | 856.9148 | 824.2452 | 755.3272 | 682.0799 | 626.5037 | 481.5457 | 455.039 | 437.8836 | 507.4908 | 606.7944 | 771.0079 | 886.303 | 996.6519 | 1017.0671 | 1017.366 | 982.3422 | 894.8258 | 825.6706
2029-04-19 | 735.9944 | 691.5316 | 647.2315 | 627.1931 | 665.1732 | 754.097 | 855.7014 | 841.494 | 823.9589 | 773.561 | 721.0942 | 672.4517 | 581.2481 | 542.3015 | 591.4767 | 664.0521 | 832.0699 | 908.7122 | 994.847 | 1028.0104 | 1032.2015 | 995.3203 | 893.8975 | 830.6204
2029-04-20 | 743.4583 | 708.2476 | 650.1158 | 627.2145 | 664.5649 | 759.535 | 857.0652 | 848.9126 | 802.4631 | 741.6265 | 709.6156 | 676.0442 | 608.4696 | 553.2283 | 595.8621 | 691.8669 | 803.086 | 900.1225 | 970.4006 | 990.928 | 973.2873 | 968.3009 | 897.0038 | 837.2846
2029-04-21 | 746.4524 | 706.1263 | 658.3373 | 628.5421 | 636.3697 | 670.5133 | 719.2891 | 720.1402 | 681.1219 | 639.68 | 593.8568 | 528.5821 | 443.5489 | 436.7364 | 508.5787 | 608.073 | 753.0431 | 845.0675 | 942.0772 | 948.5079 | 950.775 | 938.6892 | 881.5476 | 831.1986
2029-04-22 | 747.6365 | 711.296 | 660.3048 | 629.4342 | 636.1497 | 658.7274 | 686.4627 | 665.5557 | 678.9112 | 580.1106 | 514.256 | 435.5205 | 427.4708 | 448.7128 | 484.8435 | 568.458 | 748.1098 | 855.1344 | 980.6587 | 978.5759 | 1001.9505 | 972.4206 | 882.2897 | 810.9619
2029-04-23 | 728.2858 | 688.8067 | 643.3135 | 626.8709 | 667.2827 | 766.2247 | 875.6805 | 852.5397 | 793.5211 | 713.6652 | 669.0509 | 614.8948 | 593.4405 | 550.847 | 559.9818 | 662.3609 | 825.4921 | 905.4562 | 1025.9787 | 1033.0226 | 1028.0398 | 991.6418 | 894.1443 | 824.2265
2029-04-24 | 732.3083 | 699.5878 | 652.8256 | 629.2415 | 667.5959 | 764.8144 | 870.9928 | 828.2039 | 798.1125 | 717.3976 | 671.3497 | 602.8354 | 554.7278 | 526.1598 | 565.6364 | 684.5063 | 808.0964 | 913.5541 | 1012.7633 | 1036.8713 | 1028.4201 | 989.2566 | 883.6264 | 821.7328
2029-04-25 | 719.574 | 693.3555 | 649.3733 | 625.6095 | 662.5081 | 753.3408 | 859.7019 | 823.379 | 750.7066 | 659.0919 | 615.5911 | 486.8922 | 509.7336 | 454.651 | 532.5099 | 614.5777 | 775.7184 | 890.6836 | 1000.1966 | 1020.8075 | 1014.6529 | 983.1662 | 893.5767 | 824.7287
2029-04-26 | 736.9514 | 691.5629 | 649.7849 | 627.5137 | 664.3841 | 755.6733 | 853.9441 | 819.6087 | 774.4869 | 693.7041 | 648.5571 | 545.0133 | 540.6625 | 523.3553 | 585.2018 | 656.7191 | 814.7344 | 893.4597 | 1003.252 | 1032.7618 | 1035.937 | 993.8519 | 893.5761 | 832.6849
2029-04-27 | 739.9244 | 705.4129 | 648.4097 | 623.572 | 660.3647 | 755.4359 | 858.5391 | 831.2887 | 790.1477 | 700.4938 | 629.506 | 595.3481 | 551.54 | 549.908 | 616.2363 | 713.9493 | 834.4582 | 902.3268 | 972.2814 | 991.6271 | 965.7761 | 958.3413 | 892.3732 | 830.9045
2029-04-28 | 733.4572 | 699.182 | 646.911 | 617.0745 | 624.7271 | 656.7009 | 698.2889 | 690.8261 | 678.2333 | 615.0336 | 575.1181 | 530.3267 | 441.0361 | 422.9431 | 472.869 | 561.3679 | 726.0701 | 832.6696 | 919.0755 | 938.067 | 938.326 | 928.7512 | 867.2149 | 816.8054
2029-04-29 | 739.1855 | 699.5816 | 645.6198 | 616.1571 | 621.6366 | 642.9509 | 661.5121 | 637.9663 | 628.331 | 549.6782 | 517.6066 | 413.4015 | 414.0762 | 403.0064 | 478.2998 | 587.6906 | 749.0737 | 835.1052 | 951.319 | 965.5771 | 980.7989 | 950.6849 | 861.925 | 791.6981
2029-04-30 | 714.0122 | 675.0646 | 628.3372 | 613.2659 | 653.6479 | 756.8675 | 861.1533 | 845.8732 | 800.7387 | 731.8142 | 685.0261 | 635.3258 | 563.6758 | 559.6713 | 536.8815 | 637.5955 | 777.9327 | 863.3894 | 978.7967 | 1004.0003 | 1013.89 | 976.5605 | 879.4564 | 808.4577
2029-05-01 | 758.4839 | 705.7858 | 674.9226 | 659.7874 | 696.3563 | 776.9347 | 832.919 | 787.4866 | 727.2253 | 623.9572 | 596.4898 | 488.0961 | 480.351 | 478.5256 | 546.2006 | 633.2545 | 798.3313 | 902.8774 | 967.3523 | 996.0317 | 992.5593 | 958.8637 | 882.9557 | 820.7557
2029-05-02 | 747.2461 | 709.2504 | 676.3701 | 659.9689 | 693.9602 | 767.5216 | 848.8448 | 791.6589 | 752.4769 | 684.0886 | 641.5396 | 556.1033 | 531.1638 | 512.2363 | 572.4587 | 641.1304 | 757.0395 | 880.5642 | 967.3782 | 995.9184 | 986.7812 | 960.7051 | 900.0424 | 830.3383
2029-05-03 | 762.9805 | 704.0271 | 673.3704 | 658.6269 | 693.5081 | 766.1546 | 843.472 | 788.0857 | 755.2879 | 705.7412 | 669.9512 | 590.6646 | 539.7936 | 566.1742 | 610.7879 | 668.5734 | 793.1352 | 878.6821 | 968.1038 | 998.8497 | 999.3461 | 970.5893 | 899.2908 | 839.9991
2029-05-04 | 778.8152 | 732.7591 | 686.6542 | 668.4193 | 703.1545 | 781.3119 | 857.5945 | 819.6006 | 820.3027 | 734.0465 | 666.8403 | 715.9545 | 648.9367 | 569.6456 | 616.0797 | 715.4771 | 834.2252 | 920.5748 | 954.1252 | 977.7901 | 953.0372 | 956.3658 | 911.9939 | 850.7409
2029-05-05 | 784.2588 | 732.7436 | 698.0375 | 675.4026 | 682.301 | 710.1516 | 744.9244 | 719.4829 | 688.4011 | 628.4422 | 577.0278 | 512.7364 | 433.8555 | 404.0416 | 451.8103 | 560.9951 | 712.5405 | 847.4251 | 941.1394 | 954.7234 | 946.7979 | 944.9686 | 911.0163 | 853.0852
2029-05-06 | 779.4242 | 725.808 | 689.6061 | 669.355 | 675.3358 | 693.743 | 699.9888 | 668.1253 | 636.481 | 561.1703 | 469.4928 | 378.4894 | 358.5263 | 357.1653 | 413.4866 | 533.972 | 696.4773 | 844.6806 | 946.8967 | 967.2495 | 983.8932 | 964.6532 | 904.2839 | 830.6185
2029-05-07 | 759.5772 | 706.1767 | 672.8469 | 663.6889 | 701.8358 | 784.1356 | 866.2852 | 830.8656 | 778.172 | 686.8041 | 656.7385 | 604.1238 | 527.6058 | 505.2122 | 535.4352 | 628.8693 | 787.9555 | 899.1658 | 987.548 | 1011.5596 | 1006.5679 | 975.4655 | 907.9857 | 836.3514
2029-05-08 | 769.6022 | 722.4358 | 691.0676 | 674.4235 | 707.1923 | 789.1277 | 872.8532 | 833.7373 | 783.4898 | 728.7536 | 684.5725 | 667.7589 | 658.5992 | 673.8101 | 708.7791 | 796.7562 | 871.114 | 918.2772 | 980.1011 | 1003.1753 | 1010.2213 | 981.5974 | 906.3319 | 842.9763
2029-05-09 | 743.8654 | 705.2339 | 673.2952 | 658.2703 | 691.5897 | 762.9351 | 832.2484 | 794.7154 | 746.8114 | 670.5977 | 628.7862 | 555.5775 | 508.3063 | 485.5952 | 539.6624 | 638.7639 | 773.5756 | 890.1034 | 960.6664 | 989.6155 | 986.691 | 959.3489 | 897.1206 | 828.5545
2029-05-10 | 771.3244 | 714.1994 | 683.7481 | 667.2843 | 701.4678 | 774.2918 | 857.498 | 835.8248 | 782.5042 | 678.1149 | 634.3536 | 561.0736 | 509.8419 | 493.3997 | 542.6634 | 626.1708 | 751.5439 | 858.6764 | 956.4731 | 999.6604 | 1008.0421 | 981.9239 | 913.8159 | 850.8846
2029-05-11 | 775.2605 | 726.4303 | 684.5948 | 666.3371 | 699.791 | 778.3234 | 829.0218 | 798.3748 | 754.5538 | 656.0452 | 602.7236 | 504.5864 | 504.4977 | 487.3039 | 523.2116 | 626.7048 | 773.8779 | 874.0527 | 941.1244 | 975.2498 | 950.6199 | 956.3425 | 910.8653 | 850.0975
2029-05-12 | 756.8675 | 705.575 | 668.289 | 649.2589 | 656.2581 | 678.7447 | 703.0974 | 648.6343 | 602.8854 | 553.9988 | 497.4243 | 374.2982 | 334.3597 | 312.2075 | 367.1471 | 493.9028 | 652.7018 | 797.3057 | 883.4648 | 920.0483 | 909.6806 | 904.7208 | 869.4167 | 818.0446
2029-05-13 | 758.5376 | 706.6508 | 670.6094 | 650.1041 | 655.886 | 667.8011 | 668.1087 | 621.5626 | 573.0471 | 515.8091 | 449.6576 | 352.6463 | 340.7577 | 309.5253 | 367.917 | 479.9838 | 661.9791 | 801.5122 | 914.1606 | 946.9677 | 953.7608 | 939.5422 | 875.3255 | 805.1558
2029-05-14 | 739.0561 | 687.711 | 653.9945 | 646.4428 | 683.8816 | 764.1734 | 839.9682 | 793.6252 | 742.5491 | 660.4523 | 630.806 | 595.5835 | 546.0957 | 498.6224 | 526.3737 | 602.4756 | 741.2381 | 854.8678 | 961.0391 | 993.0328 | 983.6142 | 951.2535 | 882.3887 | 812.6944
2029-05-15 | 762.2601 | 715.3611 | 682.1338 | 666.7052 | 703.1734 | 782.1841 | 863.8438 | 795.2702 | 739.866 | 659.1249 | 593.3519 | 497.9947 | 480.8427 | 460.4933 | 505.7666 | 590.5722 | 744.0988 | 884.6259 | 972.2576 | 999.8535 | 1002.7645 | 964.5452 | 895.5299 | 830.0277
2029-05-16 | 759.0838 | 722.5686 | 688.5801 | 671.5095 | 705.7289 | 779.6883 | 850.1297 | 807.3738 | 764.4486 | 674.7841 | 620.456 | 508.309 | 516.2398 | 474.8563 | 528.064 | 617.5359 | 755.9433 | 867.1635 | 967.3603 | 1005.4672 | 1004.6059 | 978.0892 | 916.969 | 847.0789
2029-05-17 | 764.9939 | 706.5269 | 676.2801 | 659.468 | 695.0929 | 766.4215 | 839.9281 | 802.2349 | 762.5614 | 701.6563 | 631.3781 | 558.2263 | 507.7528 | 495.1728 | 550.202 | 638.9022 | 738.0812 | 848.4001 | 955.7057 | 996.5472 | 1000.5995 | 970.5683 | 901.9631 | 841.6274
2029-05-18 | 771.7283 | 725.2676 | 680.129 | 662.433 | 695.9301 | 774.2451 | 847.4902 | 808.897 | 755.1162 | 672.6556 | 589.9506 | 480.4136 | 461.3682 | 434.9915 | 500.8968 | 619.2694 | 753.6714 | 857.8846 | 927.9723 | 966.984 | 944.4772 | 949.2523 | 905.1805 | 844.2095
2029-05-19 | 774.0837 | 722.0649 | 687.2339 | 665.0634 | 672.0562 | 698.1759 | 718.873 | 656.5538 | 615.4223 | 555.466 | 498.6469 | 384.5963 | 388.0848 | 334.4387 | 404.4784 | 516.8213 | 671.9331 | 804.9898 | 906.7218 | 938.6339 | 932.0251 | 928.8659 | 893.1344 | 841.0219
2029-05-20 | 774.4488 | 722.6788 | 687.6702 | 665.3756 | 671.4773 | 686.4709 | 685.1409 | 633.9888 | 597.2503 | 532.0738 | 484.1432 | 444.5124 | 424.733 | 375.9603 | 424.3741 | 520.3608 | 682.0809 | 823.1136 | 932.8739 | 961.2955 | 974.2536 | 956.5896 | 895.222 | 823.9675
2029-05-21 | 751.5668 | 700.5704 | 665.8474 | 657.2068 | 694.903 | 781.0245 | 847.116 | 782.6168 | 716.6313 | 651.1029 | 597.636 | 502.6746 | 512.2013 | 457.6067 | 513.903 | 611.5216 | 812.1566 | 875.1753 | 965.4645 | 1000.7318 | 994.6239 | 969.736 | 895.8667 | 827.5291
2029-05-22 | 772.1105 | 723.9729 | 691.8632 | 675.5606 | 712.4078 | 797.0816 | 867.1882 | 810.1406 | 742.246 | 664.3292 | 618.2038 | 530.2526 | 553.2262 | 579.5887 | 629.4597 | 719.8025 | 801.16 | 910.2143 | 975.0881 | 1010.5683 | 1011.4841 | 977.188 | 906.2511 | 840.7723
2029-05-23 | 765.9811 | 728.7789 | 695.7757 | 677.9224 | 712.6721 | 789.9069 | 858.5324 | 804.2939 | 755.8762 | 684.4589 | 629.0455 | 509.503 | 514.4564 | 482.6416 | 554.1044 | 623.1089 | 755.3261 | 885.3897 | 978.621 | 1009.6066 | 1011.5363 | 984.2522 | 924.5791 | 853.6799
2029-05-24 | 758.2553 | 701.788 | 670.2294 | 654.0926 | 688.4975 | 761.0318 | 825.3522 | 770.4618 | 755.9356 | 699.7453 | 650.2991 | 600.7378 | 544.4544 | 507.9154 | 547.3941 | 613.6931 | 766.2626 | 848.367 | 946.3451 | 993.7848 | 995.3409 | 963.7596 | 895.202 | 835.2211
2029-05-25 | 755.349 | 710.2677 | 665.1798 | 647.5554 | 682.6616 | 757.7485 | 822.8685 | 760.583 | 693.4497 | 612.1946 | 551.5925 | 459.1815 | 510.0364 | 550.8733 | 581.2121 | 705.642 | 786.5661 | 858.5228 | 909.276 | 951.3528 | 926.162 | 927.8651 | 883.9518 | 824.1583
2029-05-26 | 772.0931 | 720.1665 | 684.812 | 662.9269 | 669.7169 | 695.0288 | 706.901 | 665.0969 | 617.3448 | 567.6975 | 555.4254 | 545.7369 | 579.6147 | 569.675 | 612.3464 | 690.8062 | 786.2078 | 848.6535 | 915.9133 | 938.1439 | 929.6333 | 927.5934 | 891.848 | 838.3452
2029-05-27 | 780.9077 | 730.9439 | 694.4823 | 672.4717 | 678.8322 | 700.2534 | 694.6485 | 645.7536 | 627.4882 | 555.0412 | 544.2478 | 556.9046 | 553.9409 | 551.9206 | 540.7636 | 646.0491 | 809.9509 | 894.6594 | 970.8881 | 987.8148 | 984.8825 | 968.2837 | 903.0635 | 831.8165
2029-05-28 | 785.2376 | 734.2614 | 697.0732 | 675.4778 | 694.1975 | 737.4645 | 746.6442 | 696.362 | 675.8741 | 635.1873 | 604.8808 | 590.1925 | 551.4921 | 564.8204 | 652.341 | 740.5482 | 833.931 | 901.1608 | 967.4885 | 977.3291 | 974.9264 | 962.2267 | 896.9017 | 837.2081
2029-05-29 | 770.8908 | 715.1144 | 680.509 | 668.0273 | 706.8711 | 790.0445 | 859.8934 | 809.0998 | 748.6296 | 685.3517 | 649.059 | 587.9571 | 610.6883 | 650.0443 | 721.006 | 792.6054 | 874.8362 | 926.1661 | 978.8629 | 1015.7522 | 1008.3848 | 976.3021 | 899.8239 | 836.8271
2029-05-30 | 755.6362 | 723.8885 | 689.6365 | 672.22 | 706.3089 | 781.2792 | 849.3757 | 796.9061 | 734.7409 | 681.3248 | 639.2771 | 609.6556 | 583.9741 | 578.3488 | 626.5411 | 691.7711 | 799.1591 | 891.0678 | 975.4378 | 1007.2907 | 1004.9703 | 981.7204 | 912.3227 | 847.8395
2029-05-31 | 773.693 | 714.363 | 684.6228 | 667.8249 | 702.5149 | 775.322 | 841.4955 | 794.3902 | 772.7876 | 737.587 | 697.6051 | 684.008 | 617.1953 | 547.6578 | 636.8404 | 699.5574 | 817.8252 | 894.3273 | 980.3872 | 1015.6741 | 1015.0971 | 982.5309 | 914.0268 | 852.7991
2029-06-01 | 771.6829 | 718.7508 | 662.8294 | 643.7493 | 681.1323 | 771.9512 | 865.1925 | 843.9988 | 832.8344 | 769.9125 | 732.118 | 724.3394 | 679.1032 | 614.6919 | 678.7152 | 813.3488 | 916.546 | 962.1158 | 1001.0079 | 1024.8228 | 999.8987 | 996.3177 | 959.8644 | 877.7512
2029-06-02 | 770.8663 | 713.0889 | 664.5232 | 640.4097 | 644.0999 | 667.9446 | 697.1563 | 692.0066 | 687.7317 | 648.506 | 597.9596 | 523.2929 | 453.6558 | 396.9099 | 449.147 | 570.3301 | 727.6181 | 859.3194 | 950.7254 | 978.02 | 976.8238 | 968.4547 | 941.2724 | 870.5694
2029-06-03 | 769.9397 | 707.6392 | 662.0571 | 637.9852 | 638.6486 | 644.4757 | 649.5921 | 637.0462 | 668.595 | 633.1464 | 564.7913 | 523.09 | 454.6758 | 457.9329 | 508.8105 | 627.8832 | 785.486 | 897.4508 | 985.579 | 1006.923 | 1021.3394 | 1000.104 | 935.6096 | 844.8653
2029-06-04 | 748.4985 | 687.9494 | 646.4068 | 636.7416 | 677.352 | 777.692 | 873.3534 | 866.8887 | 861.3185 | 829.1955 | 794.3933 | 803.0913 | 756.8771 | 671.1578 | 717.9918 | 811.9525 | 907.3985 | 982.5492 | 1066.7962 | 1076.7703 | 1065.3668 | 1023.5798 | 953.2632 | 860.3475
2029-06-05 | 761.0073 | 704.1747 | 662.2234 | 645.6422 | 684.6198 | 779.1988 | 874.9001 | 863.5533 | 841.7559 | 771.4127 | 738.7649 | 688.3638 | 604.9526 | 565.823 | 613.6678 | 728.183 | 891.3008 | 970.868 | 1032.3767 | 1066.9278 | 1060.7353 | 1014.6989 | 941.1858 | 856.7648
2029-06-06 | 735.7964 | 693.5636 | 648.724 | 631.62 | 668.3606 | 753.5934 | 841.2759 | 821.9124 | 786.9846 | 741.3489 | 700.6852 | 670.0081 | 661.5493 | 622.03 | 725.1965 | 860.3169 | 895.4947 | 961.0958 | 1016.3362 | 1043.9418 | 1028.8311 | 997.1097 | 938.6512 | 849.6724
2029-06-07 | 755.787 | 694.3284 | 653.1659 | 637.0402 | 674.0163 | 759.8464 | 842.3311 | 811.0769 | 779.3805 | 720.4005 | 677.0603 | 573.321 | 561.5404 | 540.3877 | 565.0071 | 652.778 | 804.6774 | 904.633 | 1008.6255 | 1056.7649 | 1057.3942 | 1015.4363 | 948.2991 | 866.7767
2029-06-08 | 762.3677 | 710.2864 | 653.6734 | 635.1702 | 672.8557 | 761.3118 | 847.9787 | 815.3724 | 795.5631 | 729.2881 | 673.7118 | 614.3188 | 567.0292 | 511.9952 | 570.621 | 692.7164 | 794.504 | 902.8271 | 970.1713 | 1010.6161 | 984.9071 | 984.7293 | 945.2742 | 865.0034
2029-06-09 | 770.2274 | 709.0436 | 664.0393 | 639.9995 | 643.4184 | 666.8704 | 696.5426 | 686.4818 | 689.3162 | 661.2554 | 630.1331 | 597.3973 | 508.3617 | 468.6906 | 534.4844 | 667.9601 | 799.4309 | 870.1552 | 953.8665 | 976.2715 | 971.4577 | 964.3458 | 936.8739 | 868.6507
2029-06-10 | 768.7755 | 707.2153 | 662.7451 | 637.3712 | 638.1369 | 644.3999 | 648.1152 | 654.3168 | 686.3538 | 648.1513 | 614.9619 | 599.4468 | 489.9247 | 434.5287 | 521.2114 | 656.2224 | 781.6445 | 889.0163 | 986.3276 | 1006.9375 | 1019.6001 | 998.659 | 934.4128 | 844.8697
2029-06-11 | 784.4178 | 725.3012 | 679.0057 | 652.7203 | 667.9828 | 696.8013 | 728.9256 | 707.2602 | 725.8504 | 679.5087 | 637.5416 | 557.6719 | 507.2599 | 501.9029 | 521.871 | 645.3412 | 772.4248 | 895.1351 | 997.9891 | 1017.3731 | 1028.2866 | 1011.9445 | 942.2309 | 863.2525
2029-06-12 | 757.6974 | 700.8888 | 658.231 | 644.5545 | 685.6404 | 778.1893 | 868.6383 | 846.96 | 824.6985 | 772.0461 | 718.7334 | 640.6931 | 605.6346 | 592.4747 | 610.3986 | 740.5582 | 869.284 | 954.9539 | 1028.7013 | 1065.9147 | 1062.8194 | 1016.9557 | 942.2698 | 858.6967
2029-06-13 | 742.5139 | 699.357 | 654.3252 | 637.229 | 673.8966 | 756.4969 | 842.3889 | 805.4413 | 787.2439 | 723.85 | 684.2234 | 580.4952 | 572.7868 | 549.8203 | 620.152 | 722.4769 | 834.2911 | 943.6554 | 1010.161 | 1045.3612 | 1038.1447 | 1006.548 | 947.2695 | 858.5121
2029-06-14 | 758.3674 | 694.4302 | 652.2752 | 636.5012 | 672.3703 | 756.2812 | 848.732 | 808.4704 | 798.9405 | 752.1513 | 711.3852 | 645.2523 | 589.9549 | 554.4606 | 604.6742 | 710.127 | 840.6525 | 923.9418 | 1013.675 | 1050.0295 | 1058.097 | 1016.7158 | 947.9201 | 867.0727
2029-06-15 | 759.5186 | 707.0527 | 650.7696 | 632.6341 | 668.2443 | 756.2688 | 849.4554 | 842.1546 | 836.5991 | 793.1954 | 707.8077 | 729.2113 | 672.6605 | 620.4897 | 613.4955 | 701.2819 | 814.3533 | 908.781 | 976.1631 | 1008.2032 | 981.4738 | 981.4886 | 943.0306 | 861.7259
2029-06-16 | 762.545 | 704.3838 | 655.9812 | 632.3041 | 634.7939 | 657.6194 | 689.8178 | 670.6087 | 675.8029 | 645.6317 | 589.8894 | 507.7409 | 441.6591 | 404.9998 | 481.9765 | 612.4266 | 757.0908 | 875.6018 | 943.9695 | 969.5065 | 960.5724 | 955.8091 | 927.9986 | 858.6768
2029-06-17 | 756.7334 | 695.1929 | 649.5051 | 624.9211 | 625.7774 | 628.8357 | 636.2157 | 647.0131 | 693.9554 | 666.8933 | 619.7704 | 576.2457 | 492.1276 | 409.7375 | 466.4062 | 562.8303 | 703.9711 | 845.0945 | 960.5812 | 989.4247 | 1004.6688 | 980.4115 | 917.4029 | 828.6544
2029-06-18 | 745.4208 | 683.3043 | 643.0143 | 633.5794 | 673.7306 | 770.8953 | 872.9972 | 863.5864 | 851.1783 | 780.3957 | 720.1209 | 679.5212 | 574.8793 | 552.7797 | 571.7797 | 702.8077 | 856.2491 | 936.4267 | 1034.3208 | 1067.052 | 1059.9108 | 1018.3456 | 946.9583 | 856.2467
2029-06-19 | 749.2046 | 691.9676 | 652.8251 | 636.2198 | 675.5016 | 763.5631 | 864.9955 | 829.9153 | 806.122 | 731.7475 | 683.0517 | 596.4639 | 581.2811 | 541.124 | 562.4313 | 695.0057 | 800.2452 | 904.0135 | 996.6182 | 1045.548 | 1045.9137 | 1005.1148 | 927.3584 | 845.3987
2029-06-20 | 721.6596 | 675.6256 | 633.7342 | 617.2848 | 651.8035 | 731.2264 | 814.1647 | 796.8747 | 789.4122 | 741.8526 | 680.423 | 666.4224 | 613.3153 | 553.3885 | 571.4941 | 653.1959 | 760.022 | 877.5422 | 971.2115 | 1018.5248 | 1013.9807 | 975.4247 | 919.219 | 832.4868
2029-06-21 | 743.6372 | 677.8921 | 639.2265 | 623.5922 | 657.9117 | 740.9703 | 833.1611 | 790.3903 | 761.9175 | 724.2979 | 692.4583 | 634.4314 | 594.8277 | 539.4866 | 564.8849 | 650.8203 | 759.4049 | 869.6725 | 972.165 | 1031.6362 | 1036.9796 | 1000.5036 | 928.1502 | 849.5176
2029-06-22 | 758.2847 | 701.8017 | 646.9372 | 630.8873 | 666.4115 | 754.8857 | 841.1342 | 809.8478 | 773.798 | 717.4477 | 663.1602 | 564.3001 | 513.3228 | 495.0082 | 552.8677 | 659.0063 | 787.6225 | 897.6894 | 962.0091 | 1003.4302 | 982.6076 | 979.6309 | 939.8017 | 860.0138
2029-06-23 | 759.3482 | 699.2288 | 653.0587 | 629.458 | 632.2478 | 653.8433 | 687.7298 | 677.0547 | 684.465 | 642.2909 | 592.7837 | 514.7019 | 437.2802 | 399.0933 | 417.594 | 541.2848 | 683.6381 | 815.8231 | 919.9673 | 961.6999 | 957.1481 | 948.6759 | 920.2735 | 853.9563
2029-06-24 | 773.9604 | 711.8895 | 664.374 | 642.3006 | 642.9739 | 649.4047 | 659.1043 | 657.2719 | 692.6711 | 664.0736 | 635.5011 | 637.2174 | 569.396 | 507.959 | 568.1904 | 678.5063 | 773.1517 | 898.503 | 991.3815 | 1007.9445 | 1026.1765 | 1003.2559 | 941.2574 | 851.659
2029-06-25 | 750.7258 | 688.7908 | 646.1407 | 636.8561 | 677.2679 | 774.547 | 874.4323 | 866.7344 | 838.1115 | 776.3911 | 709.4187 | 610.6674 | 550.1813 | 545.261 | 575.5363 | 688.2932 | 818.7669 | 920.3439 | 1028.6725 | 1065.8882 | 1061.9031 | 1020.5985 | 946.6312 | 857.373
2029-06-26 | 742.576 | 685.9989 | 646.4911 | 631.6667 | 670.2545 | 760.7956 | 859.5151 | 828.7758 | 799.5603 | 767.2708 | 711.116 | 657.2928 | 595.6443 | 568.4561 | 546.0017 | 671.5866 | 822.8618 | 924.8413 | 996.388 | 1042.588 | 1040.0261 | 993.0697 | 916.2257 | 836.723
2029-06-27 | 742.6237 | 695.8397 | 656.0471 | 638.5138 | 673.7566 | 761.2318 | 853.2211 | 820.2404 | 782.0569 | 710.513 | 673.9598 | 570.3708 | 549.638 | 543.8298 | 644.9681 | 770.0247 | 873.7694 | 944.3139 | 1014.0425 | 1045.2956 | 1038.6398 | 1009.3563 | 947.9875 | 860.225
2029-06-28 | 757.3819 | 691.9637 | 653.6696 | 637.246 | 673.9759 | 757.6689 | 850.1391 | 830.5258 | 810.1576 | 775.8532 | 731.8338 | 676.6545 | 647.8042 | 616.2115 | 649.7672 | 755.1856 | 868.516 | 935.715 | 1009.7065 | 1051.1237 | 1054.7769 | 1016.658 | 946.1516 | 865.3726
2029-06-29 | 770.9785 | 718.3734 | 664.1053 | 644.2839 | 681.1949 | 771.2328 | 868.8448 | 843.8374 | 820.0723 | 764.1812 | 701.2603 | 627.7509 | 572.2363 | 554.3555 | 631.7176 | 779.7715 | 842.9824 | 923.565 | 987.4438 | 1020.5499 | 999.478 | 1000.0989 | 959.664 | 879.8987
2029-06-30 | 770.5156 | 709.9721 | 664.8299 | 640.3807 | 643.5294 | 667.6996 | 702.5751 | 698.565 | 708.2023 | 676.1413 | 608.4247 | 539.7677 | 442.0822 | 403.4579 | 505.2381 | 606.5355 | 769.4045 | 867.8014 | 943.9609 | 973.9114 | 969.976 | 961.8329 | 938.6953 | 869.04
2029-07-01 | 805.0585 | 751.8033 | 703.8724 | 677.2774 | 673.5005 | 675.2987 | 681.4378 | 677.0878 | 702.2879 | 662.729 | 619.7003 | 585.1307 | 530.207 | 561.2425 | 613.8074 | 697.007 | 848.5152 | 948.4555 | 1018.5659 | 1047.0859 | 1055.1745 | 1037.8243 | 968.8419 | 876.7327
2029-07-02 | 787.61 | 732.1954 | 689.5499 | 679.4021 | 715.3658 | 823.1511 | 924.9327 | 906.5673 | 874.2264 | 807.2368 | 773.1722 | 713.0812 | 661.5228 | 639.8412 | 669.0949 | 767.4098 | 900.9515 | 1004.4834 | 1102.8644 | 1133.2274 | 1106.3446 | 1068.3697 | 988.8292 | 894.9099
2029-07-03 | 790.5832 | 740.5294 | 699.0299 | 681.9246 | 717.7481 | 821.296 | 931.1005 | 911.0725 | 917.7652 | 861.9791 | 815.2149 | 780.6771 | 693.8358 | 662.5216 | 671.5816 | 751.4315 | 881.3534 | 994.4616 | 1076.1318 | 1120.5385 | 1101.5792 | 1059.031 | 969.8665 | 884.9171
2029-07-04 | 797.178 | 757.0976 | 712.099 | 678.1062 | 686.7991 | 704.1243 | 732.3126 | 708.4627 | 717.9529 | 710.4588 | 681.1184 | 598.0963 | 536.3109 | 495.5988 | 557.8745 | 661.4537 | 791.5082 | 923.4885 | 984.1004 | 1022.5415 | 1025.0621 | 1015.6165 | 949.6486 | 873.0396
2029-07-05 | 783.846 | 719.4444 | 678.5735 | 667.4372 | 701.2584 | 787.3766 | 882.7775 | 869.1174 | 831.0474 | 787.1137 | 769.0958 | 700.7651 | 648.8068 | 624.8229 | 651.4675 | 731.0286 | 885.2676 | 964.0487 | 1039.8182 | 1093.8945 | 1086.3111 | 1053.8769 | 973.0887 | 890.4124
2029-07-06 | 788.0171 | 740.2701 | 684.9438 | 666.1675 | 697.2448 | 786.3895 | 888.819 | 886.3676 | 856.6922 | 809.6026 | 766.6269 | 733.3683 | 599.517 | 584.2287 | 617.1113 | 740.264 | 833.455 | 933.8086 | 988.2279 | 1039.2525 | 1009.349 | 1013.1923 | 967.7937 | 886.9007
2029-07-07 | 796.6731 | 740.2794 | 694.7997 | 670.3618 | 668.3554 | 688.0634 | 722.4931 | 731.2171 | 708.2467 | 688.8058 | 651.4525 | 591.1999 | 491.4606 | 475.2779 | 501.8607 | 616.7184 | 753.4839 | 885.1955 | 965.2805 | 1008.3174 | 992.5856 | 993.0853 | 958.8855 | 890.0636
2029-07-08 | 808.6408 | 751.2048 | 706.6359 | 680.5421 | 676.6702 | 677.1449 | 689.5735 | 704.6528 | 737.5384 | 683.5341 | 629.2536 | 613.3599 | 521.6893 | 510.2718 | 522.1104 | 605.1323 | 753.9134 | 899.0181 | 1008.6601 | 1051.059 | 1058.8185 | 1040.229 | 970.3473 | 876.4774
2029-07-09 | 766.6139 | 708.5186 | 668.8053 | 659.8728 | 695.4324 | 788.9482 | 895.7312 | 887.9812 | 844.5651 | 778.5943 | 727.5561 | 646.2242 | 583.6637 | 581.3707 | 601.1423 | 706.6257 | 872.3224 | 971.1668 | 1055.074 | 1098.746 | 1082.2158 | 1041.3516 | 961.4576 | 869.3309
2029-07-10 | 784.0726 | 731.2461 | 692.5488 | 675.0317 | 711.2638 | 803.4514 | 912.3473 | 899.232 | 866.5856 | 810.297 | 771.6461 | 711.1628 | 625.7386 | 605.8591 | 679.9656 | 770.2083 | 918.0581 | 985.9375 | 1056.0594 | 1102.9587 | 1091.4539 | 1052.43 | 964.1322 | 878.092
2029-07-11 | 764.41 | 725.7705 | 683.6377 | 664.8348 | 696.5352 | 783.2374 | 891.0991 | 883.677 | 861.2 | 805.3167 | 781.141 | 763.8605 | 668.329 | 600.6629 | 637.8047 | 714.2187 | 834.4391 | 958.2264 | 1035.1496 | 1082.6194 | 1066.5866 | 1036.854 | 969.279 | 875.8325
2029-07-12 | 795.8929 | 734.4174 | 695.0964 | 679.6455 | 711.0028 | 797.873 | 899.0957 | 888.7674 | 846.67 | 812.4134 | 782.8364 | 714.1917 | 662.1493 | 697.9439 | 760.9983 | 866.5886 | 963.5342 | 1006.0144 | 1064.1027 | 1108.5479 | 1098.2932 | 1066.0317 | 984.6652 | 902.6601
2029-07-13 | 796.3595 | 749.2003 | 694.9985 | 675.4011 | 706.5243 | 795.1172 | 898.9255 | 905.4852 | 910.1382 | 881.6225 | 825.4441 | 778.2912 | 708.7628 | 629.8678 | 653.9604 | 757.8431 | 877.5513 | 982.3897 | 1012.6758 | 1055.8979 | 1021.2948 | 1028.786 | 984.4172 | 901.6931
2029-07-14 | 815.127 | 758.2243 | 712.9308 | 687.0107 | 685.1383 | 707.495 | 748.1367 | 757.9434 | 757.2982 | 731.9563 | 685.8136 | 647.8482 | 536.4838 | 510.1391 | 541.7469 | 683.7072 | 826.8606 | 929.1597 | 999.4172 | 1029.5933 | 1017.0618 | 1016.0549 | 981.3507 | 912.7747
2029-07-15 | 816.3124 | 758.5342 | 715.6323 | 688.9222 | 685.2776 | 689.74 | 705.0723 | 718.7751 | 725.7978 | 663.017 | 620.3342 | 606.7811 | 539.2014 | 550.6842 | 599.6241 | 702.0008 | 825.1508 | 936.1852 | 1036.7984 | 1068.8788 | 1076.3771 | 1059.176 | 987.215 | 895.0691
2029-07-16 | 786.7884 | 730.862 | 690.6241 | 680.0803 | 716.1391 | 814.9268 | 924.3556 | 928.9433 | 898.4941 | 824.2699 | 753.8479 | 710.9777 | 641.7741 | 659.792 | 697.9666 | 787.7979 | 896.9975 | 1000.9662 | 1092.2335 | 1123.0377 | 1109.3869 | 1070.2465 | 992.5503 | 897.3228
2029-07-17 | 782.6365 | 733.0823 | 690.8006 | 674.3855 | 709.4769 | 804.3647 | 916.618 | 923.671 | 883.6972 | 839.6932 | 801.4382 | 791.2315 | 714.4067 | 718.2423 | 734.9104 | 818.6319 | 931.2358 | 1014.1615 | 1056.7115 | 1101.6599 | 1088.2855 | 1050.4059 | 962.4868 | 876.6846
2029-07-18 | 762.2041 | 725.2991 | 681.5068 | 664.0689 | 695.1272 | 777.8478 | 881.894 | 875.8627 | 851.4015 | 790.1929 | 779.183 | 778.9533 | 757.6545 | 713.908 | 767.0807 | 851.2852 | 948.3575 | 996.1832 | 1035.3167 | 1077.1851 | 1063.8436 | 1034.0675 | 962.3045 | 871.0836
2029-07-19 | 791.4997 | 733.1445 | 690.6911 | 674.1517 | 707.6206 | 793.4077 | 896.1943 | 886.5267 | 854.5221 | 810.6438 | 788.2491 | 749.0041 | 652.9818 | 655.3299 | 680.2069 | 749.998 | 891.6167 | 983.8646 | 1061.5139 | 1106.194 | 1101.0848 | 1062.4694 | 983.4509 | 899.2655
2029-07-20 | 788.2086 | 741.5012 | 685.3098 | 666.2808 | 698.574 | 783.1828 | 887.7114 | 888.7059 | 843.8773 | 775.0647 | 723.9353 | 643.7726 | 579.056 | 576.2073 | 647.8096 | 760.1041 | 850.0504 | 956.6023 | 1005.2441 | 1044.3084 | 1006.0764 | 1012.9421 | 968.4049 | 886.1718
2029-07-21 | 809.3947 | 753.3245 | 708.2627 | 682.3698 | 680.1185 | 701.2407 | 744.4188 | 743.0517 | 739.1665 | 695.5506 | 650.5227 | 586.0324 | 508.4189 | 498.7095 | 558.0196 | 692.2758 | 829.4048 | 934.3824 | 1004.5858 | 1029.7528 | 1015.2533 | 1014.2968 | 980.1517 | 908.9997
2029-07-22 | 819.8784 | 761.5362 | 717.1476 | 689.9265 | 686.0694 | 690.094 | 707.9339 | 744.7696 | 773.0219 | 690.5062 | 639.2872 | 622.4916 | 525.3775 | 513.1787 | 582.3007 | 735.0977 | 905.9994 | 980.6414 | 1049.8508 | 1066.556 | 1076.7981 | 1060.3334 | 988.8783 | 896.3986
2029-07-23 | 783.4036 | 725.8508 | 683.0054 | 673.1928 | 708.8465 | 807.8507 | 918.044 | 917.8179 | 902.0875 | 847.7944 | 794.9622 | 767.5652 | 681.1841 | 696.6137 | 717.1486 | 793.8759 | 908.7758 | 999.301 | 1078.4182 | 1114.7522 | 1096.9099 | 1061.6491 | 978.5068 | 885.9825
2029-07-24 | 785.3305 | 733.832 | 695.0606 | 677.768 | 713.1004 | 809.6494 | 924.5686 | 945.2002 | 941.2735 | 900.2576 | 863.0303 | 857.0272 | 865.1832 | 784.3933 | 778.0153 | 841.6266 | 941.6018 | 1004.1641 | 1064.6055 | 1104.4014 | 1094.8631 | 1053.651 | 965.9588 | 879.9878
2029-07-25 | 766.5352 | 728.2695 | 684.463 | 666.6911 | 698.4859 | 784.5782 | 889.3744 | 876.65 | 835.8545 | 778.8361 | 753.1627 | 702.6298 | 645.1794 | 626.9984 | 675.014 | 789.1454 | 908.7628 | 993.666 | 1042.5459 | 1080.7478 | 1065.6164 | 1035.7744 | 967.0278 | 875.2557
2029-07-26 | 786.8524 | 727.8889 | 688.241 | 671.2232 | 702.9682 | 789.9084 | 894.083 | 883.7896 | 866.4935 | 823.5345 | 787.6159 | 776.9781 | 674.4766 | 630.5977 | 662.6625 | 748.821 | 897.7044 | 978.6026 | 1047.191 | 1094.8248 | 1086.9562 | 1055.1512 | 972.9038 | 890.9077
2029-07-27 | 803.9969 | 753.3778 | 700.8637 | 681.1859 | 712.3338 | 804.336 | 912.5854 | 919.8488 | 884.8785 | 838.4801 | 764.848 | 717.1769 | 614.6668 | 597.6387 | 634.148 | 762.2987 | 875.7628 | 976.1445 | 1029.6949 | 1063.3002 | 1029.9152 | 1035.7291 | 991.7293 | 908.8917
2029-07-28 | 812.0707 | 756.4485 | 711.1176 | 685.4083 | 683.3676 | 705.9271 | 748.6846 | 750.3564 | 744.7466 | 705.6949 | 654.6179 | 617.4073 | 535.3748 | 491.7082 | 518.446 | 658.8017 | 803.799 | 926.7272 | 997.9457 | 1027.5918 | 1017.5296 | 1013.9326 | 981.2036 | 912.0651
2029-07-29 | 803.3906 | 745.7584 | 701.5494 | 675.1808 | 671.3321 | 674.2079 | 691.3477 | 695.3905 | 689.8712 | 644.1161 | 584.2559 | 496.5764 | 440.0273 | 449.2222 | 503.3445 | 615.3295 | 774.8709 | 914.6246 | 1014.3915 | 1045.1694 | 1054.3437 | 1033.8185 | 965.1345 | 874.5787
2029-07-30 | 777.12 | 720.2954 | 677.2378 | 667.3647 | 703.1122 | 800.0937 | 908.7738 | 908.4456 | 848.7876 | 769.8458 | 730.7423 | 669.1495 | 595.2075 | 599.6102 | 639.1715 | 718.5305 | 870.222 | 965.0353 | 1074.0713 | 1106.2022 | 1088.3107 | 1052.2181 | 970.6024 | 877.8079
2029-07-31 | 788.7288 | 738.7375 | 698.0775 | 680.6551 | 716.0057 | 809.4135 | 923.8011 | 925.5281 | 893.7228 | 820.9051 | 793.3167 | 801.529 | 712.8328 | 741.4494 | 817.6247 | 875.2668 | 977.1134 | 1043.6652 | 1058.1107 | 1102.6377 | 1093.0089 | 1056.82 | 969.5748 | 883.0472
2029-08-01 | 826.368 | 778.873 | 731.7429 | 714.4622 | 749.5505 | 847.9406 | 958.6724 | 951.3335 | 934.1703 | 898.7421 | 855.5223 | 831.247 | 761.606 | 716.4064 | 722.0302 | 794.6411 | 910.2134 | 1024.248 | 1107.3771 | 1145.9042 | 1130.8576 | 1097.3226 | 1019.9019 | 931.0262
2029-08-02 | 838.9269 | 772.0278 | 730.0863 | 714.0103 | 750.0509 | 849.7127 | 960.6311 | 927.0013 | 894.7984 | 843.5512 | 805.9897 | 743.0813 | 705.7724 | 678.4804 | 722.0463 | 782.5379 | 934.4621 | 1035.0514 | 1109.6518 | 1158.6596 | 1150.1321 | 1107.7753 | 1025.1705 | 942.5745
2029-08-03 | 845.732 | 791.3612 | 731.7317 | 712.9768 | 748.5855 | 850.5181 | 960.6802 | 927.4686 | 869.2077 | 795.0026 | 738.6868 | 625.2434 | 618.9544 | 605.4883 | 657.1703 | 782.5238 | 907.7143 | 1024.1298 | 1071.1665 | 1106.546 | 1074.8658 | 1073.4222 | 1020.353 | 938.9423
2029-08-04 | 851.8564 | 792.4617 | 741.0061 | 716.9852 | 720.0395 | 756.6765 | 807.3387 | 800.7733 | 774.4022 | 732.9263 | 716.2855 | 651.9128 | 556.749 | 526.5405 | 536.9352 | 654.9034 | 825.3279 | 976.6493 | 1043.3124 | 1076.3363 | 1061.9017 | 1052.1964 | 1013.1028 | 941.2512
2029-08-05 | 848.3908 | 786.4753 | 737.6208 | 713.1525 | 713.9137 | 733.3249 | 762.6591 | 751.4516 | 760.8719 | 716.3852 | 655.7105 | 651.107 | 599.0665 | 561.1046 | 621.0921 | 728.7803 | 881.3713 | 985.4322 | 1068.9862 | 1101.2933 | 1110.0494 | 1082.5773 | 1004.2939 | 911.4752
2029-08-06 | 822.3439 | 758.7798 | 711.929 | 703.9601 | 742.9135 | 848.8935 | 966.5335 | 952.7885 | 919.5409 | 874.1921 | 796.0106 | 784.6233 | 728.1114 | 697.7451 | 721.6136 | 800.5644 | 938.9853 | 1027.0768 | 1117.2826 | 1154.0066 | 1132.9529 | 1091.939 | 1005.4634 | 911.899
2029-08-07 | 833.8389 | 777.3303 | 730.1466 | 716.468 | 754.1998 | 858.2715 | 977.7123 | 965.3152 | 950.0793 | 866.4878 | 813.4319 | 772.9546 | 722.0077 | 714.0107 | 732.6746 | 809.3943 | 956.1677 | 1063.1898 | 1120.2137 | 1151.341 | 1142.2534 | 1100.0272 | 1007.6349 | 921.2321
2029-08-08 | 817.6033 | 772.9843 | 724.9033 | 708.5643 | 743.8503 | 840.8837 | 951.274 | 919.5439 | 865.8575 | 812.8138 | 756.792 | 657.2947 | 646.3661 | 610.5191 | 672.2456 | 754.6652 | 931.5022 | 1046.7418 | 1103.2753 | 1136.2193 | 1120.3466 | 1091.8096 | 1012.9087 | 923.6315
2029-08-09 | 830.6592 | 764.1091 | 721.8863 | 706.9437 | 743.1313 | 841.3228 | 956.0205 | 950.2067 | 926.5101 | 858.7845 | 818.6389 | 787.6621 | 733.8051 | 702.6338 | 729.4284 | 818.2071 | 955.6139 | 1039.0154 | 1091.987 | 1145.5124 | 1137.353 | 1097.5678 | 1011.5095 | 929.3924
2029-08-10 | 844.6978 | 789.5969 | 730.8793 | 713.6304 | 749.7536 | 850.3368 | 962.1857 | 947.1749 | 920.2497 | 846.4875 | 786.3654 | 742.4008 | 654.7441 | 624.7038 | 659.1433 | 738.6903 | 872.5268 | 1007.6649 | 1067.0043 | 1106.2684 | 1068.2011 | 1074.8061 | 1019.1953 | 940.2272
2029-08-11 | 830.4224 | 768.3737 | 718.8306 | 697.5214 | 700.371 | 733.6932 | 786.5558 | 773.0022 | 739.3835 | 701.6742 | 667.3481 | 591.1836 | 499.4476 | 478.0338 | 530.8613 | 654.7817 | 840.4938 | 955.7452 | 1018.679 | 1048.3788 | 1030.4444 | 1024.3625 | 981.3928 | 914.0929
2029-08-12 | 842.5101 | 782.4876 | 731.3959 | 707.7055 | 708.524 | 727.3454 | 756.9316 | 739.3244 | 739.0739 | 673.6517 | 634.7843 | 553.214 | 485.89 | 469.632 | 535.7478 | 654.6449 | 833.8543 | 958.767 | 1055.1919 | 1092.4495 | 1100.2544 | 1072.7922 | 997.0297 | 904.0573
2029-08-13 | 828.0598 | 764.5271 | 718.467 | 710.3517 | 749.4896 | 859.0293 | 979.066 | 955.3945 | 908.2888 | 829.915 | 762.447 | 686.4539 | 643.1404 | 641.115 | 682.8389 | 778.536 | 931.6322 | 1044.242 | 1133.9381 | 1161.9641 | 1145.6176 | 1099.5145 | 1017.0731 | 924.054
2029-08-14 | 830.8683 | 774.2011 | 728.4147 | 712.7115 | 751.0416 | 856.7642 | 974.1315 | 958.0213 | 926.2227 | 834.3191 | 774.5659 | 722.437 | 677.4018 | 687.8751 | 751.7005 | 862.7904 | 981.2063 | 1071.4382 | 1115.9655 | 1148.945 | 1138.846 | 1093.8547 | 1000.2002 | 916.6226
2029-08-15 | 806.9079 | 762.0672 | 713.5102 | 698.717 | 732.3111 | 830.2028 | 942.3384 | 914.4008 | 862.0506 | 777.9308 | 745.03 | 639.2393 | 644.7217 | 621.8509 | 671.0618 | 756.5786 | 943.6826 | 1026.9527 | 1089.06 | 1120.8596 | 1106.7758 | 1073.2953 | 996.1822 | 906.8081
2029-08-16 | 830.2979 | 765.1624 | 720.2775 | 705.2729 | 741.7473 | 841.1207 | 953.4813 | 911.171 | 852.4191 | 817.8961 | 788.5973 | 746.2088 | 670.3843 | 670.3992 | 756.1757 | 851.5916 | 980.2281 | 1069.8097 | 1108.3677 | 1142.2243 | 1136.0747 | 1094.3709 | 1009.5032 | 928.8405
2029-08-17 | 871.4761 | 818.6679 | 754.0669 | 719.7662 | 729.5155 | 760.0193 | 805.8441 | 767.3562 | 779.2434 | 732.8717 | 693.0017 | 582.8267 | 537.7299 | 558.9529 | 611.027 | 722.607 | 863.6816 | 992.5421 | 1017.8143 | 1034.287 | 1016.0336 | 1045.6455 | 996.1092 | 928.1146
2029-08-18 | 846.7635 | 779.4596 | 730.0015 | 710.9443 | 716.0465 | 751.7347 | 806.8653 | 783.1274 | 751.7612 | 733.6237 | 686.972 | 621.6055 | 579.6092 | 564.0299 | 634.9906 | 759.0097 | 896.717 | 990.5959 | 1047.5589 | 1063.056 | 1048.0985 | 1042.9862 | 1001.8019 | 931.0811
2029-08-19 | 838.1948 | 777.6885 | 727.1634 | 703.4027 | 704.4108 | 719.7149 | 750.0199 | 742.0686 | 745.094 | 689.6925 | 650.0196 | 610.5822 | 488.2461 | 492.1152 | 543.1067 | 654.3823 | 849.5021 | 979.5941 | 1067.8566 | 1085.3218 | 1094.448 | 1067.8958 | 990.6663 | 897.994
2029-08-20 | 824.5874 | 759.2297 | 712.8296 | 704.7873 | 743.5734 | 852.0617 | 976.2371 | 942.3481 | 888.1418 | 816.9902 | 770.255 | 699.7483 | 661.032 | 642.7087 | 700.019 | 844.7903 | 976.3427 | 1068.4271 | 1141.3976 | 1161.1012 | 1139.6983 | 1093.1978 | 1010.3092 | 918.4672
2029-08-21 | 826.5951 | 771.0249 | 725.9136 | 710.2839 | 748.2809 | 852.5672 | 974.329 | 952.4681 | 907.7047 | 864.9717 | 821.6608 | 776.1827 | 692.2149 | 671.6356 | 693.1704 | 794.0143 | 938.6946 | 1051.4199 | 1116.3371 | 1145.3598 | 1136.652 | 1087.9715 | 998.4347 | 914.1258
2029-08-22 | 814.989 | 770.7449 | 722.7605 | 705.9831 | 740.3083 | 840.8105 | 955.2554 | 930.1623 | 891.8548 | 845.3734 | 797.2463 | 777.1598 | 741.3765 | 724.7824 | 814.6257 | 875.0972 | 996.5873 | 1083.7539 | 1108.2763 | 1132.579 | 1117.371 | 1084.9581 | 1007.8113 | 919.1597
2029-08-23 | 824.1347 | 759.7382 | 714.6001 | 699.7849 | 736.4618 | 834.0179 | 949.5785 | 949.1789 | 928.9396 | 937.8555 | 920.0378 | 893.8645 | 902.7619 | 890.2644 | 912.2568 | 973.3548 | 1064.3805 | 1088.9429 | 1105.5947 | 1139.4938 | 1128.7817 | 1088.7241 | 1004.3409 | 925.9788
2029-08-24 | 840.3895 | 781.9732 | 720.7932 | 704.4172 | 738.7363 | 842.6334 | 962.1476 | 989.5224 | 974.4646 | 921.3978 | 868.0566 | 853.8897 | 832.8681 | 765.5024 | 838.3523 | 929.7808 | 1027.9346 | 1091.3157 | 1081.9097 | 1092.5283 | 1061.3962 | 1060.5735 | 1009.1493 | 929.6223
2029-08-25 | 855.2214 | 791.3208 | 739.0971 | 716.1624 | 719.2608 | 755.7039 | 812.425 | 805.4541 | 812.9488 | 771.2902 | 743.3856 | 741.6626 | 683.4808 | 659.7884 | 703.7296 | 807.6588 | 939.1057 | 1029.9173 | 1059.5588 | 1067.8718 | 1054.9065 | 1045.9571 | 1006.7552 | 936.4112
2029-08-26 | 845.5106 | 781.6076 | 729.2478 | 705.4678 | 706.3671 | 722.2473 | 753.2422 | 752.2632 | 748.7918 | 717.299 | 651.0371 | 628.4596 | 549.3746 | 555.113 | 688.4739 | 828.1048 | 951.4122 | 1016.7934 | 1077.6132 | 1087.814 | 1099.6241 | 1072.8886 | 994.3511 | 900.9238
2029-08-27 | 820.8734 | 755.2182 | 707.9697 | 700.3633 | 739.069 | 846.6642 | 963.0712 | 949.4039 | 915.603 | 864.6788 | 811.5654 | 802.9633 | 705.5086 | 733.0086 | 815.4731 | 887.7151 | 994.2414 | 1062.6209 | 1129.8698 | 1154.6269 | 1130.8917 | 1088.8003 | 1002.042 | 910.1246
2029-08-28 | 814.6378 | 756.4544 | 713.0391 | 698.9061 | 734.8449 | 839.6412 | 960.6924 | 943.1649 | 879.0137 | 828.1842 | 794.4236 | 750.6859 | 730.0875 | 692.8267 | 718.1363 | 808.0731 | 964.2902 | 1062.9187 | 1103.1159 | 1133.6671 | 1120.766 | 1075.039 | 980.9926 | 897.9014
2029-08-29 | 805.0062 | 759.1842 | 712.4359 | 696.9324 | 730.5081 | 826.6016 | 941.4288 | 902.5518 | 844.8682 | 769.9223 | 729.7605 | 632.2834 | 622.9633 | 641.934 | 725.1578 | 818.061 | 975.5787 | 1054.3776 | 1092.7021 | 1120.5068 | 1104.5234 | 1072.1715 | 995.1956 | 904.2672
2029-08-30 | 824.8199 | 756.899 | 714.6538 | 698.989 | 734.3448 | 827.9708 | 947.6138 | 907.649 | 861.8635 | 808.88 | 782.7453 | 709.8946 | 656.9005 | 655.8545 | 705.4985 | 780.4059 | 942.5013 | 1034.8279 | 1099.0653 | 1133.8451 | 1128.4274 | 1086.8659 | 999.4207 | 919.7007
2029-08-31 | 827.4342 | 771.1228 | 710.7581 | 695.2792 | 730.2172 | 825.2754 | 936.1053 | 933.8667 | 899.1181 | 819.7364 | 750.8345 | 691.8967 | 615.9016 | 617.1134 | 640.8122 | 742.6216 | 859.4714 | 946.3776 | 1019.6958 | 1069.5041 | 1041.985 | 1043.0678 | 989.7137 | 910.83
2029-09-01 | 830.3626 | 775.3906 | 730.5427 | 712.1252 | 715.8416 | 756.0352 | 815.7486 | 787.8689 | 769.6005 | 686.4969 | 649.75 | 614.0825 | 574.3448 | 542.7937 | 541.4837 | 630.7195 | 812.2039 | 927.5958 | 1040.5441 | 1042.2942 | 1019.2136 | 1008.1964 | 971.8971 | 909.0518
2029-09-02 | 840.2226 | 784.8511 | 743.2151 | 718.5247 | 721.9041 | 755.539 | 790.5222 | 758.6366 | 762.6376 | 712.6891 | 677.6124 | 668.3134 | 572.7561 | 545.8207 | 583.1251 | 690.1595 | 855.2839 | 971.5237 | 1099.9046 | 1100.8501 | 1088.1532 | 1064.256 | 989.0729 | 904.0391
2029-09-03 | 853.5472 | 795.6194 | 754.5076 | 732.321 | 748.4276 | 801.83 | 864.3254 | 842.5487 | 876.0759 | 843.3806 | 845.3877 | 847.5438 | 835.1622 | 803.5833 | 739.721 | 801.9912 | 923.754 | 1001.5788 | 1097.022 | 1079.6927 | 1072.6232 | 1057.0636 | 987.1178 | 913.0104
2029-09-04 | 817.4984 | 763.8593 | 724.0796 | 713.3385 | 752.4267 | 855.78 | 981.3384 | 941.2584 | 891.3295 | 832.1525 | 798.2848 | 764.4484 | 705.5943 | 723.6256 | 723.1971 | 788.8247 | 916.9134 | 1019.5538 | 1113.7682 | 1120.8441 | 1108.4209 | 1060.4243 | 973.6163 | 895.3455
2029-09-05 | 810.2085 | 772.7533 | 731.4 | 715.9631 | 750.396 | 847.0818 | 960.4629 | 910.794 | 840.6241 | 769.2059 | 741.8748 | 616.7358 | 622.3283 | 622.7261 | 683.8965 | 795.3307 | 931.0715 | 1027.1461 | 1122.8129 | 1124.3545 | 1102.274 | 1067.5258 | 997.8775 | 913.7237
2029-09-06 | 826.4169 | 763.9263 | 727.5038 | 713.7951 | 748.3641 | 845.5041 | 958.2635 | 905.5518 | 848.6234 | 777.7135 | 755.8198 | 660.717 | 625.0718 | 604.6626 | 642.689 | 746.2902 | 901.4213 | 1006.9187 | 1114.995 | 1127.4069 | 1114.8124 | 1073.1944 | 993.7243 | 918.9956
2029-09-07 | 838.2203 | 790.2124 | 737.7599 | 720.623 | 754.2954 | 857.1009 | 979.1261 | 953.3506 | 941.8463 | 849.3199 | 773.6323 | 731.6797 | 681.5018 | 700.8694 | 726.5028 | 816.7801 | 927.03 | 1020.276 | 1095.2575 | 1093.4838 | 1055.192 | 1052.1151 | 1003.2112 | 927.8544
2029-09-08 | 835.9276 | 778.778 | 736.1105 | 715.3592 | 718.0563 | 758.1301 | 817.735 | 780.93 | 745.1114 | 673.9722 | 639.2452 | 570.8987 | 514.4952 | 488.4516 | 535.4618 | 681.5386 | 851.6607 | 945.3376 | 1055.8012 | 1052.4104 | 1025.793 | 1015.518 | 979.9823 | 911.6433
2029-09-09 | 837.952 | 780.9128 | 739.3588 | 716.7789 | 717.5596 | 739.3425 | 781.0291 | 761.0613 | 753.7831 | 682.0983 | 655.5201 | 610.4149 | 494.9295 | 504.0521 | 545.4101 | 673.946 | 837.7704 | 963.9571 | 1084.3221 | 1076.5419 | 1080.753 | 1057.2869 | 981.7019 | 894.5571
2029-09-10 | 811.035 | 754.5289 | 714.2869 | 707.1389 | 743.1761 | 851.7524 | 971.6747 | 928.2464 | 879.7279 | 790.2799 | 758.0177 | 719.7487 | 663.866 | 655.242 | 659.6897 | 774.6333 | 941.6213 | 1036.6132 | 1139.0569 | 1132.1303 | 1108.4868 | 1065.1164 | 983.9093 | 899.3315
2029-09-11 | 812.6798 | 764.0026 | 724.611 | 711.1365 | 748.3459 | 850.5892 | 975.3578 | 938.1596 | 915.9616 | 831.4118 | 787.5797 | 789.5465 | 776.0757 | 825.091 | 831.6293 | 918.968 | 1008.6254 | 1073.3373 | 1118.7949 | 1123.4713 | 1104.45 | 1059.8425 | 970.5223 | 890.4148
2029-09-12 | 804.4502 | 765.3782 | 723.7105 | 708.6416 | 742.8584 | 836.9571 | 958.0861 | 936.2949 | 907.8486 | 855.5219 | 856.2885 | 859.106 | 873.9322 | 806.1513 | 828.9683 | 943.3025 | 1030.0096 | 1058.0937 | 1112.081 | 1108.6705 | 1093.0233 | 1058.0954 | 985.7053 | 899.2494
2029-09-13 | 825.1568 | 761.3635 | 722.3576 | 708.2055 | 740.8318 | 836.2509 | 954.7975 | 925.4628 | 914.903 | 903.3171 | 892.6054 | 872.1075 | 878.0917 | 839.0892 | 865.9752 | 915.9469 | 1020.2497 | 1047.3792 | 1112.3865 | 1119.7842 | 1105.8128 | 1064.3322 | 988.4445 | 916.1982
2029-09-14 | 822.3062 | 770.1734 | 715.5094 | 700.732 | 734.7085 | 830.5098 | 947.4799 | 913.8591 | 868.1589 | 800.5972 | 775.108 | 763.1291 | 687.5649 | 685.107 | 708.0843 | 803.5699 | 926.8768 | 1024.5981 | 1065.297 | 1068.3638 | 1026.0786 | 1023.3256 | 972.1982 | 898.3966
2029-09-15 | 843.3707 | 787.5175 | 745.3371 | 722.9116 | 725.9658 | 768.0854 | 833.39 | 843.6785 | 837.4838 | 786.1578 | 710.4806 | 697.8031 | 641.6174 | 576.9288 | 622.1968 | 742.8283 | 913.2484 | 1004.7163 | 1086.4131 | 1068.4585 | 1043.1914 | 1032.7248 | 993.4893 | 926.5147
2029-09-16 | 849.7046 | 794.548 | 751.3783 | 728.0452 | 729.078 | 756.5754 | 794.71 | 781.4559 | 789.4088 | 723.3872 | 677.3465 | 635.8382 | 484.5832 | 490.3117 | 538.8009 | 653.8838 | 860.502 | 994.6998 | 1109.6918 | 1095.0349 | 1098.0937 | 1075.1122 | 999.6815 | 913.1009
2029-09-17 | 818.7142 | 759.176 | 718.8805 | 711.9283 | 749.945 | 862.7018 | 987.1565 | 952.8454 | 909.4651 | 837.7574 | 773.0348 | 754.573 | 733.8677 | 711.3139 | 711.3432 | 809.564 | 975.7637 | 1065.3283 | 1148.2716 | 1142.3109 | 1114.1144 | 1074.054 | 991.8939 | 905.9643
2029-09-18 | 822.7636 | 772.1028 | 733.3908 | 719.1111 | 756.4362 | 863.82 | 986.2307 | 948.3972 | 886.7871 | 779.9515 | 737.914 | 627.7918 | 591.6397 | 603.7228 | 638.8638 | 749.8686 | 915.0856 | 1036.2106 | 1129.1108 | 1132.4089 | 1113.9222 | 1067.3684 | 981.352 | 902.1775
2029-09-19 | 809.46 | 769.1655 | 727.3921 | 712.2044 | 745.3907 | 844.619 | 963.5501 | 925.3155 | 885.4077 | 814.6808 | 773.2442 | 706.2596 | 642.2359 | 637.3451 | 705.7423 | 795.4433 | 922.5592 | 1028.8121 | 1115.5203 | 1114.1454 | 1094.9172 | 1060.2224 | 988.0938 | 905.1285
2029-09-20 | 829.9048 | 768.8141 | 729.4641 | 714.6746 | 750.2553 | 846.5594 | 964.7575 | 935.0317 | 899.2293 | 823.64 | 783.3234 | 698.8943 | 612.8821 | 610.9442 | 656.2174 | 775.7544 | 946.7282 | 1039.0964 | 1118.4672 | 1128.7297 | 1115.0016 | 1073.1589 | 992.3548 | 918.7316
2029-09-21 | 839.9545 | 791.863 | 737.0718 | 721.6929 | 756.0516 | 858.4213 | 981.6506 | 951.8959 | 922.8522 | 853.8932 | 803.4192 | 782.5927 | 690.2208 | 692.6764 | 681.1438 | 785.2536 | 951.5369 | 1066.1465 | 1099.456 | 1093.4575 | 1056.5209 | 1052.3639 | 1004.3881 | 928.4595
2029-09-22 | 837.0077 | 784.1425 | 740.2276 | 718.7886 | 721.7109 | 762.3258 | 826.0046 | 834.1759 | 794.6993 | 728.9774 | 685.0554 | 627.6962 | 527.817 | 510.0997 | 544.4434 | 686.9142 | 852.3951 | 985.8725 | 1071.4333 | 1052.1758 | 1033.2095 | 1022.4314 | 985.8917 | 920.2071
2029-09-23 | 847.475 | 789.9709 | 744.9605 | 722.0153 | 723.3271 | 748.1488 | 790.9361 | 769.546 | 757.4822 | 648.809 | 629.7204 | 576.8712 | 491.1917 | 512.0829 | 588.9515 | 709.6841 | 900.4361 | 1004.8259 | 1100.1212 | 1081.2682 | 1086.316 | 1059.5652 | 989.5651 | 905.4826
2029-09-24 | 822.476 | 764.7107 | 725.128 | 717.2335 | 755.6266 | 864.1634 | 993.4443 | 957.9689 | 901.6773 | 811.9507 | 756.343 | 687.7957 | 618.1289 | 625.1029 | 641.3389 | 748.9065 | 945.7151 | 1064.4233 | 1157.6644 | 1143.6831 | 1123.1218 | 1077.7785 | 999.6552 | 910.8577
2029-09-25 | 833.6186 | 780.8459 | 742.485 | 727.2477 | 762.4208 | 870.0179 | 1000.8516 | 988.0388 | 942.8391 | 883.0905 | 809.8627 | 755.2921 | 681.9292 | 689.0387 | 722.0471 | 838.762 | 991.7833 | 1081.0113 | 1153.7052 | 1149.0669 | 1128.274 | 1085.4307 | 992.6999 | 914.4616
2029-09-26 | 818.7139 | 779.116 | 738.3409 | 722.2431 | 756.961 | 858.3864 | 979.5603 | 957.726 | 912.5969 | 871.1681 | 855.4486 | 841.8332 | 793.0916 | 765.9164 | 825.191 | 877.8312 | 1013.8615 | 1103.1697 | 1144.0675 | 1135.0152 | 1112.8842 | 1077.3237 | 1008.0652 | 922.5546
2029-09-27 | 827.0474 | 766.1166 | 726.8934 | 712.6894 | 745.5249 | 845.6179 | 965.5698 | 940.538 | 915.3895 | 886.3147 | 884.1128 | 843.8742 | 809.8913 | 774.9006 | 845.4252 | 916.395 | 1034.6187 | 1079.4686 | 1125.5126 | 1128.6148 | 1114.3707 | 1072.2248 | 992.4212 | 918.7236
2029-09-28 | 833.7026 | 780.6494 | 727.846 | 711.9075 | 744.4386 | 845.3774 | 963.482 | 948.709 | 913.7683 | 828.0262 | 767.6607 | 727.924 | 663.906 | 636.9356 | 679.2379 | 809.9945 | 960.0109 | 1050.3802 | 1090.3688 | 1085.3373 | 1044.6926 | 1040.6495 | 991.9621 | 914.0089
2029-09-29 | 843.1019 | 786.9707 | 743.6039 | 721.9328 | 724.5952 | 766.0179 | 832.3497 | 814.5876 | 787.2327 | 722.2382 | 690.4437 | 640.6207 | 557.0062 | 588.6594 | 639.3534 | 771.7101 | 924.94 | 1020.8341 | 1080.9109 | 1061.8587 | 1040.2075 | 1028.9474 | 989.6657 | 925.2314
2029-09-30 | 831.0067 | 777.2816 | 731.107 | 709.1705 | 710.0099 | 736.5117 | 774.5275 | 750.398 | 730.3736 | 634.021 | 600.7381 | 566.0553 | 496.7514 | 491.2629 | 513.8167 | 649.926 | 855.1364 | 971.8627 | 1071.8546 | 1063.6655 | 1072.4688 | 1048.7443 | 974.0708 | 891.6024
2029-10-01 | 773.2403 | 714.7485 | 673.6298 | 665.0099 | 693.3498 | 798.2256 | 909.8724 | 898.248 | 853.4149 | 786.0108 | 740.7732 | 716.982 | 609.2391 | 618.3142 | 685.8242 | 795.8964 | 943.2823 | 1040.0099 | 1127.5666 | 1088.5016 | 1073.4596 | 1030.8995 | 947.8612 | 856.8891
2029-10-02 | 776.1222 | 728.006 | 688.7941 | 673.7837 | 702.6058 | 805.3393 | 920.6644 | 893.0458 | 851.7444 | 780.3463 | 755.201 | 759.61 | 670.0511 | 710.8241 | 733.1318 | 833.4522 | 950.6054 | 1051.491 | 1113.7522 | 1088.8609 | 1073.0822 | 1031.2917 | 942.6833 | 855.9703
2029-10-03 | 766.209 | 724.9904 | 684.2657 | 667.9501 | 691.8613 | 781.9468 | 888.1796 | 869.1637 | 827.3441 | 784.4608 | 785.8134 | 780.0541 | 710.6515 | 705.6862 | 733.3793 | 802.5477 | 957.3192 | 1048.9895 | 1101.3025 | 1071.6412 | 1057.744 | 1024.048 | 948.4008 | 856.4806
2029-10-04 | 776.8365 | 719.133 | 679.3127 | 663.183 | 689.1465 | 776.8349 | 883.1892 | 866.0016 | 835.9814 | 780.2267 | 763.2112 | 757.4944 | 672.2457 | 718.6443 | 780.6768 | 893.4304 | 992.8571 | 1046.7069 | 1100.6025 | 1077.1645 | 1070.1866 | 1028.8402 | 944.7421 | 863.8257
2029-10-05 | 780.0688 | 733.869 | 679.5591 | 662.2037 | 686.3337 | 775.5451 | 886.9062 | 881.3423 | 846.065 | 800.8737 | 754.8505 | 754.2192 | 670.2545 | 670.7478 | 717.2512 | 827.5942 | 941.7758 | 1037.4272 | 1065.8508 | 1035.851 | 1004.7969 | 999.6815 | 945.3717 | 861.5322
2029-10-06 | 786.7612 | 731.1696 | 687.4385 | 665.5459 | 659.995 | 692.2351 | 744.3048 | 735.7178 | 730.6175 | 717.9917 | 690.074 | 699.3011 | 618.9381 | 573.7423 | 618.7793 | 740.5781 | 877.7947 | 988.1625 | 1047.0354 | 1002.9455 | 992.768 | 981.463 | 939.0128 | 868.1372
2029-10-07 | 790.6947 | 735.5328 | 689.6585 | 667.2907 | 660.3635 | 684.1543 | 710.5306 | 697.4023 | 691.4582 | 636.7606 | 620.662 | 626.4429 | 523.8421 | 557.7872 | 626.7954 | 752.6888 | 898.4353 | 993.648 | 1091.3501 | 1047.4539 | 1038.0135 | 1014.7144 | 938.9544 | 852.0595
2029-10-08 | 775.0697 | 716.8229 | 676.0502 | 667.1122 | 695.6364 | 807.8408 | 920.5467 | 900.0925 | 834.9673 | 752.0296 | 712.4822 | 678.9809 | 654.6467 | 715.7333 | 777.5759 | 895.7544 | 1013.2847 | 1086.4267 | 1140.9163 | 1098.5444 | 1081.4781 | 1034.4254 | 957.1674 | 868.1484
2029-10-09 | 777.8489 | 725.7765 | 686.5755 | 671.3964 | 700.4693 | 800.6609 | 916.4784 | 897.0427 | 848.9714 | 760.8477 | 717.2382 | 662.008 | 591.7609 | 606.2677 | 660.2227 | 789.3414 | 955.3601 | 1065.002 | 1111.9781 | 1082.6111 | 1072.1832 | 1026.6082 | 937.3262 | 855.422
2029-10-10 | 763.88 | 722.7984 | 681.2838 | 665.3736 | 690.5701 | 778.8023 | 890.9259 | 873.4795 | 820.9714 | 769.8634 | 740.8808 | 728.3867 | 666.6354 | 670.519 | 731.991 | 812.9104 | 964.8741 | 1057.5002 | 1097.5674 | 1067.4626 | 1054.6128 | 1021.1541 | 945.4122 | 856.6593
2029-10-11 | 782.5304 | 722.9395 | 683.5305 | 667.8171 | 692.4794 | 781.1211 | 890.4221 | 874.903 | 837.0728 | 783.4485 | 770.7499 | 733.4009 | 669.6045 | 696.5323 | 726.1063 | 850.7142 | 995.7032 | 1071.6717 | 1109.6304 | 1082.5449 | 1076.5618 | 1033.2026 | 952.4743 | 873.008
2029-10-12 | 791.904 | 740.0135 | 687.7118 | 669.0846 | 693.8087 | 786.6437 | 898.6204 | 892.1728 | 862.5306 | 815.5182 | 769.0806 | 776.6056 | 744.2484 | 784.2274 | 821.1621 | 898.7015 | 1011.6524 | 1067.0596 | 1078.1724 | 1044.3237 | 1011.9387 | 1010.4671 | 958.9136 | 876.983
2029-10-13 | 786.1688 | 734.7623 | 688.278 | 665.8608 | 660.3127 | 692.7738 | 746.7013 | 761.9569 | 759.5931 | 738.5791 | 702.7411 | 704.0847 | 722.0189 | 618.2535 | 645.4113 | 731.923 | 890.7814 | 989.9003 | 1041.6468 | 1000.329 | 984.8452 | 976.9783 | 935.9891 | 869.9226
2029-10-14 | 794.7167 | 737.7743 | 692.1428 | 669.5732 | 662.4753 | 680.8883 | 711.3053 | 703.253 | 699.3593 | 639.8661 | 635.5755 | 651.3434 | 564.1522 | 582.2923 | 664.5157 | 793.298 | 924.6524 | 1014.8469 | 1076.93 | 1034.7617 | 1039.7581 | 1017.3185 | 943.486 | 853.8696
2029-10-15 | 779.5057 | 721.1502 | 680.47 | 671.1658 | 699.2937 | 802.7962 | 920.6422 | 953.3744 | 946.3852 | 876.2922 | 823.3064 | 808.557 | 796.1215 | 756.8569 | 784.9871 | 899.4775 | 1044.4987 | 1097.2156 | 1145.8823 | 1099.5991 | 1082.3443 | 1042.979 | 957.6589 | 871.0139
2029-10-16 | 777.6512 | 725.5308 | 685.8351 | 670.7308 | 698.599 | 802.805 | 918.4084 | 910.4385 | 872.0627 | 795.4893 | 750.4994 | 738.4589 | 675.4243 | 690.9558 | 734.557 | 852.0297 | 1006.9688 | 1090.3716 | 1118.8094 | 1089.8846 | 1074.5372 | 1030.2982 | 940.1466 | 856.8652
2029-10-17 | 769.7036 | 728.6626 | 686.8431 | 670.2957 | 695.4001 | 791.9055 | 903.5464 | 901.0705 | 860.3648 | 834.9314 | 802.8168 | 762.8468 | 708.6771 | 721.5153 | 775.5989 | 882.0868 | 1004.7001 | 1090.2515 | 1111.9835 | 1080.046 | 1061.4314 | 1028.9892 | 954.5876 | 865.8241
2029-10-18 | 779.2737 | 717.9588 | 677.5531 | 662.5943 | 688.1123 | 782.8269 | 891.5668 | 881.3977 | 841.583 | 809.5664 | 813.5957 | 774.4816 | 688.3987 | 718.9151 | 722.9124 | 806.1157 | 973.9878 | 1055.1111 | 1101.3053 | 1077.3349 | 1066.807 | 1028.0504 | 942.3385 | 865.6828
2029-10-19 | 775.4415 | 725.6966 | 670.39 | 653.6814 | 678.0829 | 771.9665 | 880.0256 | 864.879 | 833.3954 | 774.784 | 748.625 | 738.9348 | 642.1136 | 665.9968 | 736.3534 | 862.6482 | 962.369 | 1042.5095 | 1050.3443 | 1024.501 | 987.5673 | 984.8824 | 929.612 | 852.6224
2029-10-20 | 793.8458 | 741.7961 | 696.028 | 672.9654 | 667.3355 | 701.5685 | 757.719 | 794.487 | 772.3484 | 729.6726 | 700.9147 | 664.1861 | 560.1598 | 549.5127 | 620.4852 | 743.1303 | 909.9171 | 1012.5344 | 1054.9057 | 1009.9004 | 999.655 | 986.506 | 942.1684 | 874.3305
2029-10-21 | 791.9318 | 736.1641 | 690.1574 | 667.7909 | 660.719 | 680.8186 | 710.2632 | 712.79 | 704.5171 | 637.2466 | 600.8509 | 576.2885 | 488.1217 | 498.7616 | 583.057 | 740.6027 | 906.3195 | 1021.2881 | 1079.2158 | 1035.9549 | 1040.0098 | 1018.2216 | 941.0827 | 850.1342
2029-10-22 | 764.6879 | 706.3445 | 664.8899 | 656.7074 | 684.9007 | 788.3812 | 903.5432 | 895.2827 | 839.6672 | 753.1316 | 714.8501 | 684.8869 | 626.0759 | 662.9902 | 700.354 | 837.625 | 977.1398 | 1077.3235 | 1117.779 | 1082.3781 | 1060.7391 | 1018.5441 | 935.2309 | 847.0717
2029-10-23 | 771.1721 | 720.2566 | 680.5981 | 665.9831 | 694.8075 | 796.4078 | 912.2707 | 907.3761 | 872.5926 | 832.2801 | 820.7404 | 830.7949 | 828.1149 | 772.9464 | 800.9733 | 894.8209 | 1014.1335 | 1092.7295 | 1108.4638 | 1079.0585 | 1068.4716 | 1020.5353 | 933.1822 | 854.1842
2029-10-24 | 760.1363 | 718.9205 | 676.6361 | 660.7629 | 685.6048 | 777.8761 | 888.6966 | 889.8081 | 845.0454 | 784.5103 | 740.9226 | 746.9953 | 681.8793 | 695.843 | 804.5916 | 903.0842 | 1000.3679 | 1073.1389 | 1089.2122 | 1061.6737 | 1048.965 | 1012.7445 | 939.8472 | 851.5828
2029-10-25 | 770.5215 | 709.0134 | 668.7104 | 654.2645 | 679.5481 | 769.432 | 879.0409 | 869.7451 | 820.3797 | 758.8005 | 717.6492 | 732.5583 | 679.0072 | 737.0531 | 756.6242 | 872.1174 | 978.1897 | 1049.8494 | 1082.6813 | 1060.4594 | 1055.8924 | 1010.6255 | 928.8795 | 855.0577
2029-10-26 | 778.6198 | 728.6244 | 673.9773 | 657.1811 | 681.8026 | 775.5577 | 885.2944 | 878.4114 | 838.7609 | 764.8615 | 721.9672 | 700.7312 | 629.4985 | 670.4939 | 716.3388 | 857.9941 | 988.5152 | 1058.7604 | 1059.3362 | 1030.324 | 996.2452 | 989.4485 | 937.3626 | 859.4075
2029-10-27 | 770.2544 | 717.532 | 669.674 | 648.4515 | 642.4728 | 671.714 | 726.1185 | 733.7654 | 714.6007 | 669.2209 | 633.3122 | 626.2208 | 556.9454 | 546.0757 | 614.1038 | 753.3462 | 901.1598 | 980.6926 | 1011.8514 | 978.1637 | 959.2994 | 948.5431 | 906.5903 | 839.7045
2029-10-28 | 779.2484 | 723.4171 | 678.3205 | 656.4449 | 649.5383 | 667.0398 | 699.6412 | 711.8373 | 703.5796 | 659.8419 | 613.6604 | 590.2249 | 563.2429 | 591.8467 | 698.3208 | 819.3557 | 952.7555 | 1028.3411 | 1070.3842 | 1018.8558 | 1020.7742 | 996.3576 | 926.3877 | 831.4929
2029-10-29 | 765.6958 | 708.6533 | 669.4133 | 660.596 | 688.7388 | 792.3486 | 911.6311 | 921.8608 | 899.7742 | 851.4213 | 841.3973 | 844.6208 | 832.0199 | 747.4322 | 787.6812 | 901.528 | 1041.9701 | 1110.2251 | 1140.1616 | 1092.807 | 1066.2716 | 1021.5652 | 939.1057 | 848.3258
2029-10-30 | 760.0913 | 709.6774 | 670.3707 | 656.4632 | 684.6471 | 782.7561 | 902.3445 | 905.2522 | 858.3805 | 818.0217 | 795.9436 | 776.7108 | 752.9397 | 724.1515 | 769.1826 | 895.6881 | 1035.6982 | 1094.2389 | 1107.7968 | 1077.8638 | 1049.711 | 1005.1587 | 911.8613 | 828.4139
2029-10-31 | 750.2599 | 712.6984 | 671.184 | 654.7701 | 679.8842 | 773.0721 | 886.7116 | 898.5562 | 874.1101 | 825.6066 | 794.9097 | 742.6708 | 741.1427 | 699.7633 | 774.2489 | 855.8176 | 984.8826 | 1077.123 | 1087.3655 | 1063.9717 | 1040.9371 | 1004.0414 | 928.1856 | 840.6894
2029-11-01 | 745.161 | 682.2453 | 644.9021 | 627.4614 | 661.004 | 764.0231 | 881.1028 | 857.2629 | 801.6584 | 761.2746 | 743.9335 | 724.5491 | 649.1263 | 646.236 | 690.07 | 840.5335 | 967.7555 | 1040.149 | 1077.6854 | 1032.9536 | 1023.2571 | 978.589 | 901.6144 | 830.8647
2029-11-02 | 756.6752 | 702.724 | 651.1466 | 631.1259 | 663.8075 | 767.6031 | 886.0033 | 905.957 | 839.5171 | 754.3353 | 705.6613 | 683.8334 | 586.923 | 577.4451 | 646.7583 | 794.3369 | 955.6585 | 1048.4599 | 1052.5941 | 1002.1667 | 961.9429 | 955.867 | 909.2047 | 835.9134
2029-11-03 | 757.1268 | 699.654 | 657.021 | 631.9718 | 634.0262 | 680.2815 | 743.7375 | 739.1621 | 716.9923 | 666.6983 | 634.4107 | 616.5565 | 511.5742 | 475.2155 | 556.5375 | 727.3069 | 886.1228 | 987.5684 | 1023.7251 | 964.0596 | 942.382 | 933.8789 | 896.9887 | 833.0972
2029-11-04 | 757.2622 | 701.7849 | 659.2136 | 634.243 | 635.2581 | 672.6106 | 705.812 | 718.7882 | 696.3065 | 649.1987 | 610.8847 | 598.7794 | 517.9994 | 485.2639 | 572.1546 | 713.4481 | 883.7841 | 987.3125 | 1047.33 | 986.936 | 968.7994 | 962.6947 | 892.3539 | 815.0573
2029-11-05 | 733.4112 | 675.6162 | 636.5576 | 627.6844 | 667.1965 | 796.6924 | 900.444 | 920.181 | 884.4991 | 834.8024 | 785.3882 | 766.3206 | 711.7792 | 625.6475 | 670.7543 | 788.4724 | 951.6387 | 1049.9058 | 1092.7611 | 1038.5488 | 998.178 | 966.6617 | 895.8881 | 812.4872
2029-11-06 | 736.5575 | 682.1105 | 644.6267 | 628.9672 | 667.0684 | 791.3693 | 900.2195 | 901.7135 | 836.9932 | 756.6638 | 705.7603 | 686.532 | 595.0841 | 605.5596 | 648.1963 | 774.9739 | 933.7291 | 1041.1802 | 1075.3434 | 1031.7676 | 998.627 | 958.8007 | 882.5818 | 808.2173
2029-11-07 | 723.8059 | 679.6862 | 640.3944 | 624.0431 | 660.9559 | 775.7763 | 883.1103 | 880.9511 | 831.2308 | 800.459 | 813.5621 | 798.822 | 811.6671 | 772.2599 | 823.6906 | 869.9135 | 972.7444 | 1048.5558 | 1065.8989 | 1020.0841 | 980.282 | 955.9428 | 894.3684 | 814.1094
2029-11-08 | 733.196 | 669.8321 | 631.8391 | 617.2787 | 654.6631 | 769.9653 | 876.374 | 863.6743 | 801.8461 | 713.2412 | 697.0362 | 673.9928 | 604.3788 | 588.8301 | 665.8355 | 795.3757 | 940.1917 | 1015.0012 | 1048.2688 | 1014.116 | 983.7606 | 947.3433 | 876.757 | 808.089
2029-11-09 | 729.2008 | 676.6254 | 623.1034 | 607.6613 | 644.3828 | 761.8679 | 869.0719 | 869.8233 | 794.3611 | 706.8938 | 661.4481 | 621.1088 | 544.1623 | 547.9482 | 655.827 | 810.642 | 935.2685 | 996.2274 | 1002.7315 | 970.6748 | 923.8513 | 907.026 | 862.1329 | 794.0865
2029-11-10 | 736.7898 | 677.4723 | 631.4823 | 609.9751 | 613.9769 | 660.4444 | 719.5161 | 739.4174 | 726.6575 | 681.7657 | 638.721 | 612.6562 | 599.8378 | 510.5989 | 563.4789 | 684.6138 | 840.1416 | 939.4482 | 965.6819 | 930.5682 | 906.2352 | 892.532 | 856.7914 | 802.0503
2029-11-11 | 732.0762 | 672.7016 | 627.7824 | 605.8568 | 607.9279 | 640.1574 | 674.1996 | 690.6178 | 671.2501 | 609.3343 | 578.7656 | 566.145 | 565.6275 | 508.0191 | 606.5998 | 709.0106 | 848.8454 | 937.4683 | 997.4738 | 946.6247 | 933.1896 | 922.5935 | 854.5232 | 774.0154
2029-11-12 | 753.1172 | 693.8461 | 650.3847 | 626.9028 | 641.95 | 701.2859 | 741.06 | 744.1231 | 737.6236 | 681.9381 | 667.0403 | 636.7152 | 551.8367 | 551.8295 | 585.2214 | 725.8122 | 893.126 | 998.03 | 1032.1889 | 968.8755 | 943.9428 | 933.9425 | 861.4528 | 799.1455
2029-11-13 | 729.2125 | 674.5313 | 635.8823 | 621.3068 | 659.449 | 782.1748 | 893.3037 | 895.3055 | 840.929 | 771.7485 | 707.1817 | 680.1253 | 619.1644 | 616.4494 | 660.0953 | 788.8569 | 926.9399 | 1035.7865 | 1063.7202 | 1023.5822 | 989.8186 | 948.3781 | 868.3877 | 794.9555
2029-11-14 | 727.9537 | 683.1987 | 643.344 | 626.9825 | 663.4422 | 777.9428 | 882.8527 | 887.2796 | 829.4694 | 740.6635 | 698.6493 | 656.1743 | 593.7921 | 558.3612 | 652.274 | 810.8171 | 970.4383 | 1041.0781 | 1061.2475 | 1019.2899 | 977.5098 | 947.964 | 887.5885 | 808.4295
2029-11-15 | 745.6279 | 681.2058 | 643.9432 | 628.3617 | 665.6071 | 783.133 | 886.2451 | 889.4086 | 843.4878 | 783.0429 | 763.5343 | 749.4041 | 694.6885 | 662.2686 | 766.5466 | 862.0405 | 987.1318 | 1046.1445 | 1070.6661 | 1032.1057 | 1000.3808 | 965.6102 | 894.9088 | 823.3381
2029-11-16 | 739.2125 | 687.2473 | 635.0098 | 618.2411 | 655.2314 | 774.8636 | 876.0418 | 891.961 | 830.0753 | 764.8686 | 736.3352 | 745.6228 | 724.5593 | 677.2209 | 741.7366 | 871.6296 | 976.1947 | 1020.0067 | 1022.1327 | 980.7551 | 932.5677 | 917.899 | 883.0663 | 808.6855
2029-11-17 | 741.976 | 686.6781 | 641.3187 | 618.8532 | 622.9863 | 671.3127 | 726.8943 | 766.3504 | 725.7754 | 686.1156 | 680.5128 | 662.5323 | 677.3912 | 619.3676 | 656.4841 | 753.1531 | 893.284 | 964.5096 | 986.9218 | 945.0089 | 922.0752 | 910.4078 | 878.6076 | 815.9881
2029-11-18 | 749.3058 | 689.4448 | 644.9252 | 621.4703 | 623.2316 | 659.1995 | 692.5052 | 724.6353 | 717.7066 | 635.657 | 578.3695 | 555.5491 | 518.2238 | 464.4512 | 586.5319 | 744.6911 | 885.811 | 978.8277 | 1030.8556 | 971.1684 | 957.2957 | 946.1761 | 876.8207 | 796.3383
2029-11-19 | 732.1424 | 672.0109 | 632.3867 | 624.2928 | 663.8205 | 792.7123 | 901.7233 | 931.9914 | 893.0452 | 832.7979 | 784.8107 | 781.335 | 787.7481 | 730.9626 | 798.5158 | 883.4279 | 1003.2192 | 1055.9131 | 1090.0516 | 1034.4286 | 998.9794 | 962.4003 | 898.0021 | 814.9464
2029-11-20 | 739.5258 | 684.5371 | 646.7903 | 630.8182 | 668.7523 | 793.4764 | 903.2253 | 940.122 | 898.3741 | 809.0756 | 808.7208 | 811.163 | 824.6732 | 784.8224 | 822.9324 | 907.7285 | 1009.7429 | 1061.7711 | 1073.3104 | 1032.7587 | 997.3539 | 967.066 | 887.5359 | 810.9767
2029-11-21 | 722.4946 | 676.0852 | 638.4078 | 622.3338 | 659.4348 | 772.8446 | 883.5164 | 918.513 | 877.1025 | 839.8097 | 834.3421 | 830.8832 | 846.5497 | 797.5373 | 793.4799 | 883.0597 | 988.2911 | 1041.5391 | 1058.1393 | 1024.4248 | 987.1976 | 953.5053 | 892.3578 | 810.2672
2029-11-22 | 770.0365 | 706.4227 | 664.518 | 634.0015 | 647.2934 | 696.3773 | 740.3929 | 757.8133 | 787.2725 | 774.3751 | 763.2132 | 751.6223 | 727.3365 | 711.8502 | 733.2976 | 813.632 | 941.3092 | 999.5682 | 1025.6406 | 983.7541 | 962.3516 | 953.4621 | 878.7895 | 816.3234
2029-11-23 | 731.0871 | 677.2878 | 623.216 | 610.4984 | 648.6446 | 766.2279 | 871.6162 | 908.3138 | 896.7221 | 843.2491 | 766.1708 | 741.5616 | 739.906 | 725.9105 | 749.7157 | 860.2743 | 963.9867 | 1016.9332 | 1014.2879 | 971.1034 | 925.6506 | 908.2956 | 878.4589 | 807.9197
2029-11-24 | 725.3435 | 666.6741 | 620.0558 | 599.2535 | 603.2207 | 647.3504 | 700.1006 | 748.3903 | 725.2802 | 675.3578 | 635.5512 | 637.2505 | 662.7827 | 641.9188 | 610.5167 | 737.4937 | 867.2321 | 932.8217 | 956.0506 | 923.9239 | 898.8737 | 892.0581 | 852.8576 | 791.4623
2029-11-25 | 730.5182 | 671.0434 | 624.8357 | 603.2693 | 604.4963 | 636.2871 | 671.8716 | 708.6807 | 704.0522 | 628.0884 | 587.7552 | 587.6801 | 603.4186 | 547.4443 | 587.1894 | 711.5889 | 867.7599 | 950.9632 | 1002.5293 | 951.419 | 932.9599 | 922.205 | 851.4038 | 771.0298
2029-11-26 | 715.6734 | 656.8495 | 615.919 | 608.6869 | 647.3535 | 771.6961 | 884.5521 | 918.2335 | 880.6735 | 815.0038 | 751.1783 | 765.1002 | 771.374 | 686.1718 | 727.8484 | 836.1595 | 956.6706 | 1022.8356 | 1060.9818 | 1014.2874 | 972.7077 | 934.8191 | 861.0925 | 785.7263
2029-11-27 | 723.26 | 669.3446 | 629.6796 | 615.3421 | 653.0014 | 774.0966 | 884.1271 | 917.1307 | 884.2205 | 830.5515 | 797.2407 | 778.4469 | 786.9516 | 750.0156 | 763.9205 | 846.715 | 965.112 | 1028.0254 | 1043.6097 | 1009.1619 | 973.267 | 933.6946 | 857.6679 | 784.412
2029-11-28 | 711.2061 | 666.9991 | 626.7287 | 611.4819 | 648.1725 | 759.3246 | 865.824 | 892.4969 | 849.051 | 807.2313 | 793.8028 | 772.0256 | 762.0517 | 659.6738 | 747.3558 | 836.2838 | 954.7415 | 1019.656 | 1036.3307 | 995.8299 | 956.7246 | 930.7902 | 870.5044 | 792.5543
2029-11-29 | 728.2369 | 664.8266 | 626.5406 | 612.2905 | 649.3597 | 761.6151 | 862.3931 | 888.2973 | 831.6763 | 775.2772 | 753.1263 | 729.3997 | 715.0804 | 679.7995 | 745.2434 | 848.4752 | 961.3512 | 1005.1061 | 1033.7362 | 1001.283 | 972.8928 | 940.9033 | 868.1526 | 799.35
2029-11-30 | 728.5717 | 675.5904 | 622.3059 | 606.3794 | 642.9778 | 760.5281 | 856.9344 | 904.6318 | 881.105 | 831.7513 | 787.0296 | 766.7674 | 789.6074 | 797.5504 | 796.3258 | 815.2251 | 934.0195 | 993.6021 | 993.8331 | 958.141 | 912.8845 | 901.1394 | 870.1908 | 798.8808
2029-12-01 | 721.0576 | 663.4359 | 616.536 | 592.9284 | 596.1592 | 626.5922 | 668.26 | 703.0588 | 666.6989 | 644.9362 | 615.8247 | 583.6821 | 563.6936 | 525.6121 | 507.3592 | 634.249 | 775.6992 | 875.538 | 915.3307 | 895.5849 | 887.8494 | 881.7794 | 851.7461 | 795.8717
2029-12-02 | 714.3807 | 656.5501 | 609.744 | 586.2138 | 587.352 | 604.8033 | 626.5052 | 670.3267 | 666.5672 | 629.799 | 600.8544 | 571.7996 | 581.0989 | 571.4156 | 611.2512 | 642.9031 | 780.0276 | 880.8178 | 943.5309 | 915.0659 | 926.7536 | 915.3294 | 852.7225 | 774.2539
2029-12-03 | 707.5855 | 649.2236 | 607.6423 | 597.8102 | 634.4099 | 740.8209 | 833.4384 | 856.957 | 807.6532 | 719.3653 | 632.9935 | 616.7356 | 566.4845 | 563.6803 | 626.2426 | 760.5162 | 863.3996 | 957.0687 | 1003.1578 | 971.1316 | 952.3443 | 923.427 | 861.8716 | 792.9133
2029-12-04 | 709.2363 | 654.3008 | 614.7902 | 598.2828 | 634.2157 | 733.5926 | 824.5405 | 856.1027 | 801.7376 | 742.7825 | 704.4966 | 694.0371 | 685.6406 | 649.0115 | 674.5815 | 764.8389 | 878.905 | 950.5343 | 982.3823 | 961.7042 | 948.6567 | 922.3689 | 857.5267 | 786.6519
2029-12-05 | 709.6168 | 665.8456 | 624.275 | 605.6656 | 638.4275 | 731.0955 | 819.3471 | 851.6783 | 799.7225 | 721.8505 | 681.864 | 653.5489 | 606.404 | 565.6014 | 649.4852 | 735.5065 | 881.6918 | 967.8479 | 992.4704 | 966.7346 | 950.959 | 933.0524 | 877.8735 | 808.5678
2029-12-06 | 714.4479 | 650.3988 | 610.1671 | 593.3811 | 627.4397 | 718.2945 | 806.3487 | 831.5375 | 771.5993 | 718.6372 | 650.4209 | 631.5711 | 574.3297 | 556.2485 | 620.0929 | 728.3378 | 863.1116 | 930.8593 | 972.5085 | 955.1485 | 948.0601 | 922.3838 | 859.8544 | 799.48
2029-12-07 | 719.6469 | 666.4512 | 611.9802 | 593.5397 | 627.3854 | 722.9637 | 812.4915 | 851.659 | 798.3613 | 730.1811 | 646.5753 | 634.7491 | 649.8324 | 582.499 | 644.4095 | 740.1709 | 855.9437 | 926.2816 | 940.4847 | 922.0438 | 895.6126 | 886.4149 | 863.5186 | 798.9428
2029-12-08 | 723.5942 | 666.1923 | 619.4912 | 595.981 | 599.1556 | 629.0049 | 671.3772 | 722.7394 | 708.4295 | 687.4298 | 646.9503 | 651.2842 | 627.8493 | 631.1131 | 643.8139 | 700.5321 | 803.5278 | 879.6129 | 913.5789 | 902.0027 | 905.7772 | 896.1944 | 862.2062 | 800.0044
2029-12-09 | 732.4998 | 674.1203 | 628.3978 | 604.2655 | 605.7741 | 626.5242 | 653.1145 | 691.9765 | 671.7314 | 622.6163 | 566.2329 | 541.8327 | 548.4213 | 530.6203 | 571.2881 | 672.2034 | 815.433 | 897.2656 | 955.756 | 920.4325 | 936.5747 | 932.7162 | 870.6695 | 790.4204
2029-12-10 | 719.0168 | 660.657 | 620.4471 | 609.9704 | 646.8988 | 754.4903 | 849.7053 | 891.5435 | 842.3379 | 778.2054 | 712.3048 | 713.7276 | 713.7936 | 653.9853 | 700.2299 | 782.511 | 898.038 | 977.8773 | 1021.3054 | 986.1727 | 966.8268 | 944.7432 | 887.0359 | 810.7332
2029-12-11 | 726.0998 | 672.5971 | 633.1104 | 615.4592 | 651.9957 | 754.5812 | 852.0827 | 884.8966 | 827.7337 | 779.9012 | 722.0174 | 701.506 | 692.3917 | 598.8477 | 644.8964 | 771.6596 | 911.0235 | 977.3757 | 1005.7824 | 980.9908 | 964.3423 | 943.1288 | 874.8472 | 809.4705
2029-12-12 | 710.6941 | 666.8925 | 625.5405 | 607.2155 | 640.8791 | 734.04 | 819.9715 | 854.9492 | 801.1826 | 751.6513 | 709.2146 | 703.5593 | 728.7381 | 667.0922 | 709.8651 | 782.5954 | 892.5234 | 960.5599 | 988.9342 | 962.9624 | 949.7356 | 930.0272 | 879.3062 | 806.3064
2029-12-13 | 718.3619 | 654.8182 | 615.1883 | 597.9192 | 632.1392 | 723.6247 | 805.395 | 831.6011 | 787.4771 | 718.5154 | 667.8018 | 647.2577 | 620.9077 | 558.6526 | 604.6944 | 696.8795 | 843.9052 | 930.645 | 980.7455 | 960.6706 | 955.5334 | 927.1469 | 865.8741 | 806.944
2029-12-14 | 715.2489 | 662.2762 | 607.6308 | 589.0296 | 622.8495 | 717.6276 | 802.0091 | 840.1585 | 788.3211 | 731.0433 | 659.3208 | 631.9373 | 590.4073 | 544.1688 | 593.9647 | 715.3007 | 828.8659 | 921.5737 | 942.2118 | 919.1118 | 895.5414 | 881.8328 | 853.5142 | 790.1028
2029-12-15 | 724.9806 | 668.0843 | 621.8801 | 598.2837 | 601.3801 | 632.9683 | 674.5148 | 727.2923 | 695.6373 | 645.6078 | 595.5284 | 568.4162 | 543.3962 | 436.8034 | 466.1647 | 603.5169 | 757.9105 | 878.0676 | 924.3253 | 895.5693 | 896.1876 | 885.842 | 864.373 | 803.0365
2029-12-16 | 733.9625 | 675.6706 | 630.4373 | 606.1589 | 607.7361 | 628.1622 | 655.1813 | 701.4752 | 665.8586 | 594.9176 | 535.0956 | 518.0884 | 481.1986 | 418.2314 | 477.3048 | 633.0982 | 799.9979 | 907.3676 | 975.2732 | 936.3177 | 941.1855 | 932.7678 | 870.983 | 796.6238
2029-12-17 | 713.3942 | 654.8293 | 613.7351 | 603.3272 | 640.0952 | 746.3744 | 840.3993 | 891.2716 | 825.661 | 741.8015 | 682.7995 | 676.995 | 677.5896 | 597.8648 | 640.828 | 735.4615 | 879.3393 | 974.959 | 1023.9614 | 989.6543 | 968.8986 | 938.3129 | 877.1949 | 807.443
2029-12-18 | 727.5585 | 672.824 | 632.8031 | 615.181 | 651.6569 | 754.0627 | 852.211 | 897.2445 | 850.086 | 792.7633 | 758.8504 | 746.3247 | 745.954 | 729.0916 | 708.3333 | 816.4191 | 931.3648 | 999.4502 | 1023.7804 | 995.6705 | 979.9733 | 952.2915 | 882.3659 | 811.6567
2029-12-19 | 722.4045 | 677.7426 | 636.1046 | 617.1701 | 650.4679 | 745.4273 | 838.6396 | 890.5935 | 864.791 | 830.4288 | 756.8953 | 729.0628 | 774.0556 | 815.9451 | 768.6743 | 820.1309 | 933.1737 | 989.3577 | 1023.4122 | 992.9161 | 975.3962 | 957.621 | 900.2544 | 823.7915
2029-12-20 | 725.8922 | 660.9767 | 621.4117 | 604.0125 | 638.6391 | 730.689 | 821.566 | 863.8048 | 831.9234 | 810.632 | 785.4305 | 719.2071 | 716.3638 | 731.1711 | 717.183 | 781.5077 | 892.8368 | 952.9092 | 996.6752 | 978.1174 | 969.2138 | 944.5026 | 881.7535 | 814.9534
2029-12-21 | 731.9193 | 679.1032 | 624.323 | 605.0897 | 639.1549 | 736.3219 | 829.1038 | 874.8679 | 819.1269 | 744.4073 | 670.3765 | 645.9 | 650.1059 | 582.5811 | 608.6155 | 720.5883 | 841.9083 | 941.5771 | 968.8443 | 940.0959 | 920.0383 | 905.0062 | 873.4733 | 808.7583
2029-12-22 | 720.3866 | 662.4802 | 615.6679 | 592.7064 | 596.2235 | 626.2904 | 670.2316 | 727.7019 | 687.0505 | 643.1799 | 593.455 | 579.7633 | 562.8278 | 498.8458 | 468.7462 | 581.9821 | 743.4422 | 862.4732 | 912.7351 | 890.5007 | 882.8434 | 880.6276 | 852.4687 | 794.3985
2029-12-23 | 718.8261 | 660.6809 | 614.0568 | 590.4872 | 592.4167 | 609.9245 | 637.4267 | 682.3241 | 650.481 | 592.5982 | 524.78 | 501.1924 | 476.1793 | 378.7306 | 451.0821 | 579.5407 | 748.6056 | 871.1547 | 947.1909 | 921.768 | 925.9851 | 906.8887 | 849.6024 | 772.9382
2029-12-24 | 705.685 | 647.88 | 605.6342 | 596.0855 | 633.0239 | 738.7232 | 836.3788 | 888.9525 | 830.4919 | 759.3907 | 693.5368 | 679.9496 | 698.084 | 641.2546 | 625.5088 | 728.2949 | 860.7746 | 946.1492 | 1013.7881 | 983.781 | 960.6366 | 924.3184 | 865.7858 | 791.3611
2029-12-25 | 732.5959 | 678.8013 | 634.9786 | 603.3087 | 618.5619 | 659.838 | 709.6389 | 745.0218 | 724.4289 | 660.6268 | 623.6572 | 611.01 | 616.5534 | 637.1917 | 567.9194 | 680.2573 | 815.3128 | 919.2654 | 955.3479 | 920.6229 | 925.241 | 913.3843 | 840.2994 | 778.8279
2029-12-26 | 687.724 | 641.1772 | 596.827 | 582.8427 | 618.0709 | 706.5789 | 793.801 | 833.7504 | 802.9872 | 788.3446 | 747.4241 | 716.3265 | 730.0476 | 734.9995 | 784.5441 | 808.895 | 886.4914 | 928.1501 | 960.1734 | 949.6285 | 939.2666 | 915.6882 | 860.2095 | 777.9987
2029-12-27 | 695.7658 | 632.4197 | 591.2915 | 575.6534 | 609.5596 | 696.9951 | 782.9483 | 821.1702 | 755.8834 | 694.1278 | 639.7437 | 631.5172 | 648.6767 | 583.7495 | 594.2799 | 657.418 | 800.0069 | 888.0706 | 943.3104 | 933.6404 | 923.5 | 896.9197 | 837.1827 | 776.5138
2029-12-28 | 702.263 | 649.496 | 593.9369 | 576.8328 | 610.451 | 702.7128 | 792.698 | 838.4385 | 795.1074 | 725.3158 | 684.874 | 672.4679 | 674.1626 | 681.9652 | 653.5887 | 711.8019 | 811.0794 | 893.3123 | 914.3698 | 896.2063 | 876.8732 | 871.3807 | 838.2776 | 774.3507
2029-12-29 | 704.5839 | 647.9375 | 600.171 | 578.4993 | 581.5027 | 608.6926 | 650.7013 | 705.0781 | 670.1022 | 643.2308 | 551.0858 | 514.3205 | 504.045 | 402.8881 | 422.5033 | 548.5033 | 705.1003 | 821.419 | 884.8692 | 863.6115 | 863.9526 | 850.9202 | 831.0977 | 772.6754
2029-12-30 | 710.3622 | 652.8657 | 605.8054 | 583.4027 | 585.0101 | 601.6235 | 629.3492 | 690.7172 | 678.048 | 624.2687 | 582.5243 | 564.3881 | 539.1809 | 534.8702 | 548.4391 | 618.3667 | 744.6461 | 861.4908 | 936.009 | 917.9732 | 926.7184 | 908.2523 | 840.845 | 764.4965
2029-12-31 | 685.9791 | 628.6617 | 586.0788 | 577.9095 | 614.2241 | 717.3871 | 811.9318 | 862.8417 | 796.3684 | 711.0567 | 619.9074 | 601.7176 | 603.0803 | 502.9286 | 540.0421 | 658.4304 | 799.0999 | 890.8171 | 971.2633 | 946.2389 | 924.6651 | 893.5271 | 838.9452 | 761.8442
2030-01-01 | 720.9964 | 683.2691 | 646.5828 | 617.4988 | 635.2586 | 691.9975 | 764.9735 | 786.4549 | 766.3515 | 694.6967 | 625.3254 | 604.2021 | 568.8089 | 537.186 | 599.5815 | 686.6008 | 854.5735 | 949.4639 | 987.8362 | 962.5442 | 937.608 | 916.7433 | 832.9427 | 758.5397
2030-01-02 | 697.5004 | 662.0379 | 623.795 | 613.3005 | 654.336 | 774.8959 | 906.1432 | 933.9592 | 885.5546 | 793.2069 | 734.6862 | 726.0865 | 710.6223 | 636.1127 | 677.4821 | 799.627 | 925.9444 | 1004.1133 | 1036.6844 | 1002.1314 | 979.6213 | 939.2787 | 870.4351 | 784.8009
2030-01-03 | 670.912 | 637.0848 | 603.8587 | 592.2822 | 630.1138 | 743.0386 | 873.9822 | 889.9303 | 829.0877 | 743.4314 | 676.3862 | 652.0251 | 669.4396 | 582.8047 | 589.3491 | 669.8801 | 837.759 | 939.9226 | 984.5721 | 973.3737 | 948.6223 | 910.241 | 821.5191 | 743.6333
2030-01-04 | 653.3303 | 627.5481 | 588.0989 | 573.3797 | 611.331 | 709.8811 | 831.0535 | 840.4873 | 781.6519 | 698.4594 | 633.1644 | 578.5105 | 531.136 | 492.9356 | 565.5066 | 647.0407 | 781.4195 | 884.0278 | 921.1634 | 920.8261 | 893.821 | 851.1599 | 807.2892 | 738.0174
2030-01-05 | 689.4844 | 632.564 | 591.8643 | 571.0682 | 575.6869 | 603.9284 | 675.118 | 702.296 | 646.6489 | 578.8067 | 528.3238 | 489.3596 | 490.377 | 390.4932 | 402.0546 | 535.352 | 703.9862 | 808.0588 | 889.4457 | 882.1651 | 884.7463 | 843.5096 | 800.7552 | 749.893
2030-01-06 | 701.5619 | 651.276 | 598.4587 | 576.6371 | 580.4997 | 604.6875 | 662.9586 | 690.0346 | 653.2415 | 565.4061 | 491.7355 | 465.4755 | 442.5588 | 365.8158 | 418.4234 | 551.4003 | 734.4663 | 855.1533 | 939.6346 | 926.8692 | 910.9499 | 882.145 | 805.9199 | 723.4422
2030-01-07 | 660.1239 | 614.7194 | 576.8903 | 572.2738 | 613.1751 | 730.8989 | 864.3719 | 883.7932 | 803.8653 | 701.1969 | 628.4002 | 611.0203 | 591.2822 | 525.8281 | 535.4629 | 640.8161 | 801.8623 | 914.6622 | 987.8615 | 975.4856 | 930.716 | 890.3456 | 806.3838 | 720.8964
2030-01-08 | 689.4807 | 652.6025 | 618.2519 | 603.6098 | 643.9747 | 764.824 | 896.7419 | 918.0435 | 851.8963 | 766.3439 | 695.8696 | 675.0963 | 621.0043 | 558.0768 | 579.7735 | 694.0021 | 870.6242 | 966.9988 | 1027.6348 | 1010.7542 | 974.8871 | 924.711 | 837.5176 | 752.183
2030-01-09 | 661.9691 | 631.9229 | 592.9867 | 580.1041 | 617.3463 | 730.2528 | 856.5068 | 878.9262 | 815.1505 | 732.9161 | 685.4772 | 658.4614 | 622.6591 | 530.9755 | 562.3015 | 668.6791 | 837.4569 | 935.5982 | 987.481 | 963.2667 | 936.6539 | 894.6766 | 816.2669 | 734.1228
2030-01-10 | 685.0264 | 651.7405 | 619.4199 | 605.6745 | 643.4517 | 758.2547 | 889.847 | 909.8281 | 846.1304 | 772.3093 | 710.4602 | 667.5495 | 651.9641 | 579.9272 | 591.2613 | 716.0182 | 866.5854 | 964.3318 | 1015.5348 | 994.3464 | 974.1628 | 932.5132 | 844.523 | 766.1666
2030-01-11 | 679.4526 | 651.4384 | 612.8063 | 596.749 | 634.3416 | 736.8614 | 860.5776 | 877.6697 | 834.2139 | 759.7711 | 724.4994 | 690.391 | 676.3541 | 559.9767 | 607.5319 | 668.7973 | 824.5666 | 924.2857 | 973.4893 | 957.1829 | 934.3112 | 892.3606 | 842.9862 | 773.129
2030-01-12 | 724.9956 | 668.1142 | 627.6337 | 604.0305 | 609.4088 | 642.2105 | 718.1765 | 753.8751 | 711.0797 | 643.808 | 593.7093 | 559.8039 | 482.0005 | 393.5584 | 461.0154 | 576.8304 | 748.2382 | 871.2016 | 957.1451 | 935.5497 | 933.8132 | 897.8057 | 853.5302 | 795.4562
2030-01-13 | 726.2288 | 676.0185 | 624.4168 | 600.5205 | 605.6697 | 634.2449 | 696.6067 | 732.9817 | 686.5839 | 599.0437 | 533.5329 | 490.6323 | 388.7201 | 360.2206 | 412.3842 | 563.3488 | 756.7166 | 888.5889 | 986.1305 | 965.9365 | 958.4744 | 920.1929 | 839.7758 | 753.6207
2030-01-14 | 693.3747 | 646.7305 | 610.7073 | 604.8003 | 646.7804 | 770.2559 | 906.4591 | 939.3058 | 875.5587 | 785.2518 | 706.9514 | 694.5923 | 656.321 | 582.8302 | 629.5932 | 740.8621 | 896.526 | 983.1062 | 1055.8237 | 1030.8726 | 985.3126 | 942.6143 | 859.0252 | 769.6162
2030-01-15 | 676.1629 | 638.3397 | 602.2807 | 589.2706 | 628.9336 | 746.5527 | 875.8639 | 896.5932 | 841.0594 | 760.4832 | 684.3731 | 663.7394 | 656.8281 | 584.8303 | 606.8193 | 717.2809 | 863.1822 | 941.8295 | 997.5707 | 983.6243 | 952.41 | 899.3249 | 814.4021 | 733.1799
2030-01-16 | 684.03 | 655.0513 | 618.3301 | 603.958 | 641.4982 | 758.6805 | 887.2656 | 914.9881 | 876.954 | 792.2966 | 736.5984 | 703.3803 | 700.7069 | 594.08 | 617.1205 | 724.2685 | 888.5888 | 973.0661 | 1028.3844 | 996.5336 | 971.5833 | 928.0893 | 851.9229 | 766.0341
2030-01-17 | 679.4505 | 648.1852 | 614.9929 | 601.9311 | 639.5143 | 753.5875 | 884.9802 | 906.8397 | 853.1847 | 782.9484 | 732.8976 | 695.8855 | 669.018 | 588.596 | 602.7011 | 683.7459 | 834.2741 | 952.3791 | 1011.3635 | 989.4775 | 972.8341 | 928.1158 | 837.0916 | 760.7512
2030-01-18 | 676.7846 | 648.9653 | 610.6829 | 594.7841 | 632.2961 | 734.2288 | 857.3404 | 871.2147 | 815.5943 | 724.3286 | 657.1726 | 601.6751 | 500.4777 | 482.4151 | 531.0313 | 626.3093 | 786.5509 | 894.2335 | 965.7688 | 954.429 | 928.221 | 889.2039 | 840.7908 | 766.7811
2030-01-19 | 714.106 | 653.1832 | 614.7681 | 592.7509 | 597.7518 | 630.2988 | 703.8557 | 743.2239 | 696.5465 | 632.1647 | 578.6875 | 533.2999 | 445.5503 | 373.2469 | 430.4891 | 540.0321 | 719.6882 | 842.6221 | 935.7872 | 918.5584 | 920.9778 | 884.7222 | 838.779 | 780.3967
2030-01-20 | 701.9155 | 650.5037 | 600.0584 | 579.6156 | 583.6075 | 607.8412 | 662.8655 | 689.9795 | 683.6657 | 621.3716 | 539.2727 | 539.1427 | 537.5682 | 510.8816 | 527.2783 | 641.6207 | 774.6451 | 853.4551 | 944.5861 | 929.9904 | 914.825 | 891.3897 | 812.3055 | 726.9095
2030-01-21 | 717.8922 | 669.155 | 630.2795 | 609.2923 | 629.653 | 690.3376 | 775.0851 | 793.7939 | 778.1816 | 725.0892 | 673.0725 | 647.526 | 605.8781 | 507.1603 | 521.7669 | 658.37 | 802.0837 | 920.0831 | 999.8861 | 967.9353 | 937.5637 | 922.3254 | 840.4963 | 758.0763
2030-01-22 | 678.3145 | 638.2026 | 601.2068 | 592.1302 | 635.0605 | 753.8974 | 883.6132 | 903.0404 | 853.6644 | 779.0085 | 722.9656 | 681.3043 | 662.078 | 591.1014 | 591.5612 | 689.6606 | 826.1425 | 934.8232 | 1011.1514 | 996.8475 | 963.8931 | 909.7905 | 824.3468 | 741.4381
2030-01-23 | 635.1822 | 608.3887 | 568.1684 | 556.9658 | 594.024 | 702.6038 | 826.8193 | 838.1356 | 778.0436 | 692.5028 | 615.8629 | 603.5473 | 611.9858 | 568.9658 | 587.0007 | 680.8024 | 817.0232 | 878.1838 | 949.7893 | 935.8654 | 907.5391 | 861.6478 | 782.4782 | 701.6949
2030-01-24 | 645.333 | 611.6695 | 578.6498 | 568.6257 | 605.4156 | 713.0239 | 841.8235 | 861.4379 | 800.5535 | 723.0198 | 669.8004 | 636.2353 | 631.6742 | 558.6598 | 543.4578 | 626.4757 | 767.8177 | 875.8327 | 950.3584 | 944.5913 | 920.9991 | 879.6275 | 787.4944 | 711.7583
2030-01-25 | 656.5599 | 629.7274 | 589.0147 | 574.403 | 611.5112 | 709.7578 | 830.7285 | 843.225 | 797.043 | 728.7005 | 657.0006 | 619.6856 | 636.0207 | 555.9537 | 595.4188 | 648.1724 | 762.945 | 855.3009 | 929.9416 | 921.3337 | 898.5806 | 855.7388 | 808.2009 | 741.0982
2030-01-26 | 730.4102 | 672.2838 | 633.2401 | 609.2052 | 614.5635 | 650.1339 | 724.7994 | 767.8921 | 725.2701 | 652.7347 | 582.8332 | 531.183 | 429.1867 | 374.0673 | 411.9136 | 542.8839 | 706.0619 | 840.5507 | 957.3469 | 938.1955 | 937.8299 | 903.8022 | 859.6754 | 801.1652
2030-01-27 | 708.1012 | 658.722 | 609.2934 | 586.7113 | 591.1354 | 617.1427 | 676.9032 | 707.9067 | 674.4216 | 584.3589 | 522.0571 | 512.1414 | 501.2638 | 439.7971 | 486.6504 | 625.4183 | 750.1657 | 842.2039 | 940.2982 | 924.4114 | 920.1499 | 903.2461 | 823.0939 | 736.3362
2030-01-28 | 668.2726 | 622.6329 | 585.4511 | 580.7849 | 621.8462 | 740.8396 | 870.8073 | 893.6792 | 805.6556 | 707.3513 | 648.1255 | 664.5168 | 653.9051 | 553.7801 | 527.9883 | 636.2776 | 783.0321 | 882.0239 | 997.2506 | 983.6512 | 939.8884 | 898.2053 | 816.98 | 730.8705
2030-01-29 | 670.9397 | 635.9614 | 601.064 | 587.6431 | 627.3308 | 745.1727 | 873.9421 | 901.2759 | 845.9625 | 758.0795 | 693.2389 | 648.5914 | 629.6852 | 560.0961 | 558.5936 | 658.4627 | 824.4287 | 920.4706 | 1000.5198 | 986.6137 | 953.5225 | 903.3591 | 817.1121 | 734.8807
2030-01-30 | 671.6308 | 643.7002 | 606.5323 | 593.1558 | 630.5772 | 745.8086 | 874.3618 | 893.5861 | 822.3085 | 734.8759 | 654.5776 | 632.9348 | 565.5981 | 521.783 | 526.261 | 647.297 | 789.0894 | 895.4437 | 998.652 | 969.3064 | 945.1579 | 905.6063 | 832.2014 | 748.9617
2030-01-31 | 678.6097 | 646.0526 | 613.1874 | 600.3951 | 638.9111 | 755.6674 | 888.7532 | 910.259 | 848.2169 | 767.2161 | 704.8559 | 662.6108 | 615.4076 | 538.8602 | 568.5717 | 660.0893 | 797.7586 | 913.4881 | 1005.1118 | 981.0113 | 962.4279 | 922.7378 | 833.0874 | 758.9892
2030-02-01 | 722.4973 | 706.4059 | 667.9642 | 647.4616 | 687.2488 | 795.0701 | 907.538 | 923.7232 | 846.5303 | 734.8086 | 691.7072 | 677.3801 | 608.9001 | 562.7472 | 586.9853 | 646.7889 | 784.6353 | 908.5701 | 972.0118 | 981.4611 | 964.6331 | 923.184 | 875.5031 | 813.3937
2030-02-02 | 746.8522 | 699.594 | 658.2898 | 635.0751 | 646.6391 | 692.0995 | 760.7679 | 794.3958 | 737.9986 | 682.4348 | 650.387 | 580.4254 | 498.7688 | 405.0305 | 509.146 | 573.2765 | 744.5036 | 835.3505 | 934.5034 | 938.4957 | 946.5118 | 908.0657 | 854.7908 | 809.4975
2030-02-03 | 742.6461 | 708.0721 | 654.4975 | 629.8961 | 640.1579 | 680.9987 | 735.2263 | 776.0862 | 754.4272 | 677.4334 | 608.9934 | 593.9335 | 541.6774 | 509.2145 | 478.1395 | 570.4825 | 746.0191 | 864.6215 | 950.4962 | 956.2179 | 952.8558 | 921.7198 | 840.6868 | 770.5901
2030-02-04 | 707.0501 | 672.8425 | 633.691 | 624.2066 | 666.9505 | 788.6348 | 907.7563 | 934.2747 | 855.7917 | 780.547 | 699.5678 | 688.6407 | 689.441 | 606.9615 | 579.5256 | 652.0377 | 813.0086 | 919.5614 | 1000.7365 | 1009.2614 | 974.3103 | 933.1089 | 847.6247 | 772.2757
2030-02-05 | 726.39 | 700.0509 | 663.429 | 645.0641 | 687.3899 | 810.8183 | 927.6554 | 951.9916 | 882.2499 | 767.32 | 702.1466 | 667.2183 | 680.5332 | 605.0479 | 590.7691 | 654.749 | 794.4539 | 921.2448 | 1006.3818 | 1013.3643 | 994.6242 | 943.8841 | 856.153 | 783.4227
2030-02-06 | 717.194 | 698.3536 | 660.3275 | 641.9997 | 682.2197 | 802.8351 | 918.2687 | 941.0266 | 884.991 | 802.1777 | 744.244 | 735.5787 | 695.0556 | 633.4258 | 585.7571 | 671.3308 | 826.7279 | 935.6351 | 999.3042 | 997.5583 | 978.9796 | 942.0332 | 861.1554 | 791.7893
2030-02-07 | 723.2975 | 701.6593 | 666.4366 | 649.0033 | 690.3243 | 810.0535 | 928.005 | 948.9452 | 833.8215 | 722.7333 | 657.3902 | 622.9216 | 491.7132 | 503.4552 | 502.9942 | 612.339 | 778.5165 | 900.8128 | 995.7208 | 1002.8325 | 993.215 | 951.746 | 858.3867 | 796.197
2030-02-08 | 714.905 | 698.9222 | 659.7684 | 640.3162 | 680.9916 | 789.1335 | 898.7985 | 910.5973 | 828.7942 | 707.0252 | 628.4609 | 595.6957 | 469.4689 | 458.2541 | 532.0344 | 611.3451 | 761.3805 | 884.6147 | 969.1598 | 982.0689 | 964.8974 | 922.8751 | 866.045 | 808.8115
2030-02-09 | 772.9607 | 725.2274 | 686.768 | 659.1882 | 671.1801 | 721.5976 | 792.271 | 822.0516 | 745.7841 | 657.386 | 597.4601 | 563.8562 | 419.7558 | 390.2602 | 420.0454 | 525.6197 | 722.9163 | 862.5899 | 975.4397 | 978.0174 | 979.4353 | 941.3667 | 888.8177 | 842.8718
2030-02-10 | 775.2703 | 735.523 | 685.2795 | 660.2436 | 670.5249 | 717.0677 | 771.0123 | 806.505 | 776.8893 | 661.457 | 600.3265 | 553.2458 | 508.9036 | 442.0615 | 482.2312 | 607.4232 | 767.1253 | 890.0518 | 994.37 | 991.0982 | 993.5309 | 963.3026 | 879.4684 | 805.3302
2030-02-11 | 717.9421 | 686.2151 | 647.0993 | 636.8375 | 679.9098 | 804.1221 | 926.8294 | 944.8651 | 866.9228 | 761.6258 | 694.0202 | 679.8398 | 634.8089 | 572.8887 | 559.7525 | 622.2414 | 785.7673 | 915.9288 | 1014.673 | 1017.9947 | 988.8644 | 946.8334 | 862.3324 | 788.1297
2030-02-12 | 725.143 | 700.3314 | 665.3423 | 646.7418 | 689.1195 | 812.9744 | 930.2517 | 949.4469 | 865.4286 | 755.9288 | 664.0679 | 631.9685 | 514.9453 | 478.4396 | 479.6027 | 609.2113 | 798.8282 | 901.0633 | 1005.6836 | 1014.752 | 991.3813 | 945.2089 | 857.9308 | 788.6619
2030-02-13 | 727.8167 | 707.8071 | 672.6758 | 653.8164 | 694.4754 | 817.501 | 932.8937 | 954.3031 | 920.5466 | 862.3749 | 824.9701 | 691.5206 | 689.8116 | 647.8537 | 624.5076 | 706.13 | 845.3528 | 941.3654 | 1010.2997 | 1006.0465 | 989.4399 | 955.3276 | 880.3442 | 807.6938
2030-02-14 | 726.0047 | 704.697 | 669.7718 | 652.0794 | 693.5606 | 814.4944 | 927.6664 | 948.4959 | 888.6471 | 816.7287 | 768.7793 | 767.8764 | 752.7273 | 716.9427 | 615.5271 | 683.1569 | 824.1482 | 924.2104 | 1003.6925 | 1008.6422 | 994.4592 | 956.7254 | 867.548 | 803.2271
2030-02-15 | 737.599 | 719.6815 | 682.5718 | 660.8685 | 700.6827 | 813.1743 | 916.0916 | 940.1974 | 892.6766 | 799.1234 | 699.9369 | 665.0813 | 574.6548 | 545.5825 | 561.8779 | 622.5419 | 760.6923 | 889.4767 | 992.1017 | 999.5508 | 983.0594 | 943.3956 | 896.6881 | 835.2256
2030-02-16 | 754.2226 | 706.2756 | 666.9885 | 641.9043 | 653.55 | 699.4176 | 768.3439 | 784.2705 | 729.3486 | 640.1218 | 554.6768 | 526.2639 | 407.2818 | 383.381 | 414.5208 | 489.5456 | 673.486 | 805.3126 | 932.1507 | 948.3439 | 953.9755 | 918.6227 | 867.2388 | 821.3761
2030-02-17 | 753.0462 | 717.444 | 666.7726 | 641.5989 | 652.8578 | 696.2837 | 754.3002 | 779.4942 | 706.2664 | 620.1591 | 573.2316 | 539.1613 | 438.0176 | 376.4664 | 397.0115 | 516.2258 | 694.742 | 833.7583 | 952.2028 | 974.1744 | 973.9689 | 939.4 | 854.0776 | 780.8139
2030-02-18 | 757.3932 | 723.3634 | 686.7502 | 662.1368 | 685.5235 | 757.9662 | 834.295 | 839.513 | 795.6984 | 690.5164 | 680.9558 | 687.9453 | 657.2613 | 654.9146 | 591.9448 | 660.5716 | 800.6344 | 903.9476 | 985.1003 | 981.213 | 965.9849 | 956.2459 | 871.5537 | 806.1595
2030-02-19 | 733.69 | 704.4649 | 666.9993 | 652.9748 | 697.9668 | 824.3722 | 942.1997 | 950.5836 | 886.9207 | 787.0116 | 700.0667 | 654.1548 | 564.2616 | 502.8456 | 537.7264 | 637.3911 | 779.6783 | 903.5239 | 1006.7126 | 1020.6503 | 997.5396 | 956.3413 | 869.9653 | 799.2101
2030-02-20 | 724.7755 | 708.1049 | 669.7801 | 651.4191 | 692.2081 | 815.0203 | 929.8055 | 942.956 | 859.2437 | 760.4632 | 702.7643 | 673.603 | 610.1557 | 588.7123 | 596.3486 | 689.8843 | 801.8914 | 909.0574 | 1003.3438 | 1000.8991 | 983.4781 | 953.246 | 876.0895 | 803.4234
2030-02-21 | 715.6989 | 693.017 | 659.9767 | 643.6348 | 685.0139 | 804.7186 | 922.6857 | 923.0218 | 849.627 | 753.2702 | 677.3503 | 651.8278 | 562.0592 | 565.5271 | 545.4264 | 619.0228 | 779.5533 | 892.1378 | 983.9664 | 994.9245 | 981.8919 | 947.125 | 854.4423 | 793.8249
2030-02-22 | 730.7152 | 715.3622 | 676.8359 | 656.184 | 696.2577 | 807.2621 | 919.0145 | 925.9814 | 847.873 | 766.3784 | 731.1901 | 688.557 | 632.6923 | 575.0437 | 636.2901 | 704.3552 | 822.644 | 903.3129 | 983.8756 | 994.4326 | 978.2641 | 936.6232 | 888.4911 | 825.4038
2030-02-23 | 760.0121 | 712.1771 | 674.617 | 648.387 | 660.1597 | 708.9171 | 778.3818 | 797.475 | 741.1063 | 635.7585 | 573.8505 | 537.1191 | 442.204 | 398.3367 | 462.453 | 525.9638 | 692.9279 | 821.736 | 942.7316 | 954.1217 | 965.7505 | 927.3974 | 872.919 | 823.6474
2030-02-24 | 753.2532 | 715.6085 | 664.3681 | 641.8398 | 652.3436 | 695.6622 | 752.0149 | 769.0164 | 733.1307 | 628.7535 | 553.4615 | 525.6718 | 504.9705 | 443.2584 | 458.206 | 569.8995 | 706.2633 | 834.4019 | 946.4114 | 962.2858 | 962.2101 | 939.2945 | 855.7729 | 782.6198
2030-02-25 | 702.3974 | 670.3839 | 631.5487 | 622.8024 | 665.6668 | 787.2007 | 905.349 | 902.9822 | 814.5071 | 707.2987 | 652.3577 | 642.3299 | 587.0487 | 554.6307 | 626.923 | 686.3281 | 776.6741 | 873.8214 | 977.2511 | 990.9404 | 956.0971 | 921.3625 | 837.4892 | 764.6344
2030-02-26 | 706.1373 | 683.0051 | 645.5683 | 628.5243 | 670.2481 | 790.9203 | 905.5213 | 907.3136 | 833.4091 | 708.4115 | 633.454 | 601.5848 | 494.6267 | 487.3185 | 471.4256 | 559.7174 | 740.1761 | 866.5537 | 968.9112 | 990.771 | 965.5562 | 918.528 | 830.8365 | 762.0041
2030-02-27 | 686.8776 | 668.6565 | 631.085 | 615.5689 | 655.7872 | 771.7682 | 882.2982 | 877.5949 | 775.8576 | 640.8511 | 591.1952 | 575.8595 | 468.5308 | 524.3764 | 556.3691 | 618.7322 | 773.5186 | 860.8882 | 943.5252 | 956.3132 | 938.4849 | 900.2233 | 821.1528 | 753.6951
2030-02-28 | 716.443 | 697.6315 | 662.3894 | 645.7471 | 686.6124 | 806.3018 | 922.5139 | 927.9739 | 872.7704 | 786.139 | 735.9096 | 731.0109 | 729.3333 | 674.9556 | 703.4129 | 755.8248 | 858.7687 | 920.759 | 986.4368 | 996.2277 | 987.1362 | 951.8274 | 858.216 | 797.2913
2030-03-01 | 736.171 | 689.2618 | 649.7839 | 621.1424 | 656.6279 | 759.4743 | 863.3418 | 901.7601 | 852.2721 | 774.595 | 719.6559 | 673.9179 | 616.6982 | 549.9996 | 596.935 | 658.3117 | 777.5355 | 887.0363 | 968.9988 | 971.0125 | 944.0263 | 932.3029 | 887.5609 | 827.3423
2030-03-02 | 724.8011 | 681.4417 | 632.8733 | 599.4671 | 604.9701 | 648.3381 | 712.3514 | 755.9012 | 690.199 | 622.3598 | 579.9814 | 548.4341 | 477.0031 | 407.4414 | 372.4062 | 471.5824 | 650.5622 | 788.1749 | 885.4974 | 909.578 | 882.7941 | 884.7878 | 840.3953 | 779.6835
2030-03-03 | 704.1518 | 662.9167 | 620.0843 | 592.7773 | 596.2754 | 623.5903 | 671.2232 | 689.9586 | 647.9088 | 595.8263 | 536.4479 | 455.4811 | 384.7817 | 346.2373 | 432.8103 | 530.3554 | 671.5162 | 790.2846 | 906.4585 | 916.5403 | 898.2804 | 907.7645 | 825.7419 | 744.5593
2030-03-04 | 695.2372 | 658.5157 | 620.6238 | 602.6482 | 641.1151 | 760.052 | 873.9634 | 914.663 | 837.6407 | 752.2799 | 688.3425 | 676.1142 | 626.4338 | 553.0698 | 601.9507 | 692.2738 | 818.2121 | 894.2207 | 997.7818 | 999.5662 | 960.7778 | 941.4661 | 861.6114 | 774.2698
2030-03-05 | 695.0813 | 661.853 | 627.4986 | 601.95 | 639.2304 | 751.9989 | 864.6323 | 871.3009 | 790.4531 | 678.1948 | 608.9129 | 502.6277 | 409.7945 | 394.685 | 419.2662 | 517.5816 | 680.4521 | 835.373 | 958.4805 | 981.863 | 949.2934 | 917.7023 | 835.8428 | 760.3964
2030-03-06 | 699.7881 | 672.4385 | 635.7442 | 610.927 | 646.3958 | 757.5607 | 872.5446 | 886.8625 | 791.2843 | 697.4724 | 622.2566 | 535.5934 | 440.4138 | 425.3804 | 443.2592 | 561.1206 | 699.6552 | 849.211 | 962.7961 | 965.4978 | 940.3856 | 934.111 | 859.3391 | 783.0399
2030-03-07 | 702.3649 | 675.4161 | 643.2516 | 617.9679 | 655.1044 | 760.6192 | 869.598 | 873.5094 | 780.207 | 686.3168 | 627.7112 | 551.3895 | 478.6482 | 490.1334 | 558.1041 | 629.5906 | 770.9651 | 877.6537 | 971.1878 | 993.001 | 960.6449 | 945.5909 | 866.2578 | 792.1007
2030-03-08 | 721.652 | 675.5499 | 636.9446 | 610.3659 | 645.3451 | 744.1719 | 851.1706 | 863.9952 | 793.8025 | 708.6775 | 650.6682 | 616.4518 | 510.9745 | 548.9262 | 599.7544 | 628.2277 | 735.4781 | 818.7753 | 936.4961 | 947.1559 | 925.0362 | 905.6303 | 871.1767 | 809.3964
2030-03-09 | 753.2617 | 709.5058 | 662.3165 | 627.3087 | 633.4437 | 682.209 | 749.4045 | 790.3386 | 733.8617 | 664.6886 | 594.022 | 548.6214 | 432.7242 | 389.2617 | 434.0457 | 528.1237 | 667.4606 | 810.5417 | 937.9884 | 940.9227 | 919.6939 | 925.4581 | 878.7119 | 814.9932
2030-03-10 | 731.7799 | 689.4643 | 648.9101 | 614.6608 | 617.0493 | 639.2799 | 689.0366 | 702.3848 | 649.7105 | 554.0094 | 519.9685 | 460.3988 | 327.3322 | 315.3884 | 376.543 | 508.6346 | 662.4481 | 815.0769 | 943.9829 | 950.923 | 956.4261 | 955.0846 | 872.2164 | 780.5927
2030-03-11 | 705.3697 | 663.2286 | 624.041 | 601.8724 | 635.9403 | 739.8648 | 868.8052 | 904.3263 | 842.1129 | 762.5104 | 708.2469 | 697.219 | 662.33 | 560.0367 | 587.941 | 646.5944 | 781.5723 | 893.5386 | 1004.1262 | 1005.2261 | 977.985 | 960.5941 | 876.5159 | 790.2439
2030-03-12 | 719.8111 | 682.0987 | 649.9731 | 617.9385 | 649.5051 | 750.9557 | 880.6805 | 908.07 | 864.5674 | 764.4676 | 697.6259 | 665.6072 | 608.9466 | 540.7023 | 525.7235 | 584.0378 | 723.2822 | 862.1568 | 992.2684 | 1007.6173 | 995.8231 | 966.6118 | 877.9483 | 796.6756
2030-03-13 | 715.802 | 683.8304 | 645.2349 | 616.0216 | 644.9071 | 746.2655 | 877.0113 | 884.4324 | 810.0944 | 722.3655 | 652.1789 | 627.9171 | 519.7084 | 529.6237 | 549.1335 | 642.8184 | 775.5875 | 891.8964 | 993.7322 | 985.8137 | 979.3604 | 968.6442 | 888.3069 | 809.755
2030-03-14 | 710.0385 | 680.0983 | 648.66 | 616.9057 | 646.2096 | 737.1827 | 861.4591 | 868.7025 | 800.3737 | 737.5178 | 702.8514 | 657.7426 | 561.5768 | 570.1953 | 583.7416 | 656.1178 | 786.0998 | 883.3583 | 984.5202 | 1006.4482 | 994.988 | 973.3587 | 885.8983 | 805.2449
2030-03-15 | 723.6766 | 673.3657 | 631.8092 | 601.6123 | 630.5327 | 715.1058 | 835.3775 | 838.037 | 790.2875 | 681.9988 | 612.2039 | 551.4979 | 434.8966 | 432.761 | 497.8494 | 587.4429 | 695.4847 | 816.5721 | 939.6953 | 952.1794 | 928.3941 | 930.3589 | 879.8172 | 814.0836
2030-03-16 | 716.6042 | 672.5205 | 618.4766 | 584.4466 | 587.713 | 620.6513 | 684.8431 | 679.3026 | 605.5461 | 538.7636 | 460.1688 | 403.5086 | 296.0559 | 313.8717 | 310.7995 | 405.4896 | 580.2353 | 747.0318 | 877.1239 | 896.1741 | 875.333 | 877.9676 | 829.8051 | 764.771
2030-03-17 | 711.3302 | 667.8824 | 624.7522 | 593.818 | 595.5715 | 618.6826 | 666.1129 | 656.1668 | 597.2655 | 509.2749 | 451.9513 | 354.8406 | 265.8433 | 236.9314 | 295.0858 | 425.5195 | 598.5665 | 761.7299 | 913.3946 | 935.8364 | 927.6362 | 923.9968 | 842.7736 | 758.313
2030-03-18 | 679.22 | 638.0094 | 599.0974 | 578.3351 | 612.0548 | 716.2352 | 841.7281 | 840.5275 | 760.2785 | 656.1689 | 581.2993 | 546.4613 | 451.8591 | 443.0872 | 483.1474 | 551.8757 | 706.3824 | 832.0633 | 968.9469 | 984.312 | 949.4971 | 926.4762 | 840.8677 | 755.1455
2030-03-19 | 695.968 | 659.2028 | 623.9089 | 594.8455 | 625.8328 | 728.19 | 854.9836 | 848.509 | 786.5484 | 711.4791 | 655.2432 | 635.1323 | 558.4097 | 525.0098 | 541.6966 | 572.4724 | 703.4544 | 827.0568 | 964.0002 | 988.3883 | 967.0094 | 932.5423 | 843.3406 | 764.4333
2030-03-20 | 701.3319 | 670.5837 | 629.8927 | 602.1403 | 630.9626 | 731.9454 | 862.0475 | 856.262 | 790.4961 | 693.5241 | 654.9994 | 620.8285 | 503.9553 | 523.3511 | 570.7953 | 649.5999 | 765.1249 | 871.9447 | 979.6206 | 980.9585 | 957.2662 | 943.663 | 865.0833 | 784.7822
2030-03-21 | 703.2332 | 674.3727 | 642.3145 | 610.5006 | 639.552 | 734.245 | 857.6553 | 851.1302 | 787.6103 | 726.4563 | 703.5604 | 645.6926 | 544.1634 | 513.0857 | 545.8493 | 627.7421 | 767.067 | 864.7353 | 980.2955 | 1006.799 | 986.08 | 959.735 | 873.9705 | 794.7457
2030-03-22 | 737.6446 | 688.7835 | 649.7027 | 616.3023 | 646.1209 | 737.6091 | 857.8634 | 855.7789 | 817.8908 | 735.5021 | 696.823 | 683.5472 | 616.1466 | 566.0916 | 618.5145 | 643.7173 | 801.0064 | 877.1341 | 975.1472 | 979.1704 | 959.7901 | 956.034 | 900.5927 | 836.5355
2030-03-23 | 748.9204 | 703.4736 | 650.4508 | 614.3334 | 617.7794 | 656.5364 | 723.2742 | 723.5511 | 678.3308 | 612.5324 | 564.1178 | 524.1284 | 388.5391 | 374.1298 | 403.4608 | 533.2135 | 685.0633 | 814.7069 | 934.0412 | 940.9764 | 913.4006 | 922.2535 | 874.0703 | 808.6324
2030-03-24 | 730.8243 | 686.3178 | 644.2487 | 611.5201 | 613.532 | 640.774 | 689.8727 | 676.6128 | 647.6878 | 617.5234 | 558.8281 | 558.7428 | 504.8239 | 431.1062 | 474.7382 | 535.567 | 672.3059 | 813.2908 | 943.604 | 955.8661 | 951.909 | 940.6842 | 868.7348 | 780.983
2030-03-25 | 717.0819 | 673.8262 | 637.7484 | 614.9859 | 649.4254 | 761.869 | 891.0603 | 874.7501 | 804.2005 | 725.7925 | 699.639 | 695.5438 | 590.9685 | 556.3889 | 570.1659 | 639.1659 | 782.6188 | 897.2052 | 1016.6936 | 1029.0567 | 997.8578 | 975.5521 | 891.8767 | 804.9871
2030-03-26 | 751.9046 | 718.97 | 680.1908 | 632.9746 | 641.5004 | 685.1456 | 754.7517 | 728.3469 | 710.8058 | 632.8366 | 582.296 | 501.1155 | 389.0841 | 375.1105 | 381.7408 | 489.7735 | 658.6604 | 831.7506 | 953.9512 | 956.5095 | 960.5475 | 954.6714 | 867.9671 | 797.4722
2030-03-27 | 713.942 | 678.6764 | 640.1266 | 613.6308 | 645.3868 | 744.849 | 877.0874 | 843.6286 | 755.5923 | 648.0815 | 579.0698 | 437.1192 | 394.8719 | 384.5864 | 410.312 | 509.5795 | 690.4231 | 849.235 | 980.2532 | 988.5845 | 972.4495 | 964.9928 | 885.7869 | 806.4923
2030-03-28 | 703.9455 | 674.1205 | 639.7008 | 610.8972 | 639.7002 | 729.0046 | 851.1163 | 806.1396 | 761.5403 | 708.1175 | 689.7564 | 620.8645 | 515.2492 | 499.0926 | 503.1464 | 558.1487 | 699.5321 | 842.9305 | 971.6523 | 999.5705 | 986.9953 | 960.2491 | 875.083 | 798.3903
2030-03-29 | 729.9917 | 678.9077 | 639.2691 | 607.6345 | 637.2029 | 725.7828 | 843.4694 | 824.4805 | 774.5759 | 692.1501 | 606.3633 | 528.1911 | 417.5115 | 397.0609 | 466.9906 | 559.6265 | 705.3061 | 825.5933 | 953.4676 | 965.138 | 945.7524 | 943.4767 | 892.9048 | 824.9269
2030-03-30 | 749.917 | 703.0484 | 651.5196 | 614.9883 | 617.8814 | 656.7106 | 722.7192 | 696.3683 | 656.7118 | 574.5194 | 514.415 | 435.4565 | 326.677 | 299.8731 | 331.105 | 431.0952 | 612.2305 | 811.5231 | 944.0878 | 958.854 | 928.7096 | 922.1452 | 873.2194 | 809.3466
2030-03-31 | 749.0391 | 703.1027 | 660.7736 | 627.4535 | 633.3212 | 665.2242 | 713.833 | 687.4648 | 644.6981 | 589.9184 | 570.9307 | 572.3363 | 482.3499 | 431.1732 | 465.1767 | 553.7104 | 729.153 | 876.0344 | 991.482 | 988.1244 | 979.6332 | 972.0455 | 892.5172 | 805.8833
2030-04-01 | 753.1385 | 709.2364 | 662.2883 | 645.3518 | 685.0265 | 794.9544 | 908 | 908.2682 | 856.8292 | 755.8013 | 712.9153 | 667.8232 | 562.2483 | 540.4401 | 587.2924 | 690.0585 | 881.4784 | 967.6898 | 1068.1186 | 1068.9873 | 1061.0947 | 1025.4972 | 928.5933 | 856.0736
2030-04-02 | 754.4841 | 716.5498 | 671.0627 | 644.6534 | 684.212 | 787.4129 | 897.968 | 891.7129 | 863.2335 | 774.9068 | 713.4094 | 638.5792 | 561.0615 | 563.1984 | 611.9804 | 696.7151 | 852.7861 | 952.978 | 1044.8674 | 1054.3956 | 1056.1657 | 1012.76 | 909.9414 | 842.452
2030-04-03 | 738.1243 | 708.8836 | 659.2356 | 635.709 | 672.8162 | 769.0778 | 886.6824 | 873.9523 | 806.4974 | 704.6239 | 653.9568 | 521.4905 | 479.865 | 528.843 | 589.532 | 716.0974 | 831.6212 | 930.3603 | 1024.6392 | 1021.5804 | 1028.9969 | 1007.0211 | 911.5365 | 840.9734
2030-04-04 | 730.2559 | 701.2038 | 657.2046 | 633.8681 | 671.34 | 758.5839 | 865.5609 | 837.416 | 809.29 | 747.3425 | 684.1858 | 593.5515 | 519.356 | 480.3408 | 524.1067 | 637.5926 | 785.3767 | 906.7402 | 999.305 | 1032.0858 | 1039.4638 | 1000.9549 | 901.2648 | 835.4529
2030-04-05 | 745.9395 | 697.1884 | 643.3933 | 618.4997 | 656.1732 | 738.4704 | 848.8789 | 826.1343 | 774.3491 | 700.4464 | 638.2633 | 568.335 | 508.6374 | 438.9883 | 508.6218 | 580.7751 | 753.8853 | 856.0639 | 963.6607 | 974.6879 | 974.5602 | 962.4126 | 896.7735 | 848.1162
2030-04-06 | 763.7341 | 719.0492 | 656.1793 | 625.5753 | 633.294 | 665.943 | 724.0712 | 710.6395 | 665.1207 | 611.5418 | 551.9916 | 476.4908 | 363.0063 | 336.7099 | 372.3467 | 483.1903 | 677.4398 | 819.0693 | 936.4601 | 949.8969 | 949.9403 | 937.3226 | 879.0245 | 831.2133
2030-04-07 | 734.8499 | 693.1486 | 638.7595 | 611.7534 | 618.5449 | 634.4786 | 675.4325 | 674.8437 | 668.0033 | 605.5533 | 537.0008 | 511.0965 | 458.9326 | 405.8217 | 530.378 | 630.5697 | 759.9515 | 848.3454 | 942.308 | 955.6087 | 968.2955 | 948.7642 | 856.7543 | 787.9219
2030-04-08 | 700.027 | 659.7629 | 611.6107 | 597.4228 | 637.594 | 737.6406 | 846.2958 | 839.1432 | 804.0452 | 701.3818 | 630.9948 | 609.8667 | 520.307 | 514.7597 | 526.6565 | 613.6457 | 780.0518 | 863.2435 | 983.2903 | 996.5343 | 984.2312 | 952.5913 | 853.264 | 786.1905
2030-04-09 | 715.5002 | 680.5337 | 635.6168 | 611.0321 | 648.7624 | 745.3351 | 855.1602 | 817.7227 | 773.4947 | 669.9847 | 600.8375 | 492.6476 | 475.0085 | 450.9392 | 487.8528 | 577.2013 | 742.5804 | 864.5311 | 976.0317 | 1005.8098 | 1003.0984 | 958.7004 | 853.8034 | 792.7537
2030-04-10 | 710.4918 | 682.569 | 633.8368 | 611.5813 | 647.8681 | 740.9803 | 851.7745 | 819.7286 | 737.8099 | 654.1991 | 602.873 | 486.149 | 461.1627 | 447.461 | 504.0753 | 618.4092 | 769.0819 | 872.482 | 972.5688 | 982.0185 | 984.9153 | 962.0157 | 866.4656 | 804.6089
2030-04-11 | 713.8408 | 686.5244 | 643.7842 | 619.8143 | 656.5554 | 742.1925 | 848.2133 | 826.5108 | 787.3487 | 704.0793 | 682.8888 | 602.1853 | 501.5762 | 446.7337 | 493.6697 | 594.2798 | 769.1293 | 865.8203 | 970.5332 | 1011.171 | 1013.1266 | 978.7647 | 875.3481 | 815.39
2030-04-12 | 728.1846 | 681.8379 | 630.4588 | 604.2999 | 640.8111 | 721.3815 | 821.5004 | 786.1856 | 753.0232 | 675.0212 | 597.1379 | 469.8138 | 424.0652 | 394.5676 | 452.2158 | 553.9345 | 694.1813 | 824.5519 | 934.5301 | 956.1307 | 950.8098 | 939.1067 | 870.4812 | 825.9174
2030-04-13 | 767.0314 | 723.611 | 660.7127 | 629.5017 | 637.418 | 671.7286 | 728.6934 | 722.9376 | 685.1823 | 624.3833 | 530.4627 | 439.5083 | 359.7903 | 334.5717 | 410.0159 | 563.8143 | 745.9621 | 848.5851 | 950.9114 | 965.7705 | 959.5108 | 946.9737 | 894.0219 | 841.6525
2030-04-14 | 750.1185 | 705.6848 | 649.8267 | 622.4438 | 629.0867 | 648.5332 | 682.9731 | 674.9314 | 680.6208 | 599.9962 | 543.57 | 541.1328 | 451.6969 | 429.0582 | 471.7004 | 592.3842 | 754.6 | 869.975 | 962.6416 | 976.8305 | 987.0289 | 962.1029 | 873.7003 | 805.3243
2030-04-15 | 725.3071 | 683.0745 | 640.5069 | 622.0219 | 664.4232 | 768.419 | 881.1926 | 857.8354 | 781.6333 | 702.6969 | 627.1767 | 534.5109 | 493.6117 | 480.7662 | 538.0509 | 616.1239 | 786.1381 | 896.0735 | 1023.2345 | 1028.7062 | 1021.926 | 989.0177 | 891.8284 | 821.2807
2030-04-16 | 740.8753 | 703.9899 | 657.293 | 632.9241 | 671.2218 | 772.5978 | 879.6229 | 858.9113 | 814.2586 | 731.9922 | 683.2649 | 619.4675 | 570.459 | 554.4562 | 546.9544 | 631.6379 | 785.6564 | 898.2408 | 992.8694 | 1020.691 | 1035.3581 | 992.126 | 888.8218 | 825.798
2030-04-17 | 739.0951 | 709.736 | 661.812 | 638.0811 | 674.5928 | 773.0225 | 866.1438 | 860.1358 | 834.6666 | 766.5706 | 718.6353 | 682.9103 | 576.3707 | 575.9113 | 604.9733 | 708.6998 | 853.8085 | 940.4174 | 1018.4536 | 1017.73 | 1028.1326 | 999.6993 | 906.2324 | 842.7483
2030-04-18 | 730.3531 | 702.0656 | 660.8682 | 636.3042 | 673.5419 | 762.3777 | 862.9666 | 825.0125 | 764.115 | 696.059 | 645.2206 | 484.7814 | 462.6983 | 446.0156 | 509.0541 | 600.5285 | 771.7435 | 886.8934 | 997.3196 | 1035.3742 | 1037.5023 | 998.2431 | 898.9624 | 835.8735
2030-04-19 | 783.7154 | 736.5022 | 681.1319 | 640.7652 | 654.8468 | 675.3103 | 712.5606 | 701.0058 | 754.8243 | 720.6239 | 676.6264 | 613.1574 | 490.6267 | 451.5905 | 518.4313 | 617.8067 | 783.0888 | 874.465 | 935.4098 | 937.1345 | 951.3529 | 967.236 | 899.9999 | 858.8315
2030-04-20 | 776.0078 | 727.5814 | 663.324 | 636.0737 | 646.7078 | 682.5188 | 731.1683 | 732.6657 | 707.0718 | 668.554 | 651.2144 | 621.3581 | 533.3838 | 454.1813 | 488.6249 | 598.2915 | 735.5415 | 859.0322 | 953.159 | 964.4237 | 964.4645 | 955.7082 | 895.5891 | 848.1695
2030-04-21 | 755.0434 | 712.49 | 662.6746 | 631.8623 | 638.4817 | 659.617 | 685.92 | 680.0134 | 656.631 | 605.0136 | 554.7166 | 498.8922 | 407.7203 | 412.2173 | 501.4025 | 606.1937 | 763.4696 | 856.5776 | 972.2098 | 979.4404 | 999.5463 | 976.3258 | 885.7027 | 816.8066
2030-04-22 | 736.1322 | 695.9313 | 647.4932 | 630.921 | 671.4437 | 772.486 | 879.5067 | 851.4046 | 816.652 | 694.7013 | 625.4366 | 552.8438 | 554.3512 | 586.2661 | 593.553 | 659.7348 | 827.0242 | 910.5824 | 1029.1804 | 1034.6522 | 1028.9689 | 995.8272 | 901.6218 | 831.1837
2030-04-23 | 742.8875 | 709.7321 | 661.7735 | 636.3094 | 674.5245 | 775.0215 | 885.7469 | 858.5142 | 812.1913 | 736.938 | 686.7224 | 620.194 | 597.488 | 553.0126 | 559.7737 | 666.1804 | 832.1318 | 917.9788 | 1025.1926 | 1043.8792 | 1041.8525 | 997.6962 | 896.155 | 833.4668
2030-04-24 | 735.1237 | 708.9887 | 658.8283 | 633.8473 | 670.5197 | 769.2644 | 875.2736 | 836.9979 | 805.7308 | 729.4966 | 688.8217 | 616.7078 | 564.0989 | 530.5754 | 581.628 | 707.7404 | 830.4519 | 932.7453 | 1018.1651 | 1024.2994 | 1019.6335 | 998.6705 | 902.7841 | 839.1946
2030-04-25 | 729.8109 | 700.9245 | 659.8737 | 635.3213 | 671.9904 | 763.2924 | 868.8651 | 825.4892 | 758.5258 | 670.6004 | 633.4171 | 490.5465 | 518.1424 | 462.3014 | 534.0499 | 605.5046 | 770.9494 | 885.8786 | 1000.1621 | 1038.6177 | 1036.9254 | 1000.2752 | 896.8126 | 837.0404
2030-04-26 | 758.1362 | 708.9687 | 659.7092 | 632.3626 | 668.8796 | 756.4844 | 854.0247 | 824.0237 | 793.6449 | 700.693 | 645.2643 | 530.9368 | 521.5449 | 503.1789 | 586.4787 | 664.4521 | 813.1048 | 887.4165 | 984.1726 | 997.4965 | 997.7121 | 981.1304 | 915.455 | 865.0406
2030-04-27 | 772.7002 | 730.3333 | 669.0062 | 635.2507 | 643.0342 | 678.1993 | 729.3469 | 715.8597 | 698.4236 | 630.1316 | 570.9232 | 535.1899 | 469.7388 | 449.5606 | 507.3712 | 619.6504 | 769.7462 | 861.9397 | 955.9504 | 969.9868 | 963.147 | 953.0839 | 896.9516 | 845.5425
2030-04-28 | 745.6432 | 705.3256 | 649.5083 | 619.6979 | 624.8661 | 645.1204 | 663.7752 | 648.714 | 650.1169 | 579.0361 | 533.8175 | 501.4431 | 405.1952 | 399.3341 | 463.8449 | 550.5607 | 732.0229 | 843.6197 | 948.6253 | 966.2942 | 979.5423 | 956.9213 | 865.2268 | 798.4551
2030-04-29 | 724.1176 | 682.3656 | 632.9146 | 617.405 | 658.0402 | 764.4465 | 864.8599 | 835.8965 | 769.2994 | 664.502 | 631.1648 | 530.58 | 542.4591 | 539.5158 | 590.373 | 686.8191 | 831.7034 | 897.9434 | 1005.3782 | 1031.6195 | 1016.5544 | 983.6861 | 888.493 | 817.2846
2030-04-30 | 734.7668 | 697.6094 | 649.4053 | 626.2975 | 667.9284 | 765.5069 | 869.2145 | 845.5532 | 817.0003 | 751.2156 | 697.5647 | 638.7125 | 561.9953 | 556.4918 | 531.8217 | 637.1422 | 780.7718 | 870.588 | 971.778 | 1005.0362 | 1020.1031 | 974.5641 | 874.7804 | 812.0494
2030-05-01 | 758.5159 | 716.5019 | 682.2017 | 666.0145 | 699.4754 | 777.3406 | 832.1456 | 788.9696 | 725.3607 | 623.3796 | 597.6365 | 482.6623 | 474.5784 | 468.9876 | 547.3603 | 640.4828 | 806.7892 | 909.0277 | 965.9446 | 980.0896 | 979.7097 | 965.0927 | 897.3903 | 835.6958
2030-05-02 | 759.269 | 718.9374 | 688.6888 | 671.1792 | 705.061 | 775.7788 | 854.3887 | 790.0832 | 761.6878 | 698.9046 | 662.3273 | 564.4391 | 536.8956 | 516.6364 | 569.5356 | 630.1981 | 751.9862 | 876.3156 | 963.57 | 1004.9598 | 1004.6578 | 974.2509 | 905.556 | 844.7311
2030-05-03 | 786.9508 | 725.2707 | 689.1512 | 670.7309 | 705.256 | 771.7494 | 846.618 | 790.7585 | 766.6701 | 705.3599 | 661.9094 | 579.5596 | 520.234 | 545.398 | 608.6068 | 670.8424 | 786.7213 | 870.0159 | 951.018 | 968.4911 | 959.8084 | 960.0399 | 919.1952 | 871.2186
2030-05-04 | 811.4656 | 756.9125 | 707.7954 | 682.1245 | 688.8439 | 716.1952 | 745.0417 | 714.3082 | 733.5657 | 665.695 | 604.3317 | 650.9808 | 569.9054 | 474.539 | 514.7129 | 628.4131 | 773.5158 | 885.6585 | 943.2766 | 956.7463 | 949.8006 | 947.1658 | 913.3908 | 864.4331
2030-05-05 | 798.8367 | 744.1514 | 707.4367 | 684.755 | 690.619 | 708.5273 | 719.1118 | 687.8018 | 668.9471 | 602.6875 | 550.7684 | 498.5584 | 407.0719 | 385.2634 | 445.2446 | 556.8623 | 720.4324 | 857.585 | 962.9625 | 980.7129 | 992.1869 | 982.7422 | 920.0956 | 846.351
2030-05-06 | 772.459 | 717.2542 | 683.8478 | 676.4331 | 714.6584 | 798.6405 | 881.033 | 844.2481 | 772.224 | 675.3638 | 581.8842 | 493.6762 | 479.8383 | 484.9509 | 517.834 | 623.5959 | 772.2826 | 901.1436 | 991.0986 | 1016.2375 | 1008.8857 | 986.0489 | 923.5346 | 852.3348
2030-05-07 | 779.7822 | 730.5229 | 697.445 | 679.6484 | 711.2712 | 793.5483 | 874.338 | 835.295 | 794.3554 | 704.4574 | 667.4985 | 603.448 | 525.695 | 503.0601 | 531.9099 | 630.5876 | 794.3992 | 904.818 | 982.5128 | 1015.064 | 1014.0535 | 977.7336 | 910.0936 | 846.3554
2030-05-08 | 771.8746 | 733.1964 | 698.3974 | 680.8077 | 713.7873 | 793.654 | 876.1596 | 839.5359 | 784.8538 | 732.3246 | 691.6973 | 675.1402 | 659.316 | 672.0443 | 719.0055 | 810.215 | 883.0393 | 928.2266 | 980.0892 | 988.4998 | 1000.8474 | 989.6435 | 921.8185 | 859.3068
2030-05-09 | 757.9852 | 716.5765 | 686.5402 | 670.3919 | 703.6992 | 772.09 | 837.8964 | 792.1669 | 751.6586 | 676.494 | 636.443 | 552.2059 | 509.9769 | 487.6117 | 534.6296 | 625.8018 | 765.2474 | 885.4315 | 957.6144 | 999.7733 | 1003.3232 | 972.8572 | 903.074 | 841.558
2030-05-10 | 794.32 | 734.936 | 699.4462 | 679.2747 | 712.3476 | 781.6991 | 862.2871 | 842.275 | 798.8448 | 683.4483 | 633.203 | 556.0585 | 495.6858 | 474.0863 | 540.7789 | 632.3616 | 748.2079 | 852.5345 | 940.7301 | 971.3733 | 970.3156 | 972.1316 | 935.0393 | 885.0032
2030-05-11 | 810.0856 | 752.5708 | 707.2819 | 681.9071 | 688.6583 | 715.3076 | 718.3688 | 693.445 | 667.9289 | 588.4482 | 544.3465 | 437.5463 | 425.7372 | 393.8382 | 418.589 | 536.9862 | 714.7909 | 839.9959 | 929.2734 | 956.2989 | 947.2237 | 947.3865 | 912.5974 | 863.5236
2030-05-12 | 770.3918 | 715.5555 | 676.5559 | 657.0942 | 663.1177 | 673.1355 | 675.1533 | 617.6486 | 582.3194 | 526.4108 | 467.8835 | 348.4329 | 302.1753 | 290.6006 | 359.3477 | 487.188 | 658.2719 | 809.2308 | 908.35 | 947.1143 | 952.9701 | 942.0101 | 877.7045 | 811.8866
2030-05-13 | 752.8373 | 699.514 | 665.4116 | 658.0982 | 695.4678 | 777.3272 | 849.9202 | 796.9495 | 707.2805 | 627.4508 | 560.0542 | 467.5691 | 463.1101 | 436.5083 | 471.6861 | 571.3006 | 742.7528 | 863.0773 | 963.3224 | 1000.604 | 982.9325 | 963.6726 | 896.054 | 827.6828
2030-05-14 | 759.6863 | 712.9563 | 679.1614 | 663.3815 | 699.0869 | 776.1562 | 851.707 | 798.0805 | 760.1775 | 680.3841 | 643.1014 | 596.5912 | 546.0281 | 495.8932 | 524.1608 | 602.1957 | 740.4738 | 850.9292 | 947.7934 | 990.2502 | 990.271 | 952.9137 | 884.0275 | 822.4026
2030-05-15 | 764.9685 | 726.0083 | 689.1593 | 672.6069 | 706.1356 | 783.8605 | 862.313 | 796.2265 | 734.7553 | 655.9717 | 593.1824 | 490.0273 | 470.0313 | 447.8719 | 502.5836 | 591.6528 | 745.5802 | 885.2695 | 966.208 | 980.9436 | 990.6864 | 970.1915 | 910.2401 | 845.6762
2030-05-16 | 772.5267 | 733.266 | 701.4785 | 682.0464 | 717.3983 | 788.7134 | 857.4679 | 807.7977 | 774.008 | 685.901 | 636.5725 | 512.5884 | 522.5408 | 481.5136 | 526.6922 | 607.84 | 749.731 | 861.7255 | 962.2864 | 1014.0872 | 1019.4323 | 990.6751 | 921.7577 | 860.4615
2030-05-17 | 787.3344 | 725.5137 | 691.4793 | 671.9155 | 705.0196 | 773.2535 | 844.7069 | 808.4668 | 779.2243 | 709.4743 | 629.873 | 550.0521 | 491.0163 | 475.2833 | 550.4047 | 644.8664 | 736.4624 | 844.5372 | 941.7581 | 968.9238 | 963.8991 | 962.0992 | 923.5917 | 874.7321
2030-05-18 | 806.4173 | 752.1245 | 702.8327 | 677.285 | 684.0415 | 710.7185 | 736.0904 | 706.4087 | 666.6151 | 602.9963 | 529.9755 | 416.2681 | 383.4721 | 342.0347 | 401.5582 | 534.7946 | 694.9562 | 822.142 | 917.623 | 948.6785 | 940.5072 | 938.3684 | 905.8217 | 857.6236
2030-05-19 | 788.8138 | 734.1508 | 697.9256 | 675.6468 | 681.7522 | 695.3348 | 692.2311 | 624.7178 | 600.7492 | 532.1896 | 471.4577 | 358.636 | 358.0273 | 311.3877 | 394.9872 | 508.4952 | 674.4619 | 811.314 | 925.6352 | 963.6391 | 976.055 | 966.5598 | 902.1524 | 835.3926
2030-05-20 | 769.0207 | 714.9902 | 681.1133 | 671.9795 | 709.5802 | 798.2639 | 869.7541 | 810.4306 | 730.8205 | 644.443 | 594.784 | 557.814 | 547.3194 | 503.6943 | 529.7844 | 613.0663 | 761.4229 | 882.4296 | 980.5239 | 1012.3371 | 1002.3532 | 980.441 | 915.9967 | 846.4673
2030-05-21 | 771.9693 | 726.2786 | 692.6211 | 675.4422 | 711.4094 | 795.3621 | 860.3474 | 789.534 | 734.4183 | 669.9381 | 609.5219 | 498.1823 | 509.6092 | 454.3617 | 507.0565 | 606.9116 | 814.7188 | 880.6302 | 956.6197 | 999.6069 | 1002.2031 | 972.1076 | 897.8181 | 836.9153
2030-05-22 | 773.9037 | 733.9759 | 698.2806 | 680.9869 | 715.2738 | 796.857 | 865.877 | 810.2215 | 737.0575 | 661.8656 | 619.9781 | 526.4909 | 550.9132 | 576.2785 | 636.5295 | 731.0748 | 806.7685 | 912.821 | 971.3122 | 993.9491 | 997.5754 | 981.8972 | 919.9332 | 855.1377
2030-05-23 | 778.6434 | 738.0549 | 707.1492 | 687.5665 | 721.7873 | 796.753 | 862.3825 | 803.4549 | 762.912 | 694.1403 | 643.2062 | 513.1519 | 519.8484 | 487.6713 | 555.0768 | 615.6712 | 752.7322 | 885.1193 | 980.2456 | 1023.443 | 1031.473 | 999.6263 | 931.4545 | 869.1937
2030-05-24 | 782.4844 | 723.8176 | 687.2798 | 667.0701 | 701.9682 | 768.776 | 830.9594 | 778.8326 | 776.3429 | 711.1794 | 653.2204 | 597.3241 | 529.4936 | 487.7683 | 544.6357 | 617.2198 | 765.0133 | 844.0719 | 932.0202 | 967.2831 | 960.4915 | 955.7847 | 917.8036 | 869.3817
2030-05-25 | 790.9709 | 736.672 | 687.8845 | 663.2384 | 669.6 | 693.1326 | 710.3319 | 657.5266 | 610.0421 | 550.3213 | 497.0199 | 396.0558 | 433.8852 | 460.6954 | 483.2022 | 622.3606 | 728.4564 | 826.5404 | 901.6739 | 934.3628 | 922.2713 | 919.0176 | 886.4533 | 838.5701
2030-05-26 | 786.8 | 731.9298 | 695.5083 | 674.3076 | 680.7162 | 699.6171 | 689.2358 | 637.9715 | 601.6374 | 542.3023 | 530.4951 | 526.9836 | 560.2196 | 559.2313 | 614.889 | 694.9772 | 799.5096 | 862.979 | 954.3268 | 978.9059 | 974.2741 | 964.5028 | 899.6625 | 831.6117
2030-05-27 | 799.9808 | 748.3694 | 709.9699 | 687.9828 | 706.6471 | 752.7826 | 764.126 | 707.686 | 687.4533 | 611.1133 | 610.6786 | 624.8441 | 613.2634 | 623.5403 | 586.1298 | 697.8826 | 853.3434 | 932.598 | 977.969 | 985.4955 | 977.4677 | 975.8623 | 908.6511 | 851.8197
2030-05-28 | 781.7204 | 728.5548 | 691.8619 | 679.0205 | 717.6988 | 802.7511 | 865.2643 | 815.2535 | 764.1096 | 705.2972 | 655.8874 | 640.1255 | 613.7963 | 622.5972 | 713.0724 | 784.6968 | 877.6655 | 930.9994 | 991.7394 | 1024.1277 | 1018.6216 | 981.2262 | 914.419 | 850.6895
2030-05-29 | 773.4958 | 735.987 | 699.0307 | 681.7052 | 715.3345 | 795.9084 | 864.1734 | 817.0974 | 748.3278 | 686.2304 | 652.6334 | 588.7491 | 608.7932 | 646.7733 | 728.4999 | 804.5039 | 884.8103 | 932.1512 | 976.5918 | 998.6572 | 1000.2348 | 990.7104 | 914.1259 | 857.7691
2030-05-30 | 769.1668 | 729.7291 | 698.0857 | 679.5625 | 713.5822 | 784.1159 | 850.6074 | 791.5424 | 741.4139 | 692.9611 | 656.1027 | 617.0711 | 591.6284 | 585.7448 | 626.8282 | 683.1569 | 794.2018 | 885.9276 | 973.5787 | 1019.7689 | 1020.0654 | 987.685 | 917.6149 | 856.0915
2030-05-31 | 794.9012 | 732.7095 | 698.0442 | 679.1505 | 715.3367 | 786.7677 | 850.5527 | 804.7175 | 791.0496 | 744.3565 | 697.6289 | 684.8347 | 608.0146 | 532.3553 | 639.2484 | 705.9171 | 814.3644 | 888.5382 | 966.5955 | 989.3631 | 980.7126 | 972.2627 | 933.4081 | 883.2835
2030-06-01 | 808.4444 | 744.6496 | 684.8248 | 656.6422 | 660.1928 | 686.2911 | 720.9628 | 709.5036 | 723.505 | 688.8434 | 663.6522 | 651.3161 | 586.1111 | 501.8932 | 558.814 | 712.0747 | 848.0761 | 921.2054 | 987.6855 | 1002.8194 | 997.7036 | 989.3024 | 965.7432 | 897.7115
2030-06-02 | 785.3236 | 722.9941 | 672.3035 | 646.6373 | 647.4149 | 651.7729 | 654.4229 | 648.9774 | 662.3215 | 613.1268 | 559.3096 | 492.9511 | 417.0199 | 373.962 | 440.8732 | 561.2492 | 735.0226 | 872.9878 | 981.7201 | 1014.3105 | 1028.8868 | 1011.0143 | 947.2312 | 856.6963
2030-06-03 | 757.4622 | 693.0722 | 650.5226 | 642.1576 | 683.2378 | 786.4869 | 884.39 | 865.8996 | 845.7694 | 783.2783 | 712.4988 | 676.7646 | 617.6932 | 626.8209 | 653.2087 | 761.3021 | 902.0813 | 987.7089 | 1061.4762 | 1086.4797 | 1067.493 | 1035.231 | 963.0711 | 869.3698
2030-06-04 | 771.2037 | 716.2349 | 674.1229 | 655.8326 | 694.984 | 792.7518 | 887.4175 | 875.4511 | 882.7793 | 852.8131 | 812.1546 | 815.0508 | 770.7674 | 681.1866 | 724.0935 | 817.8205 | 913.8303 | 992.645 | 1058.8356 | 1079.6735 | 1076.0019 | 1028.2074 | 956.1189 | 871.1729
2030-06-05 | 763.8623 | 714.2231 | 667.2391 | 649.2153 | 685.8606 | 780.2437 | 875.8304 | 865.6208 | 839.6107 | 773.7068 | 745.6578 | 695.7291 | 607.1455 | 564.6059 | 625.8811 | 746.5157 | 908.1539 | 982.4393 | 1035.5809 | 1053.0912 | 1049.0029 | 1023.1046 | 960.5926 | 874.9932
2030-06-06 | 744.2573 | 699.5528 | 657.9812 | 640.3948 | 677.6945 | 762.1858 | 848.8087 | 825.3255 | 798.9915 | 760.9784 | 722.7334 | 683.0183 | 675.011 | 634.4064 | 727.0932 | 853.4531 | 891.9987 | 959.402 | 1015.1913 | 1060.5195 | 1054.4044 | 1017.4261 | 945.6652 | 862.547
2030-06-07 | 782.7296 | 716.5513 | 668.0512 | 647.5793 | 685.4105 | 766.1472 | 848.3561 | 820.8027 | 802.4254 | 731.8704 | 682.9892 | 568.792 | 550.888 | 527.4078 | 575.5647 | 668.9648 | 808.7814 | 900.7708 | 991.6077 | 1023.9735 | 1016.695 | 1004.4358 | 973.1836 | 901.9855
2030-06-08 | 798.6974 | 735.8439 | 675.3589 | 647.6426 | 650.7054 | 674.7035 | 702.2305 | 681.2728 | 690.1365 | 650.6909 | 605.2705 | 538.1735 | 470.5254 | 394.1785 | 445.4869 | 586.1044 | 720.8827 | 857.8384 | 953.649 | 987.1692 | 980.0369 | 974.6404 | 947.9841 | 881.8153
2030-06-09 | 783.0716 | 718.0846 | 671.0721 | 645.5403 | 646.4604 | 651.2635 | 653.6288 | 644.2533 | 662.9966 | 626.2193 | 593.6131 | 571.1452 | 473.672 | 448.1315 | 528.3074 | 665.4947 | 812.7144 | 891.1347 | 991.9221 | 1016.7675 | 1028.3792 | 1009.6444 | 945.4409 | 857.4092
2030-06-10 | 757.2916 | 693.3801 | 651.7857 | 642.3294 | 683.0446 | 784.2517 | 882.5124 | 883.3139 | 860.7625 | 795.262 | 759.3815 | 754.4382 | 653.6085 | 602.153 | 663.4548 | 782.1995 | 889.6542 | 970.3143 | 1054.3873 | 1081.2715 | 1062.7526 | 1031.8398 | 960.1644 | 867.7172
2030-06-11 | 806.0924 | 752.0915 | 705.1539 | 669.7946 | 683.4998 | 707.5172 | 737.7645 | 711.2367 | 746.6207 | 704.902 | 655.4935 | 561.9839 | 509.0931 | 502.8818 | 519.5002 | 644.9315 | 772.4706 | 896.0968 | 983.243 | 1017.5252 | 1037.4592 | 1015.7299 | 944.1334 | 872.9507
2030-06-12 | 759.3895 | 709.7882 | 660.1656 | 647.1642 | 686.3117 | 776.8116 | 868.1134 | 848.021 | 819.8521 | 770.3769 | 722.1141 | 642.6314 | 606.9866 | 592.6775 | 623.7732 | 757.9879 | 883.7154 | 966.3484 | 1030.8427 | 1049.7873 | 1050.3347 | 1024.5911 | 960.5055 | 876.8073
2030-06-13 | 752.2138 | 705.5949 | 663.6022 | 646.0359 | 681.9764 | 765.1426 | 848.7021 | 807.8726 | 801.6191 | 744.2509 | 711.0034 | 593.5987 | 585.9793 | 561.1682 | 621.6753 | 716.2476 | 831.8663 | 941.0587 | 1007.2058 | 1060.6035 | 1062.2504 | 1026.04 | 953.7581 | 870.3608
2030-06-14 | 782.8969 | 715.7359 | 667.5885 | 646.9934 | 682.477 | 763.4924 | 855.8931 | 818.7894 | 820.9614 | 761.3353 | 712.8229 | 640.8007 | 578.014 | 540.3299 | 613.7717 | 725.7746 | 847.49 | 926.4914 | 1004.1798 | 1022.82 | 1019.6532 | 1007.3375 | 974.2915 | 903.8001
2030-06-15 | 796.8834 | 733.0257 | 672.0449 | 644.7799 | 647.2928 | 671.6308 | 706.0496 | 707.7824 | 731.8312 | 717.5806 | 643.1353 | 663.6536 | 582.6341 | 510.2501 | 493.6356 | 599.3021 | 744.3559 | 868.6039 | 963.2665 | 986.8688 | 977.8113 | 972.3221 | 946.4938 | 878.49
2030-06-16 | 775.4622 | 712.8957 | 662.94 | 637.7025 | 638.6024 | 640.7582 | 647.3783 | 628.518 | 650.0417 | 610.0823 | 550.7663 | 477.0973 | 405.4257 | 381.8025 | 472.5428 | 605.5668 | 762.7616 | 886.0868 | 971.9403 | 1004.9844 | 1015.9445 | 1000.1081 | 936.0068 | 847.1159
2030-06-17 | 745.1702 | 681.6762 | 638.7222 | 629.9227 | 670.3591 | 768.3569 | 866.9089 | 872.7072 | 867.4876 | 812.1228 | 763.4889 | 731.4892 | 657.8008 | 576.7666 | 608.6697 | 687.7892 | 811.7145 | 926.915 | 1029.3415 | 1062.7918 | 1046.273 | 1013.2674 | 942.9621 | 851.8541
2030-06-18 | 766.9746 | 709.9757 | 669.2961 | 650.0164 | 689.5967 | 781.2919 | 884.4658 | 871.3601 | 873.5903 | 807.3259 | 739.6197 | 687.8789 | 578.7488 | 555.2975 | 569.6075 | 704.1069 | 862.5069 | 944.9293 | 1025.465 | 1069.4001 | 1070.2686 | 1021.9999 | 948.2298 | 865.4459
2030-06-19 | 749.9185 | 700.52 | 656.5342 | 638.5532 | 673.2625 | 762.1636 | 864.3222 | 830.8393 | 800.6812 | 730.3641 | 687.258 | 598.787 | 583.4287 | 539.8483 | 575.5581 | 713.7834 | 815.4338 | 913.3205 | 997.4694 | 1030.6207 | 1033.4349 | 1011.3632 | 946.1297 | 864.0758
2030-06-20 | 732.0719 | 681.6436 | 643.3851 | 627.0628 | 660.9213 | 741.794 | 822.7952 | 801.9753 | 805.123 | 765.3941 | 709.7456 | 687.7917 | 631.2012 | 569.5893 | 576.3849 | 647.9981 | 758.6395 | 877.6954 | 970.2519 | 1036.0603 | 1039.6275 | 997.1963 | 926.423 | 844.6688
2030-06-21 | 769.5401 | 700.3158 | 653.3657 | 634.2262 | 669.5033 | 749.2071 | 840.6911 | 799.2832 | 780.4314 | 731.89 | 693.1646 | 630.2776 | 583.5426 | 525.7784 | 574.0225 | 665.9531 | 765.2155 | 872.4645 | 958.6493 | 1003.4056 | 999.097 | 991.0797 | 953.7969 | 886.0672
2030-06-22 | 795.0128 | 728.1984 | 669.7094 | 643.8254 | 646.7648 | 670.3703 | 697.5381 | 677.5938 | 671.709 | 642.4096 | 597.9636 | 489.2747 | 417.5573 | 379.454 | 429.0864 | 553.8472 | 714.4349 | 851.4015 | 943.5041 | 977.283 | 977.848 | 969.3247 | 942.8236 | 876.6927
2030-06-23 | 772.3709 | 708.3859 | 660.3121 | 635.3896 | 635.7432 | 637.5583 | 645.5088 | 633.7406 | 658.6101 | 605.1207 | 551.7177 | 481.6875 | 397.5442 | 372.3335 | 404.9587 | 530.8483 | 687.592 | 827.1184 | 951.8825 | 997.2219 | 1011.836 | 993.3136 | 928.3049 | 842.5028
2030-06-24 | 762.8264 | 698.0087 | 653.2232 | 646.9499 | 687.8148 | 788.6574 | 892.458 | 885.3079 | 865.6473 | 811.7231 | 781.2774 | 794.4375 | 736.3619 | 674.9412 | 710.6363 | 803.9084 | 878.6977 | 975.8241 | 1055.9953 | 1080.1845 | 1066.6602 | 1035.0563 | 965.3332 | 873.7868
2030-06-25 | 771.3873 | 714.6873 | 671.7083 | 653.8869 | 692.8919 | 788.8667 | 886.5685 | 871.8605 | 859.1051 | 801.4147 | 727.6532 | 615.5823 | 554.17 | 553.7603 | 580.3689 | 695.5704 | 829.8535 | 935.9057 | 1025.0409 | 1072.8153 | 1074.9141 | 1023.6576 | 946.601 | 867.4675
2030-06-26 | 744.9397 | 695.1271 | 651.6444 | 635.386 | 670.1296 | 763.087 | 862.409 | 833.7863 | 797.8847 | 766.3247 | 714.566 | 661.5513 | 596.8691 | 566.3642 | 556.2713 | 687.6566 | 838.4022 | 935.8493 | 998.0483 | 1027.2162 | 1027.6769 | 1003.2244 | 938.7771 | 855.9718
2030-06-27 | 752.8981 | 702.6789 | 666.0322 | 647.7364 | 684.4128 | 767.4751 | 859.1048 | 823.0198 | 795.1754 | 731.5684 | 699.1935 | 582.1209 | 560.9205 | 554.7015 | 646.0872 | 762.6722 | 868.4994 | 939.6982 | 1009.4616 | 1059.8853 | 1062.2668 | 1028.5719 | 953.1232 | 870.9672
2030-06-28 | 780.8506 | 713.3807 | 666.9677 | 645.6232 | 682.4981 | 762.8236 | 855.2439 | 839.0255 | 831.8843 | 785.2981 | 734.4819 | 674.4312 | 637.6941 | 603.4374 | 659.9394 | 771.3551 | 872.0732 | 933.2223 | 995.5804 | 1020.9515 | 1014.9071 | 1006.8805 | 972.5967 | 902.3954
2030-06-29 | 809.4344 | 744.8923 | 686.6322 | 658.198 | 661.4901 | 687.8136 | 726.0914 | 710.6905 | 713.603 | 685.6623 | 635.0864 | 553.621 | 475.2266 | 436.8228 | 506.5128 | 670.6278 | 769.0066 | 876.9086 | 970.1493 | 998.3147 | 994.239 | 990.8252 | 962.1314 | 896.5576
2030-06-30 | 778.8873 | 715.1013 | 667.7042 | 640.8977 | 642.4439 | 645.4114 | 657.1672 | 652.2742 | 678.2256 | 638.0682 | 565.9068 | 509.3191 | 404.6243 | 377.104 | 494.0028 | 599.0449 | 773.3622 | 878.6656 | 968.6579 | 999.7192 | 1016.5405 | 998.6241 | 939.9062 | 852.0074
2030-07-01 | 788.3602 | 732.5015 | 687.2764 | 677.5297 | 713.8385 | 824.3583 | 924.738 | 907.0365 | 879.3207 | 811.1035 | 768.2829 | 740.2191 | 692.5549 | 730.4938 | 755.3354 | 820.4341 | 954.2014 | 1029.4345 | 1104.1344 | 1137.0453 | 1097.1864 | 1067.7453 | 991.3368 | 895.0949
2030-07-02 | 803.7967 | 753.1914 | 710.5536 | 691.4659 | 727.4646 | 836.0121 | 939.2887 | 912.4617 | 891.7881 | 825.014 | 783.5803 | 709.2858 | 657.4898 | 635.2808 | 662.3629 | 764.5505 | 901.6814 | 1009.0514 | 1093.8773 | 1137.4252 | 1118.4938 | 1072.4579 | 989.0741 | 901.0538
2030-07-03 | 791.3186 | 749.3574 | 702.024 | 683.1838 | 715.296 | 816.878 | 924.6528 | 905.9173 | 909.4557 | 859.8005 | 817.7177 | 787.5557 | 692.9847 | 657.1853 | 678.8318 | 763.1883 | 890.58 | 1000.4217 | 1074.2979 | 1101.3307 | 1084.5053 | 1063.6617 | 986.9682 | 901.407
2030-07-04 | 805.602 | 761.9018 | 719.524 | 684.4024 | 693.253 | 709.8295 | 735.8847 | 707.1377 | 725.5414 | 724.4403 | 701.5487 | 608.9821 | 544.8777 | 503.8602 | 556.8618 | 651.4447 | 785.9119 | 919.0021 | 980.2888 | 1037.8624 | 1047.7206 | 1032.1909 | 953.2387 | 883.7395
2030-07-05 | 805.456 | 737.3156 | 688.9506 | 674.1388 | 707.0955 | 788.9296 | 883.9225 | 875.9967 | 851.7816 | 794.9398 | 766.9291 | 692.327 | 630.6214 | 604.2266 | 653.0989 | 738.7466 | 883.1973 | 956.5376 | 1017.7437 | 1054.8276 | 1037.3088 | 1038.0632 | 995.0266 | 924.32
2030-07-06 | 822.4443 | 763.1312 | 702.4501 | 674.3926 | 672.3087 | 692.1489 | 731.0476 | 735.8362 | 733.9764 | 715.0755 | 682.2495 | 649.1795 | 493.588 | 461.211 | 485.0565 | 626.8779 | 755.3518 | 882.7575 | 968.012 | 1012.4624 | 1003.6284 | 1000.828 | 968.2877 | 901.0729
2030-07-07 | 808.3896 | 748.3073 | 700.8267 | 674.944 | 670.8724 | 667.6486 | 677.0554 | 690.149 | 683.39 | 653.8172 | 615.236 | 566.4626 | 457.7691 | 454.7901 | 494.6535 | 610.7248 | 761.2727 | 898.5035 | 994.3281 | 1044.3076 | 1045.8391 | 1035.4172 | 963.2343 | 871.693
2030-07-08 | 788.9925 | 727.5675 | 687.498 | 677.5971 | 713.6543 | 812.5696 | 921.8195 | 930.3985 | 911.4523 | 830.565 | 773.6864 | 769.5003 | 682.0105 | 675.3339 | 661.0009 | 724.7409 | 857.1711 | 981.1174 | 1078.7776 | 1126.7158 | 1102.0203 | 1071.3717 | 993.8917 | 896.9297
2030-07-09 | 784.1359 | 729.3534 | 689.9772 | 671.3227 | 707.5418 | 800.9397 | 908.9264 | 893.4288 | 858.2354 | 791.9731 | 733.3303 | 637.8828 | 577.1259 | 572.8469 | 589.2355 | 704.2909 | 874.484 | 974.9887 | 1043.1287 | 1101.2036 | 1093.517 | 1046.0916 | 961.8053 | 875.4104
2030-07-10 | 779.7286 | 737.4708 | 692.1479 | 672.7036 | 704.3154 | 798.8904 | 906.4625 | 895.9329 | 858.1215 | 804.9038 | 771.3594 | 714.3831 | 620.8249 | 598.7647 | 686.6928 | 778.7965 | 924.3818 | 989.99 | 1052.8669 | 1082.0759 | 1073.5829 | 1056.1872 | 978.466 | 889.267
2030-07-11 | 775.7322 | 732.8559 | 693.1135 | 674.7747 | 705.7732 | 789.9639 | 898.1892 | 884.5818 | 874.7236 | 826.253 | 805.9608 | 781.5688 | 682.727 | 612.4291 | 638.9719 | 704.4342 | 828.7255 | 953.6009 | 1032.958 | 1099.6501 | 1090.6846 | 1054.5721 | 972.8292 | 889.8177
2030-07-12 | 815.1692 | 749.9341 | 704.9673 | 684.5949 | 715.5069 | 796.8744 | 897.5365 | 893.0267 | 865.2794 | 817.455 | 778.3603 | 704.1731 | 641.9789 | 675.4338 | 761.8716 | 876.0647 | 961.0517 | 1000.7007 | 1044.0195 | 1071.2798 | 1049.0728 | 1052.2726 | 1011.3996 | 937.1732
2030-07-13 | 832.6364 | 774.0839 | 713.4802 | 684.6691 | 682.1818 | 703.4614 | 741.4239 | 755.737 | 789.4406 | 791.0551 | 746.7486 | 698.3828 | 610.9134 | 509.1022 | 525.6625 | 646.9931 | 800.3887 | 929.9762 | 990.5571 | 1025.6767 | 1012.0302 | 1012.6706 | 982.1648 | 914.4355
2030-07-14 | 824.43 | 764.0262 | 717.9793 | 689.8016 | 686.2257 | 688.3414 | 705.5806 | 715.7601 | 731.1356 | 696.0192 | 649.3903 | 625.8461 | 502.7114 | 491.6254 | 537.5949 | 681.8947 | 841.5787 | 950.444 | 1037.5789 | 1072.8474 | 1077.3512 | 1064.3829 | 989.2522 | 899.7302
2030-07-15 | 799.4151 | 740.3108 | 699.2128 | 689.2046 | 725.6786 | 828.2883 | 939.034 | 946.2078 | 896.4912 | 806.9814 | 763.7852 | 759.307 | 700.0619 | 716.9986 | 737.9202 | 823.7692 | 930.0772 | 1016.2056 | 1102.5868 | 1141.3906 | 1116.5045 | 1088.8988 | 1008.858 | 913.3161
2030-07-16 | 804.8519 | 752.0774 | 711.3355 | 692.3084 | 727.7823 | 828.3608 | 938.366 | 937.2878 | 915.9795 | 840.6886 | 759.8648 | 707.3262 | 636.9444 | 656.6001 | 693.8181 | 787.8517 | 897.7496 | 1004.8248 | 1082.2509 | 1125.9022 | 1122.9688 | 1075.1842 | 994.7062 | 904.7291
2030-07-17 | 779.3315 | 738.3463 | 691.9196 | 673.7721 | 704.4619 | 795.4042 | 908.8306 | 917.124 | 873.0544 | 836.6739 | 804.6623 | 795.5767 | 713.8709 | 713.2873 | 742.036 | 831.4287 | 941.2741 | 1021.7541 | 1055.0009 | 1083.5566 | 1070.3933 | 1053.8043 | 975.6765 | 888.107
2030-07-18 | 771.8616 | 730.8092 | 687.0471 | 669.4581 | 702.8205 | 785.9248 | 887.2479 | 874.0233 | 864.7506 | 810.0456 | 807.4729 | 800.4938 | 774.024 | 730.8622 | 776.1396 | 850.2349 | 953.3361 | 1001.7645 | 1039.1103 | 1097.4075 | 1091.9107 | 1054.9584 | 971.5081 | 886.3459
2030-07-19 | 815.3836 | 752.5185 | 704.9126 | 683.0024 | 715.2788 | 793.692 | 899.1124 | 897.7105 | 878.4768 | 821.5438 | 786.3135 | 743.9613 | 635.4254 | 631.9144 | 678.9672 | 754.5046 | 885.3303 | 975.1093 | 1039.3092 | 1066.8106 | 1048.6022 | 1043.8 | 1004.8361 | 931.6597
2030-07-20 | 819.9351 | 762.6312 | 701.5738 | 673.0075 | 669.996 | 688.7113 | 728.8344 | 736.3447 | 721.2883 | 680.7623 | 643.0902 | 559.8926 | 476.6816 | 455.2333 | 520.3348 | 652.3448 | 773.8797 | 908.2548 | 988.3537 | 1019.7011 | 1002.5176 | 1002.0283 | 968.3556 | 900.9265
2030-07-21 | 822.214 | 761.8144 | 714.6158 | 686.8263 | 682.734 | 683.3994 | 700.144 | 696.0703 | 710.581 | 657.9287 | 609.601 | 557.2903 | 474.4889 | 476.8606 | 550.6789 | 686.9421 | 837.6691 | 946.29 | 1032.6677 | 1064.6272 | 1070.6661 | 1059.0777 | 986.8526 | 894.0466
2030-07-22 | 802.621 | 742.5778 | 701.0982 | 690.7306 | 727.0592 | 831.762 | 946.236 | 977.6349 | 948.7802 | 837.1591 | 782.9598 | 776.0795 | 684.0723 | 677.6372 | 719.588 | 855.4827 | 1008.6433 | 1057.2461 | 1114.9198 | 1139.1802 | 1116.7571 | 1091.3428 | 1011.4185 | 915.1031
2030-07-23 | 800.6254 | 747.7044 | 704.7226 | 685.3704 | 720.8685 | 821.4289 | 931.4584 | 927.92 | 921.3122 | 867.6989 | 807.2185 | 770.2485 | 678.2663 | 693.4768 | 710.8089 | 789.6796 | 909.0789 | 1004.0599 | 1068.8565 | 1118.0835 | 1110.1366 | 1066.5667 | 980.0561 | 893.5013
2030-07-24 | 782.2504 | 738.4444 | 695.1783 | 676.8014 | 708.4223 | 802.8709 | 919.2591 | 941.2982 | 929.6818 | 892.97 | 861.2765 | 859.7672 | 868.6244 | 778.9868 | 783.1576 | 852.0933 | 949.4094 | 1008.3156 | 1061.127 | 1083.8377 | 1076.9707 | 1056.7547 | 980.1635 | 892.1556
2030-07-25 | 775.7154 | 734.4697 | 692.5437 | 673.8841 | 705.2632 | 791.2482 | 894.7392 | 877.3661 | 844.5689 | 791.9535 | 771.3208 | 713.8765 | 653.8073 | 638.1838 | 676.5064 | 780.8445 | 904.7224 | 991.8184 | 1040.5594 | 1096.0191 | 1088.8817 | 1053.414 | 971.5062 | 886.9126
2030-07-26 | 808.4576 | 745.2445 | 698.3321 | 677.176 | 708.1005 | 790.246 | 893.8602 | 888.9247 | 887.7907 | 833.0288 | 786.3764 | 773.8385 | 660.7005 | 608.6237 | 666.9038 | 760.4844 | 899.17 | 974.5414 | 1030.1156 | 1061.1528 | 1037.299 | 1040.4061 | 997.7864 | 926.6096
2030-07-27 | 838.6204 | 777.0881 | 719.7711 | 690.647 | 688.1978 | 711.0127 | 756.0695 | 770.8708 | 765.2449 | 748.5661 | 687.872 | 637.7902 | 511.1769 | 478.4856 | 504.8671 | 652.5728 | 799.2135 | 925.4786 | 1007.9858 | 1034.0777 | 1025.6302 | 1023.4474 | 991.3949 | 923.3855
2030-07-28 | 823.9383 | 763.5882 | 716.4792 | 688.8643 | 684.904 | 688.143 | 706.912 | 709.7456 | 720.5035 | 670.7965 | 615.3278 | 593.0331 | 505.9112 | 470.6736 | 513.6458 | 655.6771 | 813.7045 | 944.003 | 1031.7202 | 1067.738 | 1073.2759 | 1057.144 | 987.6754 | 897.7966
2030-07-29 | 786.8987 | 726.9211 | 685.7048 | 675.3735 | 711.6858 | 812.5787 | 924.6572 | 923.1813 | 862.8054 | 789.1675 | 729.4414 | 644.1759 | 595.5925 | 612.7809 | 636.84 | 732.0859 | 874.0253 | 989.9947 | 1079.5363 | 1116.2196 | 1096.387 | 1066.2326 | 987.8821 | 892.6436
2030-07-30 | 793.3182 | 740.234 | 697.6412 | 678.9391 | 714.0644 | 809.2934 | 919.5023 | 910.5544 | 861.8708 | 784.7323 | 735.6359 | 663.7328 | 586.6682 | 592.3617 | 630.4385 | 710.9469 | 867.5365 | 967.0588 | 1060.6754 | 1104.5998 | 1096.0483 | 1055.1518 | 969.5059 | 882.9711
2030-07-31 | 782.7705 | 742.0452 | 695.4881 | 675.649 | 705.8231 | 796.9875 | 909.6788 | 915.7992 | 881.085 | 813.151 | 790.7261 | 799.9772 | 708.3025 | 734.0869 | 825.0947 | 887.2745 | 986.2995 | 1046.8508 | 1050.4857 | 1078.4482 | 1071.4808 | 1058.9966 | 983.6916 | 895.4413
2030-08-01 | 836.3614 | 784.0659 | 739.626 | 721.3583 | 757.2514 | 856.6754 | 968.7183 | 958.3116 | 952.5381 | 923.7808 | 887.3581 | 855.5776 | 778.8355 | 729.6809 | 725.7856 | 790.4016 | 911.209 | 1026.8585 | 1110.815 | 1167.8342 | 1159.2929 | 1117.2055 | 1026.5358 | 945.2776
2030-08-02 | 868.7181 | 797.893 | 748.4755 | 727.49 | 763.076 | 858.1883 | 968.1323 | 939.0237 | 921.5895 | 855.3295 | 806.9953 | 738.0579 | 695.0307 | 665.1947 | 729.8981 | 796.9634 | 939.6309 | 1035.4481 | 1096.4055 | 1128.205 | 1109.2284 | 1099.7857 | 1053.9104 | 980.8079
2030-08-03 | 883.5826 | 818.6251 | 755.1847 | 727.5343 | 730.6063 | 768.4515 | 821.4355 | 801.8351 | 774.2735 | 730.5795 | 687.8175 | 566.1309 | 541.7758 | 510.5155 | 552.7783 | 695.524 | 852.8469 | 993.0229 | 1062.5379 | 1089.1877 | 1078.3099 | 1069.6138 | 1028.4268 | 957.8848
2030-08-04 | 868.9771 | 805.8882 | 752.158 | 726.7952 | 727.6265 | 746.5581 | 775.4128 | 767.2307 | 756.4785 | 704.144 | 685.3989 | 633.4641 | 533.1757 | 512.7994 | 539.9818 | 656.9567 | 841.2148 | 999.1659 | 1084.8493 | 1121.1673 | 1125.7186 | 1102.8392 | 1024.9924 | 932.7388
2030-08-05 | 839.0762 | 773.3826 | 726.8543 | 718.0788 | 757.5768 | 868.2636 | 987.7195 | 967.5331 | 918.9789 | 848.2987 | 783.331 | 790.0892 | 742.9114 | 712.4427 | 744.1587 | 836.2913 | 972.7783 | 1056.1746 | 1132.5171 | 1173.7829 | 1149.8684 | 1114.1019 | 1029.0482 | 933.2177
2030-08-06 | 839.4113 | 781.6157 | 732.0734 | 717.4068 | 755.1215 | 861.0176 | 978.678 | 959.6876 | 939.8556 | 895.2649 | 810.9224 | 793.046 | 731.9525 | 702.9306 | 722.6292 | 804.7872 | 948.1704 | 1037.3033 | 1110.9649 | 1156.4921 | 1147.6764 | 1100.1633 | 1010.313 | 924.2119
2030-08-07 | 835.267 | 787.3669 | 736.3803 | 719.4947 | 754.6482 | 859.4341 | 979.032 | 968.0286 | 949.6231 | 871.5625 | 822.1481 | 780.5403 | 724.5356 | 713.0995 | 745.2078 | 825.7265 | 968.4442 | 1074.0691 | 1121.5643 | 1138.3519 | 1129.5047 | 1109.0443 | 1027.8344 | 941.5842
2030-08-08 | 827.0031 | 778.8051 | 733.0554 | 716.1216 | 752.4695 | 850.8481 | 963.2026 | 926.103 | 880.9612 | 833.0197 | 782.6705 | 671.2669 | 658.2672 | 620.06 | 672.7969 | 746.3791 | 926.7985 | 1042.9901 | 1101.0311 | 1153.682 | 1145.8041 | 1109.839 | 1016.5088 | 932.8693
2030-08-09 | 859.6759 | 788.162 | 738.5173 | 719.7102 | 755.9946 | 847.9779 | 962.966 | 963.6029 | 955.1297 | 876.3076 | 827.7311 | 792.9238 | 729.2382 | 693.5229 | 742.3601 | 836.6618 | 963.5627 | 1042.2136 | 1079.5025 | 1115.2026 | 1095.6739 | 1089.2341 | 1038.9385 | 969.7083
2030-08-10 | 883.3255 | 817.1754 | 755.1528 | 728.0348 | 730.9496 | 769.0003 | 822.7102 | 821.2772 | 824.1655 | 780.2542 | 733.6371 | 686.4795 | 576.4738 | 528.7961 | 556.0636 | 652.8334 | 818.5374 | 975.4575 | 1060.3043 | 1091.9283 | 1070.0354 | 1072.0306 | 1026.8671 | 961.1159
2030-08-11 | 847.8406 | 781.518 | 730.1742 | 707.4763 | 708.1567 | 724.4789 | 756.1902 | 740.7087 | 726.7531 | 675.3268 | 637.2519 | 568.0136 | 473.0193 | 464.016 | 532.4281 | 655.9122 | 858.3878 | 978.7775 | 1061.0019 | 1092.2162 | 1097.6595 | 1073.7334 | 995.1485 | 904.5333
2030-08-12 | 833.5681 | 769.7447 | 721.2023 | 713.1529 | 752.6742 | 864.8064 | 983.9368 | 957.0978 | 897.2631 | 807.2992 | 765.1331 | 692.2673 | 629.7404 | 621.5419 | 660.868 | 764.62 | 928.8653 | 1036.0257 | 1122.5303 | 1169.1767 | 1140.8202 | 1106.7336 | 1024.3204 | 929.7554
2030-08-13 | 847.2829 | 789.7445 | 742.6735 | 725.0822 | 763.5138 | 873.5651 | 993.8702 | 963.9071 | 929.1432 | 853.3786 | 780.9517 | 690.388 | 646.3994 | 641.4196 | 679.2969 | 781.2332 | 935.9779 | 1053.4355 | 1126.34 | 1166.7821 | 1161.2027 | 1107.622 | 1021.1747 | 934.8208
2030-08-14 | 833.8021 | 784.0462 | 732.4733 | 716.3984 | 750.0348 | 857.3287 | 976.1466 | 962.3832 | 927.0366 | 837.8653 | 781.6488 | 731.3704 | 683.0328 | 692.7908 | 767.5736 | 880.5714 | 995.9465 | 1081.2669 | 1117.2078 | 1132.9765 | 1126.7195 | 1103.0889 | 1019.9502 | 934.2031
2030-08-15 | 815.2871 | 767.0015 | 720.878 | 704.6924 | 740.9901 | 838.9035 | 951.5877 | 917.0889 | 875.6197 | 797.0043 | 768.8304 | 647.9922 | 652.5773 | 628.0137 | 671.3415 | 747.5 | 941.134 | 1025.3227 | 1087.9214 | 1137.7332 | 1131.8241 | 1091.5371 | 1001.2196 | 919.5046
2030-08-16 | 888.917 | 821.5457 | 765.3336 | 728.9772 | 738.5597 | 760.0003 | 802.4311 | 759.9994 | 778.758 | 763.3816 | 745.2564 | 687.6887 | 580.1769 | 580.895 | 681.8416 | 808.8649 | 929.697 | 1031.7518 | 1041.8645 | 1044.1889 | 1043.0663 | 1065.5158 | 1019.0595 | 961.6812
2030-08-17 | 879.1035 | 809.6981 | 743.8203 | 721.6701 | 726.6123 | 763.6315 | 819.9536 | 798.917 | 779.4312 | 734.3445 | 686.6008 | 581.176 | 537.7315 | 537.6984 | 587.7771 | 692.9935 | 861.9052 | 997.7242 | 1059.1401 | 1080.2515 | 1064.6661 | 1057.0404 | 1018.4042 | 949.6335
2030-08-18 | 861.6106 | 794.5608 | 743.5813 | 719.6344 | 720.8806 | 736.2752 | 770.3747 | 748.5263 | 735.7209 | 706.4511 | 657.9708 | 602.8476 | 556.7346 | 553.5493 | 640.1359 | 763.2529 | 915.6896 | 1013.5696 | 1090.3189 | 1109.5758 | 1112.7415 | 1093.5452 | 1013.7702 | 921.5767
2030-08-19 | 828.3292 | 764.4115 | 716.7262 | 708.6308 | 747.7755 | 858.7969 | 978.3019 | 961.66 | 905.4642 | 824.2962 | 784.2743 | 756.2566 | 636.3588 | 648.2427 | 674.0481 | 770.3252 | 946.8532 | 1059.3591 | 1139.5772 | 1164.4578 | 1138.9479 | 1103.0957 | 1018.181 | 925.9694
2030-08-20 | 845.4801 | 784.9509 | 738.2821 | 720.8152 | 758.9686 | 867.4565 | 992.8334 | 952.7007 | 910.1575 | 839.3825 | 784.2251 | 697.549 | 659.9712 | 640.5205 | 694.0828 | 847.4095 | 985.2406 | 1078.0315 | 1132.226 | 1165.0267 | 1153.8403 | 1100.4822 | 1015.8353 | 929.5284
2030-08-21 | 828.7859 | 781.1811 | 730.3201 | 713.1054 | 747.3284 | 855.3275 | 976.7455 | 956.7035 | 908.0936 | 868.3493 | 829.8681 | 787.9422 | 698.29 | 675.3268 | 709.7223 | 812.5334 | 953.2181 | 1063.0161 | 1117.9262 | 1129.2512 | 1124.5841 | 1097.1788 | 1016.7455 | 931.6345
2030-08-22 | 823.794 | 775.323 | 730.2674 | 713.3374 | 750.2353 | 848.8716 | 965.3756 | 936.3479 | 907.3624 | 870.1281 | 826.5052 | 796.2621 | 757.1852 | 739.7742 | 821.9676 | 874.2367 | 1003.5946 | 1093.1405 | 1116.0024 | 1155.5548 | 1144.2601 | 1104.3845 | 1013.6036 | 931.6483
2030-08-23 | 853.0356 | 784.6546 | 731.1521 | 712.9394 | 747.2409 | 843.557 | 957.8759 | 961.7824 | 958.7119 | 955.0433 | 928.1263 | 899.3851 | 904.0887 | 885.8109 | 928.4556 | 993.7903 | 1072.5371 | 1092.0634 | 1093.3245 | 1106.9388 | 1089.1414 | 1081.5127 | 1034.6481 | 967.2173
2030-08-24 | 880.5936 | 811.0771 | 746.4682 | 720.3502 | 723.1623 | 759.6216 | 822.5798 | 863.4757 | 877.8183 | 853.5012 | 812.7613 | 798.1009 | 761.7349 | 668.3141 | 732.2255 | 840.0275 | 968.5733 | 1055.1463 | 1070.5781 | 1075.1556 | 1060.9358 | 1052.9657 | 1013.7961 | 946.056
2030-08-25 | 869.5911 | 801.7341 | 747.1924 | 722.2527 | 723.0702 | 739.2 | 774.2123 | 766.8769 | 793.081 | 739.5961 | 709.1284 | 721.0987 | 659.8535 | 646.2509 | 707.6775 | 812.2065 | 958.2345 | 1052.5797 | 1100.7214 | 1110.9714 | 1120.633 | 1097.4639 | 1019.2064 | 926.7983
2030-08-26 | 835.5652 | 768.6992 | 718.8173 | 710.8969 | 750.0319 | 861.029 | 981.7574 | 973.1462 | 909.6361 | 852.8213 | 783.4641 | 771.7947 | 695.9364 | 708.2309 | 814.8672 | 940.6492 | 1048.7288 | 1094.243 | 1146.4118 | 1164.6946 | 1139.859 | 1105.3329 | 1019.5259 | 926.4192
2030-08-27 | 839.4566 | 778.9964 | 731.5678 | 715.1922 | 751.2362 | 861.8197 | 978.0303 | 959.2066 | 937.9684 | 887.3485 | 829.0174 | 814.5051 | 713.4375 | 740.1593 | 819.4425 | 895.7336 | 1002.9746 | 1073.9827 | 1123.0684 | 1159.6016 | 1147.0714 | 1097.6994 | 1008.0048 | 921.474
2030-08-28 | 818.3062 | 766.7705 | 718.581 | 702.6678 | 736.0692 | 839.3371 | 962.2963 | 947.8323 | 879.1881 | 831.7561 | 800.7148 | 757.3183 | 731.5294 | 691.7203 | 731.4858 | 823.901 | 979.0564 | 1074.1849 | 1104.9427 | 1116.8291 | 1107.048 | 1083.3993 | 1000.8782 | 916.1085
2030-08-29 | 812.469 | 763.9294 | 718.8755 | 701.8475 | 736.9197 | 828.9858 | 945.3845 | 900.4684 | 854.8423 | 787.978 | 756.0315 | 644.1675 | 633.3946 | 651.6621 | 726.9231 | 809.9737 | 971.8755 | 1052.5606 | 1089.0034 | 1137.0322 | 1129.333 | 1088.5939 | 996.4109 | 913.1802
2030-08-30 | 852.4345 | 779.8103 | 728.8502 | 710.8878 | 746.1928 | 834.3872 | 948.7991 | 917.3824 | 891.058 | 826.5268 | 791.3004 | 714.2146 | 650.3169 | 647.0413 | 716.6609 | 797.7135 | 944.9162 | 1025.4629 | 1072.9223 | 1088.2903 | 1079.2137 | 1072.7673 | 1024.6154 | 954.385
2030-08-31 | 865.7169 | 800.0538 | 738.2734 | 712.881 | 713.2326 | 746.4471 | 801.6816 | 808.3285 | 801.2128 | 750.5832 | 690.953 | 625.8741 | 534.0329 | 517.6126 | 532.6582 | 648.0313 | 797.7383 | 906.2028 | 1009.1901 | 1049.8751 | 1043.55 | 1038.7092 | 998.7958 | 934.2751
2030-09-01 | 842.0856 | 783.7078 | 735.4662 | 713.7981 | 717.8318 | 749.2043 | 786.9051 | 752.2227 | 752.2654 | 658.182 | 620.1682 | 594.0829 | 549.0585 | 525.2313 | 539.3254 | 631.1596 | 822.3392 | 941.8277 | 1086.0023 | 1093.8209 | 1079.7402 | 1058.1703 | 982.5235 | 900.6172
2030-09-02 | 866.7472 | 808.4098 | 765.2263 | 742.2321 | 758.4138 | 815.26 | 876.0585 | 838.2406 | 839.7062 | 784.6969 | 765.448 | 756.8033 | 647.0828 | 633.5722 | 637.4042 | 751.6237 | 907.7998 | 1018.1079 | 1101.7692 | 1093.1934 | 1078.36 | 1069.4305 | 996.2556 | 922.1393
2030-09-03 | 827.8749 | 773.748 | 735.2484 | 724.0184 | 763.4624 | 870.2974 | 995.3921 | 975.1519 | 967.7013 | 915.8846 | 892.5884 | 899.9069 | 907.6856 | 870.4936 | 806.7465 | 849.7596 | 971.4625 | 1033.8179 | 1128.6224 | 1136.4984 | 1124.9949 | 1078.0003 | 996.921 | 917.8333
2030-09-04 | 820.8297 | 776.6722 | 732.232 | 716.7128 | 751.1012 | 853.9279 | 978.4191 | 941.4132 | 887.5135 | 833.8761 | 806.4643 | 773.6175 | 709.8818 | 724.8135 | 735.5535 | 805.749 | 932.0329 | 1036.5827 | 1121.671 | 1110.0304 | 1097.8695 | 1070.2637 | 995.1562 | 915.782
2030-09-05 | 822.5952 | 777.2146 | 739.8331 | 724.2935 | 758.3329 | 855.2401 | 968.644 | 914.5902 | 853.5491 | 785.3561 | 764.3135 | 623.1817 | 632.4157 | 632.7203 | 685.2125 | 787.3878 | 929.4057 | 1024.8406 | 1122.5119 | 1140.4 | 1123.1692 | 1084.5822 | 1003.2555 | 925.737
2030-09-06 | 848.0349 | 784.8884 | 740.6733 | 721.7931 | 755.3239 | 848.5715 | 960.4877 | 909.2031 | 871.1456 | 790.5033 | 759.8143 | 655.4451 | 611.6371 | 588.4141 | 645.5477 | 755.5822 | 899.0641 | 1000.6425 | 1092.1261 | 1087.8599 | 1069.5148 | 1060.685 | 1015.7347 | 951.4084
2030-09-07 | 872.7618 | 813.4378 | 757.2405 | 731.4568 | 733.9435 | 776.7423 | 842.537 | 826.697 | 838.0362 | 768.6495 | 702.1798 | 657.6414 | 588.9896 | 590.5799 | 609.7023 | 716.6524 | 858.7919 | 977.4436 | 1084.8967 | 1074.73 | 1049.6765 | 1038.7339 | 1003.3561 | 939.4183
2030-09-08 | 848.0615 | 786.7929 | 741.8926 | 720.083 | 720.7 | 740.3386 | 782.2781 | 745.0378 | 723.9534 | 643.2197 | 605.6056 | 545.7469 | 482.0786 | 466.6364 | 528.8303 | 678.03 | 859.3466 | 956.3643 | 1082.1353 | 1084.6517 | 1081.8192 | 1059.8009 | 986.7184 | 899.0426
2030-09-09 | 821.159 | 763.6682 | 724.9324 | 717.3717 | 753.3634 | 865.4996 | 991.5176 | 965.4967 | 903.8707 | 809.3504 | 783.2562 | 748.0477 | 636.5189 | 652.3373 | 667.8493 | 781.9116 | 933.3781 | 1037.286 | 1145.87 | 1140.4044 | 1114.4771 | 1082.3229 | 1001.6229 | 916.057
2030-09-10 | 826.0249 | 776.1407 | 735.6702 | 719.9882 | 756.9168 | 862.5058 | 983.139 | 932.9666 | 899.7933 | 808.3694 | 767.2058 | 716.4622 | 661.2395 | 653.1156 | 654.5612 | 772.0759 | 941.9144 | 1040.8512 | 1129.9446 | 1135.2641 | 1120.7871 | 1070.3311 | 984.5391 | 903.5693
2030-09-11 | 816.9774 | 772.2601 | 727.7724 | 712.8021 | 747.0226 | 847.3425 | 971.2775 | 935.2697 | 908.5097 | 829.9912 | 791.9343 | 795.4999 | 775.2374 | 823.2973 | 841.3453 | 932.0145 | 1018.8712 | 1079.6085 | 1115.9396 | 1103.5389 | 1089.9292 | 1065.6798 | 989.1634 | 908.2414
2030-09-12 | 813.8385 | 770.5741 | 731.843 | 715.7836 | 748.0281 | 842.7909 | 964.1365 | 935.3106 | 912.0666 | 867.5872 | 874.876 | 871.6176 | 889.4999 | 817.1821 | 831.8601 | 939.6676 | 1031.1337 | 1058.7253 | 1112.846 | 1124.1109 | 1114.0801 | 1074.2066 | 988.3694 | 912.3104
2030-09-13 | 848.0318 | 781.6676 | 735.3686 | 717.9283 | 751.8815 | 840.9347 | 957.8897 | 933.1585 | 940.3557 | 914.0002 | 894.1007 | 873.7966 | 877.5065 | 829.7371 | 876.6591 | 932.9507 | 1028.7935 | 1051.1969 | 1098.1997 | 1087.1794 | 1063.9341 | 1054.9128 | 1011.9356 | 949.5479
2030-09-14 | 853.7035 | 791.271 | 733.1317 | 708.7152 | 711.1822 | 750.082 | 810.9059 | 788.9589 | 767.8108 | 729.5155 | 714.7659 | 701.3809 | 606.7153 | 586.9216 | 600.9342 | 711.1781 | 864.4513 | 990.3736 | 1058.5962 | 1052.6143 | 1023.0003 | 1010.4183 | 974.4155 | 910.0758
2030-09-15 | 857.7561 | 797.9998 | 753.5918 | 730.1636 | 730.8615 | 756.3605 | 802.6134 | 809.9297 | 819.0291 | 752.4256 | 672.926 | 671.0963 | 607.9912 | 550.7912 | 613.2684 | 734.8223 | 918.1576 | 1010.25 | 1110.9129 | 1098.9511 | 1097.218 | 1078.7256 | 1001.7828 | 917.4387
2030-09-16 | 836.6534 | 778.9616 | 738.3037 | 729.9433 | 768.3388 | 886.472 | 1010.084 | 992.0815 | 947.2451 | 855.7308 | 808.3907 | 778.0146 | 626.6411 | 638.5103 | 659.2237 | 762.7024 | 955.8614 | 1069.2866 | 1172.5357 | 1162.0201 | 1133.3809 | 1102.0672 | 1021.3558 | 934.5241
2030-09-17 | 836.1964 | 781.8717 | 741.7743 | 726.0813 | 763.0397 | 873.8257 | 999.1635 | 958.5053 | 927.2847 | 856.1907 | 783.4059 | 754.3535 | 734.5623 | 711.2613 | 707.5214 | 808.2941 | 977.9469 | 1071.6764 | 1138.9495 | 1145.1251 | 1124.9037 | 1077.3608 | 991.6811 | 912.2425
2030-09-18 | 823.9265 | 780.8836 | 736.7319 | 720.9914 | 754.0879 | 860.9023 | 982.7192 | 946.5122 | 880.8373 | 779.2625 | 743.8919 | 629.5633 | 588.2707 | 598.6881 | 645.667 | 760.5512 | 924.8952 | 1041.5193 | 1126.6168 | 1112.0468 | 1100.3884 | 1074.554 | 997.7553 | 919.6473
2030-09-19 | 818.4984 | 774.2678 | 734.8293 | 718.4532 | 753.8696 | 848.6774 | 968.6089 | 924.5049 | 892.0612 | 826.908 | 790.0495 | 714.038 | 647.2476 | 642.2733 | 702.4114 | 784.1837 | 915.7185 | 1026.9042 | 1113.6045 | 1127.0638 | 1114.8704 | 1075.5369 | 990.8017 | 915.5112
2030-09-20 | 849.5539 | 786.4125 | 738.6522 | 721.9181 | 756.1237 | 848.6575 | 966.3279 | 939.7515 | 917.6364 | 829.4587 | 781.7291 | 692.0328 | 596.5341 | 591.4511 | 658.3081 | 783.3248 | 945.1712 | 1030.3542 | 1095.8503 | 1091.7443 | 1068.5696 | 1058.6523 | 1015.9336 | 950.1613
2030-09-21 | 872.593 | 813.5274 | 757.4414 | 732.0166 | 734.7696 | 777.5311 | 843.5079 | 824.6449 | 823.5205 | 779.9759 | 738.3295 | 715.9671 | 602.4435 | 590.1404 | 571.2748 | 690.658 | 886.7276 | 1029.4145 | 1093.1111 | 1074.38 | 1053.4997 | 1041.2414 | 1006.4143 | 944.0392
2030-09-22 | 853.1426 | 795.1128 | 748.4067 | 725.4125 | 726.4272 | 749.4115 | 793.7195 | 798.6629 | 773.8366 | 696.0442 | 650.7164 | 602.6093 | 495.2655 | 485.9191 | 536.499 | 679.947 | 859.7117 | 997.2126 | 1097.0409 | 1082.3138 | 1087.3086 | 1065.6604 | 992.8871 | 906.8001
2030-09-23 | 829.8701 | 772.5244 | 730.3583 | 722.4395 | 761.0576 | 871.3361 | 1001.2214 | 975.3957 | 910.4781 | 778.4202 | 759.3781 | 716.2228 | 633.8429 | 662.6568 | 712.2482 | 820.8192 | 998.031 | 1077.2916 | 1162.0464 | 1148.816 | 1120.8022 | 1087.051 | 1009.4481 | 923.8714
2030-09-24 | 840.0188 | 785.979 | 746.0548 | 729.3234 | 764.1363 | 874.5285 | 1003.7265 | 962.8258 | 920.4478 | 831.003 | 766.442 | 685.5346 | 617.3042 | 623.6812 | 637.6834 | 749.3358 | 949.7515 | 1074.913 | 1152.5616 | 1149.4542 | 1135.825 | 1082.5473 | 998.2559 | 918.1415
2030-09-25 | 834.7292 | 789.2298 | 745.8468 | 729.2741 | 763.8093 | 872.4203 | 1001.0349 | 989.7241 | 938.5366 | 883.7322 | 817.3013 | 766.2638 | 684.5009 | 688.7011 | 733.4084 | 853.8272 | 1003.9227 | 1091.2236 | 1155.7896 | 1133.2548 | 1116.2122 | 1091.6892 | 1015.3629 | 934.9518
2030-09-26 | 830.5846 | 786.1884 | 747.9266 | 731.1518 | 763.8536 | 865.8796 | 987.0886 | 957.568 | 926.216 | 891.1793 | 878.4533 | 856.8315 | 804.827 | 776.9672 | 828.0168 | 871.1256 | 1014.5658 | 1103.2156 | 1143.3167 | 1150.7318 | 1134.9859 | 1095.7238 | 1012.6515 | 934.8362
2030-09-27 | 849.3741 | 784.7836 | 739.9732 | 721.887 | 754.1092 | 847.183 | 967.6568 | 949.7893 | 935.0927 | 893.9435 | 884.7636 | 842.2727 | 801.3938 | 760.7879 | 851.8634 | 928.7768 | 1037.9961 | 1080.608 | 1110.4011 | 1095.521 | 1073.7746 | 1062.4892 | 1017.5384 | 951.0371
2030-09-28 | 866.8222 | 803.7803 | 745.1672 | 720.6252 | 722.8525 | 763.5513 | 825.2817 | 820.3157 | 811.1389 | 752.1994 | 701.8614 | 658.2141 | 572.6892 | 526.8749 | 561.6693 | 708.9076 | 888.1929 | 1004.3405 | 1075.3866 | 1062.03 | 1036.6387 | 1025.1948 | 989.5877 | 927.2646
2030-09-29 | 855.7742 | 795.5547 | 750.5667 | 727.301 | 728.0678 | 756.1214 | 800.4548 | 775.2991 | 760.6376 | 678.2854 | 643.1707 | 606.3136 | 514.629 | 556.6439 | 624.2543 | 757.1232 | 925.2413 | 1022.9214 | 1099.1572 | 1090.5831 | 1095.1486 | 1076.016 | 1000.6034 | 915.5779
2030-09-30 | 820.9771 | 764.7107 | 721.5098 | 714.1618 | 748.8417 | 861.2618 | 982.8205 | 953.6798 | 881.0291 | 764.9318 | 732.8026 | 708.4929 | 643.41 | 645.635 | 638.8345 | 761.8773 | 948.0782 | 1041.8318 | 1128.3395 | 1127.9153 | 1107.2426 | 1073.0152 | 992.8681 | 911.3373
2030-10-01 | 788.7755 | 736.1485 | 695.2854 | 678.7568 | 707.5018 | 813.2795 | 925.1089 | 903.9048 | 872.1256 | 805.6251 | 750.8655 | 717.4765 | 606.3484 | 616.1815 | 682.8935 | 795.6839 | 947.307 | 1045.9657 | 1116.9652 | 1091.9272 | 1086.4882 | 1037.7041 | 950.2246 | 864.0431
2030-10-02 | 779.5418 | 738.0704 | 694.8877 | 678.044 | 701.3763 | 798.9386 | 914.1744 | 894.1294 | 848.3095 | 780.3916 | 760.6967 | 769.0334 | 673.2767 | 712.0379 | 746.7438 | 849.5046 | 963.1614 | 1062.226 | 1116.8745 | 1072.1267 | 1061.9689 | 1040.7177 | 960.6326 | 870.9398
2030-10-03 | 776.5761 | 731.5368 | 692.1896 | 673.9582 | 699.6223 | 786.8179 | 892.6522 | 866.7785 | 836.7709 | 799.2903 | 806.8999 | 796.8274 | 723.5235 | 715.8636 | 733.5564 | 796.9684 | 956.0243 | 1050.7061 | 1104.3291 | 1089.1545 | 1079.7992 | 1038.4562 | 952.286 | 868.6836
2030-10-04 | 800.31 | 740.1466 | 693.7261 | 674.1176 | 697.8565 | 778.7835 | 884.6299 | 871.5222 | 855.4058 | 790.8831 | 763.334 | 754.0587 | 661.9359 | 707.063 | 792.2476 | 912.1631 | 1002.0414 | 1049.4456 | 1088.7952 | 1049.356 | 1033.6537 | 1022.1686 | 972.5956 | 900.4269
2030-10-05 | 813.9627 | 756.7042 | 697.2998 | 672.0121 | 665.9434 | 698.4567 | 753.954 | 754.4945 | 744.9294 | 727.1362 | 698.9299 | 696.6912 | 583.4561 | 570.2666 | 608.5766 | 736.3458 | 881.6056 | 1005.0597 | 1055.9088 | 1015.5289 | 1003.2247 | 993.1595 | 949.0843 | 879.8073
2030-10-06 | 803.4523 | 743.0685 | 698.4039 | 675.4669 | 668.1733 | 691.4589 | 718.5259 | 705.0548 | 716.5863 | 689.6626 | 658.0863 | 678.2569 | 597.6688 | 555.864 | 618.3633 | 739.9322 | 892.8836 | 1006.9803 | 1098.6003 | 1056.0771 | 1048.0882 | 1027.0014 | 950.1139 | 860.297
2030-10-07 | 777.5604 | 720.7639 | 677.5208 | 669.3264 | 697.3401 | 798.7973 | 914.4709 | 901.3438 | 844.1358 | 768.0138 | 744.249 | 763.8708 | 669.1552 | 710.8964 | 752.7543 | 865.5353 | 992.9474 | 1067.86 | 1143.7572 | 1106.7224 | 1068.2431 | 1044.6653 | 961.5549 | 868.2403
2030-10-08 | 792.7261 | 740.0184 | 699.6263 | 682.6212 | 711.3237 | 815.2544 | 927.8581 | 902.063 | 845.4289 | 764.241 | 713.3613 | 668.9595 | 643.7408 | 706.096 | 768.0758 | 888.6729 | 1008.943 | 1088.4432 | 1128.3224 | 1096.0962 | 1088.5909 | 1040.0468 | 956.2318 | 875.4433
2030-10-09 | 779.3282 | 734.7463 | 690.59 | 674.2882 | 699.4519 | 794.5672 | 913.2989 | 897.1395 | 845.458 | 760.4411 | 724.7314 | 667.3201 | 591.9198 | 603.2896 | 669.4756 | 801.1259 | 964.3024 | 1070.992 | 1109.8441 | 1064.2391 | 1061.2631 | 1034.3036 | 956.0148 | 871.3057
2030-10-10 | 774.9834 | 729.6884 | 690.3789 | 673.0292 | 697.156 | 784.2087 | 894.9595 | 873.9245 | 830.8914 | 785.9388 | 762.8909 | 745.7088 | 681.4218 | 684.401 | 737.8849 | 814.0523 | 972.4533 | 1065.0474 | 1104.1159 | 1086.3041 | 1077.4153 | 1038.2015 | 951.4344 | 870.8231
2030-10-11 | 806.9927 | 742.0336 | 697.5136 | 676.8559 | 701.1775 | 785.1644 | 893.5988 | 882.7487 | 857.9781 | 792.7756 | 770.3083 | 726.9359 | 652.858 | 678.7057 | 727.8846 | 856.7069 | 992.8644 | 1065.8664 | 1091.3262 | 1050.1622 | 1036.852 | 1026.2525 | 979.7624 | 909.6731
2030-10-12 | 825.0665 | 766.2152 | 708.4812 | 681.9152 | 675.9864 | 710.6343 | 766.1211 | 769.4489 | 764.8747 | 741.8587 | 705.4747 | 713.5468 | 660.0959 | 679.8009 | 711.0623 | 805.6297 | 949.0398 | 1029.7164 | 1065.7798 | 1023.0936 | 1007.1704 | 1001.2196 | 960.1774 | 891.8873
2030-10-13 | 803.3524 | 746.3301 | 698.0691 | 675.1347 | 667.596 | 684.3211 | 715.6357 | 724.6568 | 739.7863 | 711.4465 | 674.1832 | 686.991 | 708.3902 | 610.2883 | 647.1101 | 735.8246 | 908.1277 | 1013.0705 | 1078.0327 | 1039.8512 | 1043.5571 | 1025.0941 | 951.3234 | 863.4559
2030-10-14 | 783.4321 | 723.728 | 681.4342 | 675.4346 | 709.0073 | 830.1855 | 950.3248 | 936.3172 | 876.6416 | 787.2486 | 780.7949 | 808.78 | 727.6727 | 751.3903 | 807.1996 | 920.7397 | 1033.6415 | 1100.8694 | 1153.3333 | 1116.3091 | 1088.9061 | 1051.6708 | 970.1444 | 877.8445
2030-10-15 | 796.1736 | 742.9521 | 702.3758 | 685.1216 | 712.7289 | 821.9601 | 936.6132 | 963.6711 | 968.5797 | 901.1057 | 840.316 | 818.0683 | 806.7941 | 759.2718 | 787.8616 | 907.0496 | 1055.8858 | 1110.5506 | 1141.7561 | 1107.095 | 1097.6561 | 1051.3745 | 962.1641 | 882.8997
2030-10-16 | 782.6193 | 738.0197 | 693.1353 | 676.4205 | 701.0719 | 804.6331 | 922.1064 | 915.0423 | 868.9211 | 795.3405 | 755.2211 | 747.0269 | 676.8749 | 690.7905 | 745.4229 | 865.8621 | 1019.322 | 1099.4371 | 1118.8298 | 1072.8164 | 1063.2713 | 1040.3304 | 960.1102 | 875.7113
2030-10-17 | 782.1402 | 736.6053 | 697.0221 | 679.5913 | 704.8547 | 801.0926 | 912.4595 | 907.0999 | 875.1319 | 855.221 | 828.333 | 780.8315 | 723.688 | 733.4687 | 780.4697 | 879.1734 | 1008.1193 | 1095.673 | 1118.0424 | 1099.6238 | 1085.0752 | 1045.4536 | 960.4659 | 880.5973
2030-10-18 | 804.6024 | 740.3251 | 693.4081 | 673.8381 | 698.0099 | 785.9323 | 891.6662 | 887.3335 | 865.9626 | 823.7467 | 818.1701 | 776.8359 | 678.2912 | 707.0727 | 731.6093 | 820.1084 | 975.9449 | 1053.1231 | 1084.9078 | 1046.2661 | 1029.7355 | 1021.7869 | 969.3558 | 901.4089
2030-10-19 | 807.8944 | 748.1383 | 688.7897 | 663.4699 | 657.0588 | 688.4684 | 742.5198 | 737.4206 | 727.5141 | 695.1205 | 679.7686 | 670.7363 | 553.7084 | 559.5678 | 623.2449 | 767.5382 | 897.7924 | 1004.7642 | 1035.0524 | 1000.7462 | 982.5736 | 972.1839 | 928.4409 | 864.2922
2030-10-20 | 808.6429 | 751.9845 | 704.4241 | 681.1818 | 673.7333 | 693.8982 | 726.2105 | 758.3985 | 750.0473 | 695.6628 | 665.4239 | 640.136 | 528.6195 | 529.6558 | 617.8985 | 745.564 | 928.1429 | 1036.4925 | 1094.406 | 1049.6303 | 1058.8896 | 1038.5215 | 958.3975 | 869.1697
2030-10-21 | 784.2078 | 725.7202 | 681.9739 | 672.8158 | 701.1662 | 809.131 | 925.8354 | 923.4966 | 864.9197 | 772.6886 | 734.7946 | 723.784 | 641.1857 | 656.6295 | 713.7182 | 855.6129 | 1004.9657 | 1094.8827 | 1142.6324 | 1102.6459 | 1073.7513 | 1042.2385 | 961.734 | 871.7813
2030-10-22 | 780.5817 | 727.8257 | 686.7536 | 670.972 | 699.0896 | 803.5348 | 917.88 | 903.0991 | 858.5607 | 773.7518 | 727.8644 | 685.6452 | 625.8856 | 663.9916 | 699.7123 | 840.8851 | 983.6638 | 1089.1307 | 1112.5355 | 1089.4434 | 1076.1879 | 1026.4291 | 937.0488 | 855.7405
2030-10-23 | 774.9578 | 731.2138 | 686.4791 | 670.0644 | 694.8806 | 794.7179 | 912.0145 | 910.7832 | 871.3105 | 835.1349 | 827.9631 | 839.9994 | 834.8928 | 769.6547 | 807.0804 | 903.6244 | 1022.416 | 1099.1237 | 1104.2434 | 1058.9582 | 1056.2012 | 1029 | 952.0757 | 871.3543
2030-10-24 | 771.1544 | 725.9644 | 686.27 | 669.4728 | 694.4648 | 785.1677 | 896.2587 | 893.2051 | 856.7481 | 801.2146 | 764.0572 | 766.0864 | 697.8772 | 710.9265 | 811.5447 | 902.0731 | 1003.7867 | 1076.9551 | 1094.3429 | 1080.3857 | 1071.5248 | 1027.8243 | 943.1615 | 863.0183
2030-10-25 | 793.4632 | 729.732 | 682.635 | 663.9903 | 688.2088 | 773.2823 | 880.6132 | 873.6314 | 838.6429 | 764.6106 | 714.6903 | 729.2723 | 665.0886 | 721.8717 | 763.1471 | 887.2055 | 985.5817 | 1053.729 | 1071.4132 | 1032.3163 | 1020.7371 | 1006.2605 | 957.4905 | 893.4567
2030-10-26 | 814.0038 | 753.5199 | 694.6863 | 668.9674 | 662.6543 | 694.9841 | 749.6005 | 751.9424 | 737.1287 | 691.0074 | 657.594 | 633.7496 | 541.0624 | 565.6699 | 601.362 | 760.9184 | 923.8307 | 1019.306 | 1043.8804 | 1006.2269 | 989.1564 | 977.6053 | 936.88 | 870.861
2030-10-27 | 781.2346 | 724.2809 | 676.1233 | 654.4495 | 646.9967 | 661.3043 | 695.8715 | 693.8565 | 686.8708 | 637.2845 | 601.613 | 607.5764 | 531.3231 | 529.741 | 615.1597 | 758.7767 | 922.4227 | 1013.29 | 1059.2399 | 1020.5923 | 1011.1878 | 988.8888 | 915.4748 | 825.3061
2030-10-28 | 768.7002 | 711.0327 | 668.8271 | 660.3764 | 688.3295 | 792.8972 | 912.7272 | 921.1445 | 863.1581 | 791.2688 | 747.2239 | 736.2952 | 717.5966 | 751.0858 | 832.8576 | 936.6582 | 1055.0788 | 1107.8361 | 1137.4737 | 1086.4642 | 1058.5138 | 1023.9187 | 947.815 | 851.5911
2030-10-29 | 783.4783 | 731.6567 | 691.7567 | 675.3718 | 703.4473 | 806.9482 | 925.011 | 927.7172 | 915.3644 | 872.3185 | 852.5012 | 846.2902 | 838.7304 | 747.4621 | 790.0243 | 911.6201 | 1055.3309 | 1125.3382 | 1138.5632 | 1102.7425 | 1081.5343 | 1029.3269 | 940.3801 | 858.4932
2030-10-30 | 763.0365 | 720.1408 | 675.7415 | 659.1684 | 683.8165 | 783.5067 | 904.4367 | 910.8626 | 860.6131 | 821.0617 | 805.6997 | 791.4065 | 765.5293 | 732.6227 | 787.6596 | 914.6034 | 1045.045 | 1092.2643 | 1093.1258 | 1055.033 | 1039.2173 | 1014.9555 | 932.4519 | 847.1008
2030-10-31 | 762.0597 | 719.9627 | 680.8478 | 664.662 | 690.1402 | 781.5675 | 895.5499 | 901.3637 | 881.3657 | 838.3928 | 810.9869 | 754.1813 | 753.4778 | 703.6246 | 766.0628 | 837.8668 | 976.7563 | 1073.2967 | 1085.9191 | 1078.4059 | 1061.085 | 1017.7809 | 929.435 | 853.2191
2030-11-01 | 770.7808 | 704.8869 | 660.9049 | 639.0033 | 671.4208 | 766.0388 | 883.0711 | 867.3808 | 826.1934 | 775.7178 | 749.4204 | 727.8729 | 640.4842 | 636.4993 | 703.6833 | 862.5794 | 976.4531 | 1043.0257 | 1065.9547 | 1005.4049 | 986.4935 | 972.6598 | 931.1465 | 867.4993
2030-11-02 | 791.4826 | 727.6803 | 671.7804 | 642.988 | 644.6016 | 691.9687 | 755.6372 | 781.9632 | 739.4676 | 679.1138 | 642.1547 | 620.2957 | 500.7757 | 473.9664 | 534.5189 | 699.1438 | 891.6516 | 1010.961 | 1040.012 | 981.604 | 958.3735 | 946.6724 | 910.1056 | 851.0476
2030-11-03 | 773.6091 | 716.4118 | 673.314 | 647.4438 | 648.1174 | 685.8975 | 721.535 | 713.5249 | 704.014 | 640.716 | 604.5125 | 600.6727 | 489.7069 | 462.6412 | 560.3356 | 733.3492 | 903.2461 | 1009.8325 | 1058.6433 | 1002.0044 | 981.1473 | 978.2724 | 910.7637 | 829.5061
2030-11-04 | 749.7528 | 692.9309 | 651.6774 | 642.3609 | 682.216 | 817.3925 | 921.6193 | 934.3521 | 863.6065 | 793.8515 | 755.312 | 752.1855 | 679.0627 | 649.25 | 706.9113 | 831.7645 | 984.702 | 1063.7525 | 1113.7476 | 1056.3581 | 1006.7665 | 987.4288 | 916.8903 | 836.0696
2030-11-05 | 782.8175 | 728.6263 | 685.4899 | 651.9808 | 665.4256 | 726.2562 | 765.4024 | 772.0614 | 805.7821 | 784.7595 | 748.4986 | 712.682 | 640.4956 | 552.09 | 591.9419 | 735.3318 | 907.5033 | 1027.2839 | 1044.4497 | 988.249 | 970.8661 | 956.065 | 884.9032 | 819.8769
2030-11-06 | 740.2764 | 689.2922 | 645.6343 | 633.5259 | 672.892 | 796.9244 | 910.6064 | 913.2118 | 844.5397 | 766.9904 | 721.37 | 705.9023 | 606.2887 | 613.2389 | 667.1841 | 799.9273 | 956.3553 | 1061.8923 | 1083.1172 | 1019.9025 | 988.8995 | 970.3236 | 902.4865 | 827.2843
2030-11-07 | 739.6016 | 692.8244 | 655.8581 | 638.7043 | 676.2855 | 795.1957 | 903.1287 | 892.6953 | 846.3457 | 821.2744 | 840.1982 | 819.2505 | 835.8774 | 793.6837 | 838.6575 | 875.1298 | 981.622 | 1055.41 | 1070.4718 | 1039.7652 | 1005.542 | 975.3862 | 903.4396 | 831.5661
2030-11-08 | 758.8481 | 692.1809 | 647.0978 | 629.0022 | 665.9709 | 779.203 | 884.7817 | 881.2715 | 829.9275 | 732.5164 | 705.9264 | 681.5354 | 603.2462 | 586.905 | 684.693 | 822.0389 | 951.4228 | 1020.2147 | 1038.5508 | 999.4667 | 968.6656 | 939.6658 | 903.2391 | 844.6658
2030-11-09 | 765.9942 | 701.3292 | 643.4558 | 618.5269 | 622.1982 | 670.0001 | 729.5576 | 744.5224 | 700.1575 | 637.7512 | 598.7644 | 559.6474 | 457.5975 | 441.353 | 541.6451 | 712.2855 | 869.0407 | 954.5536 | 975.3486 | 939.5252 | 913.4466 | 905.9406 | 868.0284 | 811.5215
2030-11-10 | 752.6939 | 689.9439 | 642.7669 | 619.9005 | 621.7569 | 654.6589 | 691.0073 | 700.3497 | 701.4344 | 644.3847 | 604.4634 | 588.4122 | 577.1503 | 490.8829 | 560.6442 | 681.6776 | 857.87 | 963.0035 | 1013.831 | 965.2984 | 946.498 | 935.5082 | 866.3331 | 792.9053
2030-11-11 | 751.9772 | 692.4542 | 645.6486 | 623.0041 | 637.8559 | 697.9464 | 738.9023 | 746.1472 | 733.3253 | 679.4516 | 666.7646 | 656.2814 | 647.0963 | 593.1431 | 661.4576 | 772.839 | 898.7691 | 981.4424 | 1017.3074 | 959.2522 | 926.4674 | 928.2544 | 859.8494 | 791.001
2030-11-12 | 741.2597 | 682.6216 | 640.6038 | 628.5751 | 669.0247 | 796.9753 | 901.736 | 909.7323 | 863.1034 | 781.0953 | 741.1064 | 713.3952 | 645.1036 | 639.4767 | 676.8287 | 798.4151 | 958.9106 | 1048.4065 | 1076.4704 | 1035.0992 | 1002.0757 | 959.1429 | 882.3322 | 812.5824
2030-11-13 | 737.6893 | 689.4201 | 646.5025 | 630.7458 | 667.1176 | 789.0972 | 899.5623 | 900.0516 | 838.5143 | 769.3511 | 709.4742 | 682.6171 | 614.1746 | 611.9435 | 665.8548 | 802.0749 | 939.3361 | 1049.4779 | 1065.2047 | 1008.0855 | 975.2171 | 951.9758 | 886.6518 | 812.1823
2030-11-14 | 736.9989 | 689.4825 | 652.2048 | 635.0927 | 672.2673 | 790.5111 | 893.8327 | 894.2781 | 840.7192 | 758.9017 | 722.0178 | 674.269 | 607.9295 | 569.0995 | 655.9572 | 807.4916 | 975.2291 | 1045.3751 | 1064.6716 | 1036.316 | 999.4711 | 968.0213 | 894.6714 | 822.2909
2030-11-15 | 769.4704 | 702.3647 | 658.6077 | 639.1539 | 676.3994 | 791.6997 | 889.7595 | 899.2456 | 868.1092 | 796.3281 | 767.7834 | 754.3496 | 690.9885 | 656.667 | 780.5253 | 884.7791 | 995.8581 | 1046.5328 | 1058.1867 | 1005.2483 | 975.8912 | 948.9854 | 920.795 | 860.9592
2030-11-16 | 776.5406 | 712.8643 | 655.7724 | 629.6837 | 633.522 | 683.6418 | 738.7514 | 773.1856 | 727.7176 | 695.7623 | 676.3328 | 687.9999 | 646.2856 | 576.7634 | 634.7362 | 780.2435 | 916.1028 | 982.569 | 999.3167 | 962.4422 | 934.8044 | 926.2876 | 889.6539 | 826.3333
2030-11-17 | 757.8552 | 698.995 | 651.7872 | 628.1434 | 629.4669 | 664.6819 | 699.6294 | 728.2237 | 709.7086 | 651.4589 | 646.0908 | 637.9831 | 657.3088 | 604.6212 | 656.846 | 753.4234 | 910.8668 | 989.2871 | 1033.3973 | 978.3817 | 960.2745 | 952.4798 | 888.8163 | 808.0413
2030-11-18 | 741.1771 | 680.52 | 638.0165 | 629.704 | 669.6181 | 802.369 | 911.6566 | 946.0136 | 890.357 | 785.9041 | 726.3115 | 713.681 | 683.0292 | 630.5063 | 725.5269 | 865.0247 | 987.2431 | 1056.6956 | 1095.426 | 1040.0478 | 992.9436 | 971.223 | 899.6863 | 819.7118
2030-11-19 | 752.3456 | 696.3823 | 657.3983 | 640.116 | 677.9511 | 807.7758 | 914.0706 | 937.1053 | 908.0978 | 851.1321 | 796.2615 | 785.858 | 795.972 | 733.818 | 800.9587 | 889.7793 | 1010.302 | 1065.3326 | 1083.7034 | 1039.7674 | 1011.2178 | 969.412 | 901.9948 | 823.1109
2030-11-20 | 741.737 | 691.7736 | 651.9638 | 635.4118 | 672.586 | 795.292 | 913.3134 | 955.1053 | 900.409 | 815.8652 | 819.1904 | 825.9199 | 839.9078 | 794.8614 | 840.3352 | 930.8821 | 1028.8009 | 1077.3329 | 1076.7724 | 1030.6334 | 995.1149 | 971.2392 | 904.7779 | 828.363
2030-11-21 | 738.3258 | 690.4898 | 653.1639 | 635.568 | 671.0335 | 788.506 | 888.3626 | 918.4052 | 891.7597 | 860.7983 | 862.8715 | 853.5397 | 873.0968 | 822.9999 | 807.1464 | 885.7866 | 995.5967 | 1046.963 | 1062.8886 | 1033.642 | 1003.2907 | 977.6693 | 903.4001 | 827.6972
2030-11-22 | 766.2239 | 701.5572 | 657.0906 | 638.1923 | 674.431 | 788.532 | 891.6139 | 926.5721 | 911.4297 | 860.4703 | 820.1295 | 816.808 | 806.0632 | 786.1614 | 832.5935 | 898.1853 | 1007.3932 | 1040.9946 | 1060.7324 | 1013.561 | 980.0655 | 956.1988 | 924.4661 | 864.2521
2030-11-23 | 769.2039 | 704.7224 | 647.1837 | 621.8989 | 625.7805 | 674.2502 | 728.2765 | 783.4905 | 793.8532 | 764.2031 | 695.2729 | 671.8928 | 656.5691 | 625.4533 | 636.0737 | 763.1459 | 900.6216 | 978.2118 | 990.5616 | 956.405 | 930.5509 | 917.0101 | 885.0361 | 824.3794
2030-11-24 | 743.7231 | 680.9909 | 631.9306 | 610.1943 | 611.1127 | 641.9901 | 679.1113 | 718.4801 | 712.6158 | 649.283 | 610.0075 | 626.782 | 654.189 | 640.1377 | 620.7411 | 749.6316 | 892.4807 | 963.2765 | 1005.3683 | 959.9706 | 937.389 | 931.5867 | 859.8583 | 781.1633
2030-11-25 | 722.2511 | 663.115 | 619.3192 | 612.3232 | 651.1039 | 778.855 | 892.3847 | 925.9774 | 867.5886 | 767.3506 | 727.3844 | 739.0803 | 766.1544 | 710.8408 | 719.4288 | 824.5759 | 962.728 | 1022.9613 | 1061.6061 | 1013.8084 | 965.033 | 942.9005 | 871.7792 | 793.3859
2030-11-26 | 734.8459 | 680.3661 | 639.2682 | 623.4351 | 660.9803 | 786.7382 | 893.6135 | 920.2798 | 898.1887 | 835.8018 | 763.5047 | 765.2056 | 779.48 | 688.1623 | 726.7459 | 839.2798 | 962.7565 | 1028.76 | 1051.5037 | 1017.5825 | 983.6381 | 940.7374 | 863.8849 | 792.352
2030-11-27 | 722.8905 | 675.382 | 632.2215 | 617.0493 | 653.6587 | 772.6502 | 885.3524 | 920.3024 | 881.8951 | 831.3634 | 802.3019 | 787.795 | 796.256 | 755.7617 | 780.5199 | 868.8239 | 981.278 | 1040.0133 | 1043.2061 | 990.7589 | 955.6338 | 937.2164 | 875.4507 | 803.2628
2030-11-28 | 758.5938 | 711.1808 | 668.3472 | 637.4692 | 651.6002 | 704.3259 | 757.8956 | 775.4115 | 790.0955 | 776.5138 | 787.4283 | 755.9749 | 730.6338 | 623.1176 | 697.9072 | 801.46 | 931.1456 | 1012.7405 | 1018.1271 | 978.5166 | 956.6467 | 949.2651 | 871.0028 | 809.0056
2030-11-29 | 748.7638 | 678.6948 | 631.3053 | 617.7663 | 656.9041 | 768.7688 | 861.5307 | 893.4895 | 849.0157 | 783.4366 | 752.1582 | 731.752 | 712.6067 | 671.6463 | 754.4084 | 866.4175 | 965.4277 | 999.8965 | 1016.4068 | 971.575 | 945.7294 | 919.6193 | 893.121 | 833.6614
2030-11-30 | 766.388 | 702.3109 | 645.4611 | 620.6131 | 624.4516 | 670.7309 | 722.1327 | 788.0535 | 781.5574 | 765.1412 | 733.6081 | 712.4174 | 720.1959 | 710.2755 | 703.9777 | 732.2728 | 883.6397 | 966.1311 | 981.6812 | 942.8817 | 916.4475 | 908.3924 | 874.3384 | 816.4355
2030-12-01 | 729.2255 | 668.14 | 619.1677 | 594.799 | 595.7955 | 613.4683 | 637.0522 | 664.2412 | 652.6234 | 613.8531 | 586.3841 | 561.6442 | 543.3115 | 513.9713 | 507.3311 | 641.2101 | 794.8834 | 898.2469 | 952.5989 | 926.3626 | 924.082 | 924.1162 | 861.5052 | 788.7245
2030-12-02 | 709.2506 | 650.3937 | 605.9428 | 596.5722 | 632.9506 | 742.1881 | 833.888 | 878.3166 | 823.8744 | 761.9602 | 727.9513 | 710.6506 | 730.8235 | 726.4803 | 738.2133 | 746.7493 | 865.6405 | 946.34 | 996.2158 | 970.8914 | 951.2441 | 928.2979 | 869.1888 | 792.6893
2030-12-03 | 719.6184 | 663.7699 | 623.2919 | 605.1374 | 641.1693 | 745.0647 | 831.4477 | 846.7649 | 809.483 | 727.8475 | 636.199 | 616.1528 | 564.3518 | 559.0663 | 620.545 | 757.5153 | 862.6098 | 958.1886 | 990.5166 | 969.0373 | 958.6189 | 924.9905 | 860.0427 | 796.7614
2030-12-04 | 709.8372 | 663.1065 | 618.2171 | 600.0574 | 632.2838 | 731.1473 | 823.4053 | 858.7305 | 798.8231 | 740.3747 | 703.3427 | 694.4765 | 684.5126 | 640.9748 | 679.3822 | 777.8538 | 890.9014 | 959.1859 | 981.4698 | 945.6794 | 934.646 | 928.1456 | 873.9634 | 802.8518
2030-12-05 | 719.2553 | 671.4572 | 632.3779 | 612.838 | 646.955 | 741.0473 | 829.7685 | 855.5077 | 812.1351 | 740.1142 | 704.8532 | 670.461 | 623.9221 | 578.0527 | 652.2906 | 726.9348 | 877.5539 | 965.7024 | 989.7574 | 977.3468 | 966.0079 | 946.6414 | 883.0978 | 819.752
2030-12-06 | 736.1277 | 669.1593 | 622.6358 | 602.1126 | 635.8713 | 724.8154 | 810.4753 | 838.4873 | 784.836 | 719.007 | 641.5578 | 623.171 | 558.129 | 532.5256 | 616.2624 | 730.6834 | 859.0268 | 923.4631 | 956.4885 | 926.7613 | 923.5227 | 902.0011 | 880.0428 | 830.1934
2030-12-07 | 746.7618 | 684.1299 | 625.5902 | 598.7838 | 601.5926 | 631.9427 | 672.7435 | 729.1199 | 691.1329 | 647.5172 | 570.631 | 556.1655 | 557.653 | 468.1004 | 526.956 | 642.2247 | 788.9557 | 882.7075 | 911.8526 | 897.1655 | 891.3656 | 887.1299 | 861.3693 | 807.7123
2030-12-08 | 733.8606 | 672.667 | 624.0095 | 600.1827 | 601.3606 | 619.8253 | 647.3122 | 686.4339 | 686.8216 | 652.6514 | 609.4 | 625.3879 | 601.1138 | 613.0002 | 638.0217 | 692.7679 | 806.7274 | 889.0568 | 940.3684 | 922.2483 | 931.4235 | 931.2426 | 868.438 | 786.4946
2030-12-09 | 722.2843 | 663.4328 | 620.4474 | 610.1918 | 647.0021 | 757.6643 | 852.2429 | 893.4339 | 829.3303 | 759.6465 | 701.7292 | 686.6829 | 701.9903 | 690.494 | 702.3765 | 787.6815 | 912.863 | 970.0638 | 1015.9094 | 981.5137 | 966.434 | 952.5714 | 889.8847 | 812.4615
2030-12-10 | 733.3624 | 679.1047 | 638.2075 | 619.0702 | 655.5955 | 762.2335 | 855.5445 | 890.0328 | 848.4545 | 784.2188 | 711.7883 | 710.1641 | 717.0558 | 650.2826 | 693.4258 | 777.485 | 895.2854 | 978.5487 | 1006.784 | 982.585 | 970.3731 | 944.5949 | 885.247 | 815.5826
2030-12-11 | 727.3665 | 680.2663 | 636.7488 | 617.8401 | 651.3735 | 753.658 | 844.9072 | 880.9464 | 819.5069 | 775.5017 | 720.5218 | 703.4596 | 695.9495 | 592.6661 | 651.8227 | 784.3861 | 923.3798 | 986.4204 | 1005.3965 | 964.7788 | 949.7139 | 946.1557 | 886.9616 | 822.29
2030-12-12 | 717.8791 | 670.8314 | 632.0685 | 612.3834 | 646.5913 | 740.3099 | 821.4236 | 853.1827 | 805.8939 | 763.6032 | 729.2254 | 717.1857 | 745.9719 | 680.2312 | 714.5939 | 780.8397 | 893.8702 | 962.0639 | 990.2211 | 977.719 | 968.6872 | 945.0502 | 886.2102 | 818.836
2030-12-13 | 738.9596 | 671.8163 | 625.573 | 604.3465 | 638.1927 | 727.6695 | 808.3544 | 838.8624 | 802.9656 | 723.7074 | 666.6967 | 645.8013 | 612.4761 | 542.0452 | 606.3584 | 706.3172 | 848.1409 | 931.4429 | 969.6181 | 934.9636 | 933.3892 | 908.3321 | 886.3055 | 836.3337
2030-12-14 | 743.0179 | 681.0489 | 622.7385 | 596.2088 | 598.8494 | 630.158 | 669.4622 | 722.339 | 688.3648 | 656.0833 | 594.4166 | 567.9711 | 509.8253 | 441.5631 | 486.4288 | 623.0016 | 765.3908 | 881.9899 | 917.9592 | 894.696 | 890.654 | 884.003 | 853.1366 | 800.7069
2030-12-15 | 736.3018 | 675.2906 | 626.7315 | 602.6219 | 603.804 | 621.939 | 649.9364 | 693.5786 | 677.6125 | 616.4169 | 563.6081 | 542.3883 | 518.4002 | 414.9436 | 458.7079 | 600.1091 | 770.5661 | 897.144 | 960.0827 | 925.5948 | 931.8261 | 923.6912 | 871.7702 | 793.3926
2030-12-16 | 724.9457 | 665.6851 | 622.7279 | 611.9579 | 648.774 | 759.7978 | 854.026 | 900.5262 | 817.6513 | 723.0052 | 661.0834 | 659.131 | 633.4173 | 573.5426 | 607.8305 | 749.8452 | 897.5385 | 981.7643 | 1036.4691 | 999.7315 | 972.1015 | 950.7823 | 889.4641 | 821.2621
2030-12-17 | 728.7292 | 673.4517 | 631.6864 | 613.0276 | 649.4073 | 754.5097 | 847.8894 | 895.3772 | 841.6375 | 759.0283 | 695.8252 | 684.5559 | 688.4995 | 602.1677 | 643.1139 | 738.9209 | 884.4052 | 982.0514 | 1016.3859 | 992.2806 | 979.021 | 941.4779 | 877.4246 | 810.1507
2030-12-18 | 732.2595 | 684.2702 | 639.8019 | 620.7726 | 653.7683 | 756.6235 | 855.085 | 905.442 | 854.723 | 801.561 | 765.4764 | 755.7476 | 757.2891 | 736.4248 | 723.6249 | 837.3169 | 950.7179 | 1015.2765 | 1029.5154 | 984.6747 | 970.8985 | 961.8274 | 902.2909 | 830.5894
2030-12-19 | 730.9184 | 682.1772 | 643.7719 | 623.6231 | 658.3587 | 753.5617 | 845.3064 | 890.4507 | 870.1109 | 840.0107 | 774.7241 | 740.2537 | 787.2331 | 827.8926 | 767.1532 | 808.4723 | 925.5229 | 982.7674 | 1016.8285 | 1000.6343 | 987.7098 | 968.8792 | 903.4143 | 833.8438
2030-12-20 | 747.7102 | 681.2291 | 634.2263 | 612.9623 | 646.9262 | 737.2392 | 826.2767 | 873.2565 | 847.9177 | 814.5134 | 781.8476 | 714.9385 | 709.8487 | 719.6921 | 716.8759 | 787.9479 | 892.8898 | 948.6944 | 982.5574 | 950.9465 | 945.5762 | 928.0423 | 902.5243 | 845.5842
2030-12-21 | 759.4458 | 695.7413 | 638.0626 | 610.7979 | 614.2583 | 647.7655 | 691.9311 | 751.9461 | 710.3504 | 659.5905 | 593.3086 | 568.8936 | 559.3367 | 469.1986 | 489.8703 | 617.8996 | 769.2208 | 895.2181 | 939.6005 | 912.6637 | 911.8375 | 903.9969 | 872.5607 | 818.2574
2030-12-22 | 731.1154 | 669.8012 | 620.8837 | 596.5501 | 598.28 | 615.2629 | 645.0699 | 693.0208 | 665.0708 | 611.2115 | 559.0862 | 557.2081 | 541.1224 | 483.824 | 464.5585 | 581.8438 | 755.9882 | 881.5011 | 949.4713 | 930.1809 | 927.1161 | 917.4161 | 858.3289 | 783.3968
2030-12-23 | 707.7876 | 649.5695 | 604.3527 | 595.3437 | 632.1282 | 740.8179 | 838.0497 | 888.7492 | 818.2529 | 736.6466 | 666.2847 | 652.3759 | 638.6769 | 541.4316 | 587.3561 | 699.7836 | 850.3556 | 946.9234 | 1009.4781 | 976.487 | 948.7194 | 918.4196 | 867.8659 | 791.7932
2030-12-24 | 722.8176 | 669.9489 | 627.0851 | 608.8608 | 644.4904 | 750.0461 | 846.9008 | 895.2031 | 844.6585 | 773.4843 | 700.1014 | 680.0541 | 702.8411 | 642.6488 | 621.8083 | 727.9976 | 863.3992 | 950.8815 | 1004.394 | 983.2717 | 966.5794 | 924.7267 | 865.6256 | 798.2634
2030-12-25 | 734.5602 | 686.8898 | 638.8571 | 605.5391 | 618.2149 | 658.8963 | 707.2669 | 744.7832 | 719.1947 | 659.1554 | 627.1416 | 617.9358 | 622.6025 | 640.748 | 575.7778 | 693.1352 | 826.8351 | 928.4409 | 955.9604 | 905.8416 | 912.7117 | 918.7418 | 855.5518 | 793.7107
2030-12-26 | 694.0203 | 643.8275 | 601.5336 | 587.9653 | 624.4867 | 714.1314 | 800.1934 | 838.6787 | 814.7394 | 801.2514 | 761.4907 | 724.2681 | 739.5435 | 741.9513 | 782.4257 | 794.5319 | 876.1241 | 921.4111 | 955.9043 | 960.8252 | 953.9323 | 929.7631 | 865.5674 | 790.3959
2030-12-27 | 718.4647 | 651.8808 | 604.1474 | 584.9285 | 618.464 | 703.9704 | 790.2736 | 831.5624 | 772.3504 | 699.8871 | 637.407 | 627.4477 | 641.3938 | 568.7711 | 598.562 | 667.8583 | 803.8337 | 885.9747 | 929.0675 | 904.9828 | 900.0069 | 877.3302 | 858.2242 | 806.6405
2030-12-28 | 729.618 | 667.3871 | 607.7828 | 582.7118 | 585.3917 | 613.4606 | 654.278 | 711.3101 | 684.5264 | 639.6487 | 608.8897 | 595.6592 | 585.2895 | 575.58 | 536.6475 | 609.6904 | 738.7383 | 848.7918 | 887.2984 | 868.8432 | 870.6175 | 871.9573 | 835.2696 | 782.0457
2030-12-29 | 713.0688 | 652.9663 | 602.9997 | 580.9107 | 582.1381 | 596.5823 | 625.7487 | 675.2615 | 656.9971 | 615.8883 | 520.533 | 494.439 | 482.6932 | 385.4901 | 417.7812 | 551.579 | 724.1431 | 843.5565 | 924.1219 | 907.6278 | 910.848 | 888.9804 | 839.0813 | 762.4787
2030-12-30 | 702.1904 | 643.64 | 599.1849 | 590.2831 | 626.9258 | 733.9541 | 829.0439 | 891.2498 | 832.0923 | 754.7912 | 706.7266 | 699.143 | 688.2962 | 693.0093 | 679.5696 | 727.0665 | 832.1832 | 925.8697 | 987.9553 | 964.1216 | 942.2728 | 915.0049 | 858.2965 | 781.8473
2030-12-31 | 702.4585 | 650.2156 | 607.0902 | 590.281 | 625.2911 | 728.5511 | 822.296 | 869.1224 | 809.9792 | 723.1082 | 623.7383 | 600.2122 | 605.9058 | 498.1008 | 534.2843 | 656.2194 | 800.6713 | 894.458 | 960.6602 | 944.4428 | 928.6638 | 892.9837 | 838.5444 | 767.7189
2031-01-01 | 719.2973 | 689.1575 | 647.9722 | 617.4397 | 632.2115 | 688.7286 | 758.9953 | 783.5829 | 759.1958 | 691.5738 | 626.5817 | 609.6078 | 570.6484 | 529.584 | 605.5875 | 697.4713 | 864.6414 | 955.8465 | 985.0029 | 942.9184 | 918.3661 | 918.3369 | 846.265 | 768.6438
2031-01-02 | 702.8869 | 664.6116 | 629.452 | 620.3665 | 661.092 | 784.2061 | 913.9416 | 938.5439 | 899.1636 | 812.8249 | 755.4516 | 740.5136 | 727.4363 | 650.7364 | 678.0715 | 792.95 | 924.8349 | 1005.1838 | 1037.4343 | 1015.8195 | 996.7447 | 951.3108 | 873.1081 | 792.0795
2031-01-03 | 684.1062 | 651.1843 | 611.2094 | 595.6868 | 633.7715 | 745.9204 | 875.9338 | 895.5452 | 849.8948 | 748.6973 | 670.9104 | 640.0012 | 650.8047 | 559.1935 | 583.0967 | 675.2256 | 832.3563 | 932.2734 | 959.5583 | 935.8902 | 914.1128 | 885.5952 | 836.7439 | 769.6663
2031-01-04 | 678.2941 | 642.4539 | 601.9588 | 579.5449 | 583.6987 | 612.8668 | 684.1556 | 714.0719 | 669.6336 | 612.1209 | 558.2657 | 507.3599 | 442.6814 | 379.1954 | 449.2639 | 542.4438 | 709.8687 | 835.3073 | 890.126 | 890.2174 | 889.0107 | 851.0426 | 805.3721 | 747.7756
2031-01-05 | 698.0625 | 634.8698 | 592.1743 | 570.6362 | 574.3658 | 587.1577 | 640.6058 | 655.4041 | 619.1368 | 540.7991 | 489.789 | 461.8966 | 466.5422 | 371.0538 | 402.3515 | 539.6618 | 724.9996 | 831.0163 | 936.7422 | 920.5314 | 927.2472 | 880.8982 | 803.8535 | 734.5948
2031-01-06 | 688.9841 | 637.8455 | 586.1317 | 578.9806 | 620.0226 | 740.7994 | 873.9335 | 899.1606 | 807.4754 | 697.9633 | 625.3445 | 611.4104 | 601.196 | 522.1518 | 548.2613 | 664.6272 | 826.3648 | 925.0461 | 994.9352 | 987.6322 | 938.0723 | 897.7486 | 821.6011 | 738.29
2031-01-07 | 670.7908 | 629.1352 | 592.9574 | 579.369 | 619.0608 | 734.3404 | 866.3046 | 876.6832 | 814.3744 | 716.0015 | 638.659 | 612.7592 | 593.9823 | 520.2792 | 527.8387 | 634.1715 | 800.439 | 920.6419 | 977.5139 | 974.4414 | 931.9792 | 886.5225 | 800.9477 | 718.7997
2031-01-08 | 685.824 | 657.2469 | 619.3255 | 603.804 | 641.1729 | 763.0503 | 891.6393 | 919.5642 | 845.5193 | 759.8108 | 694.0076 | 677.8758 | 622.5134 | 553.518 | 585.9741 | 707.5764 | 884.5459 | 976.691 | 1027.5246 | 994.7147 | 961.0081 | 931.5759 | 854.7459 | 766.3391
2031-01-09 | 667.0375 | 632.2938 | 598.3545 | 585.2053 | 622.2973 | 736.667 | 861.9326 | 878.8173 | 822.6781 | 748.2673 | 704.031 | 670.6113 | 636.2512 | 539.5041 | 557.1111 | 656.1118 | 827.2104 | 927.3399 | 979.7726 | 968.4695 | 947.9166 | 901.8035 | 814.7407 | 738.0156
2031-01-10 | 698.2918 | 666.2467 | 626.3009 | 610.0689 | 647.6069 | 761.8617 | 893.5016 | 919.2691 | 866.0783 | 776.8652 | 701.3565 | 656.6263 | 633.4032 | 556.5081 | 589.104 | 723.6144 | 865.164 | 960.9197 | 997.3044 | 960.4281 | 941.6909 | 912.7893 | 860.008 | 791.8989
2031-01-11 | 703.6677 | 666.6712 | 627.2824 | 602.7334 | 607.6214 | 639.3042 | 714.8147 | 748.9515 | 725.4428 | 681.7373 | 657.7218 | 630.6565 | 601.1951 | 458.4256 | 503.653 | 573.8539 | 761.4082 | 879.6126 | 943.5157 | 929.8 | 928.9358 | 889.6242 | 843.2584 | 782.5077
2031-01-12 | 735.9576 | 672.3844 | 629.9109 | 605.4466 | 610.5103 | 629.9333 | 688.7815 | 717.9228 | 685.8889 | 606.7552 | 556.5051 | 524.7914 | 445.3795 | 361.4554 | 448.7777 | 564.5681 | 751.0763 | 887.838 | 1002.7261 | 978.851 | 984.4748 | 936.3369 | 857.6772 | 782.2135
2031-01-13 | 710.3527 | 657.9481 | 607.4087 | 599.9399 | 642.0153 | 765.9616 | 900.6189 | 929.8931 | 838.6588 | 725.6127 | 659.898 | 629.0022 | 533.8834 | 507.9736 | 532.667 | 672.056 | 847.2186 | 956.3833 | 1043.2006 | 1024.7632 | 982.9104 | 933.4276 | 855.3765 | 766.713
2031-01-14 | 705.6694 | 665.697 | 630.9394 | 615.2676 | 654.9991 | 777.2973 | 911.2765 | 938.0856 | 878.9446 | 791.4873 | 707.4266 | 691.4669 | 656.5927 | 574.1326 | 620.6548 | 734.4388 | 892.4404 | 982.4515 | 1033.6528 | 1017.8455 | 978.4653 | 938.543 | 851.5669 | 769.4369
2031-01-15 | 671.1111 | 640.9868 | 602.7438 | 588.6706 | 625.6909 | 743.7484 | 871.2612 | 896.9894 | 838.8267 | 755.964 | 686.1889 | 667.9762 | 661.7682 | 580.4731 | 615.8723 | 731.7227 | 880.5898 | 956.5327 | 1001.3876 | 970.6334 | 941.3718 | 907.3795 | 831.9903 | 745.9247
2031-01-16 | 690.8508 | 658.2129 | 624.6042 | 610.0809 | 647.4549 | 766.9253 | 894.8361 | 918.507 | 888.0586 | 813.896 | 760.6223 | 724.0556 | 722.0961 | 608.7155 | 617.4751 | 718.8378 | 885.0756 | 968.952 | 1024.6618 | 1005.7084 | 985.1656 | 937.2369 | 851.7685 | 771.0664
2031-01-17 | 693.2033 | 661.9877 | 622.0918 | 606.12 | 643.4825 | 756.7029 | 887.218 | 913.0658 | 870.0333 | 786.7168 | 723.2537 | 681.5873 | 650.5245 | 564.656 | 599.4916 | 688.3592 | 827.1838 | 943.0418 | 989.1136 | 951.5439 | 937.2601 | 904.9037 | 851.393 | 785.6711
2031-01-18 | 700.853 | 663.0307 | 623.8127 | 599.7475 | 604.223 | 637.4491 | 711.1191 | 745.7086 | 707.4131 | 646.859 | 587.2794 | 533.0297 | 409.2333 | 368.4407 | 418.24 | 524.9442 | 713.788 | 849.2336 | 937.3182 | 927.1152 | 924.5147 | 890.4125 | 842.3004 | 776.8205
2031-01-19 | 723.8628 | 655.9451 | 616.7086 | 593.9286 | 598.1514 | 615.1558 | 670.5566 | 697.8673 | 672.1052 | 593.8715 | 541.6237 | 502.7411 | 410.0126 | 341.3646 | 415.0645 | 525.162 | 723.2434 | 849.2413 | 970.5572 | 947.398 | 956.4302 | 918.7511 | 839.8569 | 764.0506
2031-01-20 | 713.7662 | 661.1764 | 607.1479 | 588.1862 | 607.1435 | 664.7077 | 740.0633 | 760.005 | 748.8931 | 690.4365 | 623.3081 | 630.5961 | 622.2527 | 602.355 | 587.4278 | 707.7918 | 822.6599 | 900.0725 | 973.4103 | 960.4485 | 926.3286 | 904.9422 | 818.1721 | 737.4404
2031-01-21 | 698.5396 | 653.4632 | 615.793 | 606.0933 | 649.0479 | 770.0909 | 903.4139 | 924.149 | 866.2894 | 790.8936 | 724.7783 | 709.8724 | 697.1811 | 589.162 | 600.0737 | 718.4722 | 858.0586 | 959.3035 | 1025.173 | 1016.0185 | 975.2056 | 925.1876 | 846.0448 | 761.8959
2031-01-22 | 675.4724 | 647.91 | 609.4502 | 594.448 | 631.814 | 751.6665 | 879.9049 | 903.4025 | 849.7618 | 780.1154 | 729.6698 | 691.6106 | 671.6021 | 590.0875 | 605.0089 | 710.6281 | 844.0252 | 947.2049 | 1014.7649 | 982.3639 | 951.3171 | 918.4576 | 843.2781 | 754.7603
2031-01-23 | 643.0702 | 610.6459 | 573.9217 | 563.4775 | 599.9831 | 710.4269 | 834.0925 | 843.3573 | 790.7659 | 704.1349 | 624.6278 | 606.6435 | 612.8745 | 566.2298 | 572.3954 | 659.3063 | 804.2117 | 869.6607 | 942.1801 | 941.8468 | 918.6501 | 869.5745 | 781.1988 | 705.5477
2031-01-24 | 658.1295 | 625.8811 | 585.6971 | 572.0623 | 608.8324 | 715.7379 | 843.2017 | 867.6088 | 815.6248 | 723.3516 | 657.2849 | 619.6751 | 612.6874 | 533.7444 | 535.3695 | 626.2008 | 758.0598 | 863.3862 | 925.8023 | 904.5613 | 882.6778 | 854.3686 | 801.07 | 737.2207
2031-01-25 | 679.257 | 642.9461 | 601.988 | 579.1524 | 583.5743 | 612.5874 | 683.9244 | 714.4422 | 686.647 | 645.963 | 582.9713 | 546.234 | 547.9326 | 441.2835 | 474.5875 | 537.8658 | 681.2181 | 801.2275 | 896.0288 | 889.7291 | 891.2433 | 853.1417 | 806.0379 | 747.5827
2031-01-26 | 739.2762 | 674.1539 | 634.0659 | 609.6036 | 614.2852 | 634.7167 | 692.3736 | 725.0881 | 695.9674 | 610.0857 | 539.7423 | 497.9914 | 392.68 | 342.2323 | 399.7536 | 529.2237 | 705.1897 | 843.2324 | 983.9271 | 961.3397 | 970.4131 | 940.0642 | 862.0721 | 785.5936
2031-01-27 | 693.7179 | 644.2411 | 595.6364 | 588.5302 | 629.7875 | 751.9146 | 881.2325 | 908.7326 | 823.3418 | 713.5507 | 653.4555 | 657.7877 | 659.709 | 598.9078 | 618.6123 | 745.2499 | 850.9917 | 917.8753 | 1003.0287 | 990.9781 | 953.164 | 915.9369 | 836.2624 | 749.0832
2031-01-28 | 676.5055 | 635.3433 | 599.1704 | 585.055 | 624.1988 | 741.0234 | 871.8767 | 889.1906 | 813.4669 | 722.3957 | 658.9888 | 668.5582 | 661.2492 | 553.9116 | 526.009 | 636.7013 | 786.4501 | 889.0556 | 987.4575 | 981.7861 | 938.8406 | 898.202 | 813.7877 | 731.9589
2031-01-29 | 668.8004 | 641.9105 | 604.0495 | 589.9885 | 627.0345 | 745.5915 | 874.3943 | 904.8683 | 843.2973 | 749.7426 | 685.6888 | 641.86 | 623.0753 | 543.4901 | 553.3275 | 656.2915 | 822.1144 | 918.631 | 992.838 | 960.3943 | 929.4994 | 902.4168 | 830.1654 | 744.5458
2031-01-30 | 677.7145 | 645.3105 | 611.3998 | 598.0739 | 636.3449 | 756.5443 | 884.7547 | 901.9385 | 833.1464 | 751.9742 | 675.2473 | 651.0354 | 579.3672 | 532.8343 | 521.8314 | 634.9523 | 784.7572 | 892.4888 | 998.6676 | 980.8101 | 961.4081 | 916.1602 | 831.4908 | 755.3644
2031-01-31 | 690.6203 | 659.1246 | 620.4293 | 604.5914 | 641.0435 | 754.6938 | 888.3233 | 914.7465 | 865.7683 | 770.3781 | 698.8196 | 654.0858 | 600.7334 | 521.609 | 568.8429 | 670.7386 | 798.7355 | 910.3785 | 988.458 | 946.1227 | 929.8389 | 898.6055 | 849.417 | 784.3509
2031-02-01 | 741.142 | 716.1607 | 677.1653 | 649.0294 | 660.5513 | 708.9167 | 779.0694 | 811.4799 | 750.7172 | 665.4091 | 635.1245 | 621.721 | 538.7504 | 468.1138 | 490.8962 | 560.9837 | 725.9958 | 872.7664 | 949.4732 | 960.2534 | 961.171 | 922.1549 | 871.5889 | 818.2525
2031-02-02 | 756.25 | 702.2084 | 658.4408 | 635.5669 | 645.929 | 678.5277 | 729.46 | 757.2572 | 722.5068 | 657.676 | 629.51 | 569.9154 | 489.8876 | 393.5442 | 515.9188 | 572.36 | 754.8526 | 851.5937 | 972.8343 | 969.0263 | 984.699 | 942.5097 | 859.6256 | 797.3212
2031-02-03 | 730.774 | 694.7926 | 641.8152 | 629.7538 | 672.8574 | 798.3295 | 917.7589 | 959.6135 | 888.7976 | 797.3579 | 717.0345 | 712.3757 | 675.0726 | 648.8343 | 587.5544 | 672.2016 | 837.4291 | 935.5098 | 1010.7729 | 1022.3876 | 988.832 | 945.3032 | 862.4916 | 789.6024
2031-02-04 | 719.5484 | 690.388 | 652.2735 | 633.5426 | 675.6054 | 797.2672 | 915.994 | 937.7442 | 871.0135 | 794.5593 | 709.7565 | 691.6278 | 691.9695 | 601.0839 | 570.8578 | 644.8414 | 805.5578 | 915.0328 | 980.4037 | 998.634 | 971.025 | 926.5851 | 839.9683 | 770.3809
2031-02-05 | 723.4623 | 702.9601 | 663.4095 | 643.9616 | 684.0941 | 809.8584 | 927.0163 | 953.7483 | 879.5926 | 763.0003 | 701.4992 | 667.3711 | 677.879 | 595.0731 | 589.9252 | 657.424 | 799.3179 | 926.635 | 1002.4745 | 996.7618 | 973.0404 | 948.9936 | 870.4174 | 793.7195
2031-02-06 | 720.7115 | 699.8989 | 663.1064 | 644.875 | 686.2252 | 810.2329 | 923.68 | 942.2083 | 889.564 | 811.6629 | 757.2353 | 744.9001 | 707.0045 | 641.9231 | 578.6985 | 659.5788 | 820.0048 | 929.177 | 995.2503 | 1006.4143 | 994.6038 | 946.2499 | 856.2314 | 792.4431
2031-02-07 | 729.1044 | 707.7173 | 667.9159 | 648.4706 | 689.3165 | 809.3477 | 927.2063 | 955.8177 | 854.0042 | 730.8542 | 655.5751 | 621.3641 | 477.5151 | 490.655 | 508.369 | 625.4197 | 783.0077 | 900.3392 | 986.4425 | 978.3002 | 971.8841 | 940.8511 | 877.0546 | 822.2327
2031-02-08 | 739.5298 | 714.9929 | 674.1772 | 646.2136 | 657.7425 | 705.7759 | 775.3013 | 801.5642 | 736.0793 | 639.3338 | 572.0709 | 542.8238 | 392.5256 | 363.3566 | 434.9174 | 523.6165 | 700.7436 | 847.9107 | 945.0024 | 957.7697 | 957.587 | 917.2439 | 861.5399 | 814.721
2031-02-09 | 783.2301 | 728.4804 | 687.9871 | 661.0288 | 671.1469 | 708.4752 | 758.3635 | 782.2936 | 723.9494 | 620.2076 | 563.0633 | 535.1949 | 387.2184 | 362.0482 | 406.6388 | 511.7567 | 723.3423 | 865.9524 | 1004.2267 | 1002.9661 | 1013.0808 | 975.7374 | 893.2843 | 829.4149
2031-02-10 | 761.2249 | 720.0753 | 670.203 | 657.7671 | 701.5192 | 832.3296 | 957.021 | 989.0893 | 913.9807 | 779.9602 | 717.2255 | 683.2953 | 649.0353 | 585.7426 | 603.6706 | 716.2547 | 858.404 | 960.187 | 1050.4519 | 1051.4179 | 1024.3261 | 980.1826 | 897.8949 | 821.9864
2031-02-11 | 727.7785 | 701.0105 | 663.9859 | 644.4003 | 686.7348 | 810.84 | 930.9317 | 945.5655 | 877.0888 | 775.6258 | 702.0005 | 678.6996 | 628.7228 | 558.5179 | 542.935 | 609.397 | 776.9955 | 911.8378 | 997.1792 | 1010.8623 | 984.6808 | 943.6925 | 856.1494 | 787.1397
2031-02-12 | 721.4345 | 704.1321 | 666.1348 | 646.7805 | 687.1916 | 813.7663 | 929.3411 | 947.7257 | 855.3255 | 745.5337 | 656.4745 | 629.6006 | 507.4448 | 466.5519 | 475.1308 | 609.4161 | 799.0601 | 898.0694 | 995.7467 | 991.8381 | 971.8602 | 948.1866 | 871.5139 | 798.5893
2031-02-13 | 731.3062 | 707.8946 | 674.6469 | 655.5714 | 697.2825 | 823.9299 | 933.3331 | 954.3527 | 927.117 | 871.3434 | 840.3319 | 703.6436 | 705.5827 | 660.4073 | 622.6181 | 700.824 | 846.4453 | 943.0837 | 1010.9748 | 1017.1256 | 1002.9598 | 963.3919 | 877.5458 | 810.0089
2031-02-14 | 733.1843 | 712.4661 | 671.9895 | 651.5314 | 691.1206 | 812.0706 | 920.524 | 952.6236 | 904.8766 | 824.3065 | 765.2037 | 763.5154 | 744.0856 | 704.6192 | 613.1363 | 685.1421 | 814.5637 | 913.1083 | 983.878 | 974.992 | 964.4013 | 931.3198 | 881.3497 | 824.4773
2031-02-15 | 755.7823 | 729.6994 | 692.1201 | 662.5803 | 674.3009 | 724.2562 | 795.2737 | 830.7445 | 797.1883 | 723.1988 | 629.4309 | 597.4648 | 490.0128 | 437.7194 | 453.1446 | 522.3867 | 687.419 | 838.1761 | 959.0236 | 977.4239 | 980.8287 | 943.821 | 892.3995 | 840.7707
2031-02-16 | 764.936 | 710.6213 | 669.9136 | 645.6087 | 657.0185 | 691.8543 | 746.6759 | 756.3753 | 714.8991 | 613.5318 | 526.6447 | 503.5199 | 376.8016 | 357.9808 | 405.6429 | 479.0698 | 680.9127 | 819.1388 | 967.3546 | 985.3846 | 999.4154 | 956.2119 | 873.9767 | 810.8567
2031-02-17 | 764.4039 | 727.3756 | 674.2281 | 647.9579 | 671.3372 | 742.7788 | 817.5168 | 828.4233 | 750.2385 | 660.6688 | 632.6222 | 600.8729 | 494.3911 | 438.0203 | 432.2018 | 556.6151 | 721.8908 | 855.2841 | 956.6341 | 963.98 | 947.6195 | 939.4933 | 850.4454 | 784.5442
2031-02-18 | 742.2671 | 710.6365 | 674.6865 | 660.4033 | 705.556 | 833.9884 | 955.5214 | 965.5978 | 888.312 | 768.6563 | 736.0539 | 744.8675 | 729.7813 | 720.8223 | 654.7466 | 707.2939 | 846.1185 | 940.9515 | 1016.5979 | 1031.5144 | 1005.9488 | 967.5903 | 884.6907 | 815.5311
2031-02-19 | 732.3237 | 712.6587 | 673.8944 | 654.3356 | 695.2491 | 823.7666 | 939.7703 | 949.2446 | 881.6859 | 785.3528 | 703.0294 | 660.5304 | 566.9431 | 497.7524 | 543.2324 | 649.0353 | 790.4341 | 909.8052 | 1002.9299 | 1001.9041 | 980.6585 | 960.8193 | 884.2692 | 809.3601
2031-02-20 | 727.8101 | 708.2587 | 672.3049 | 653.9712 | 695.5143 | 822.3697 | 938.0256 | 947.8649 | 870.9564 | 774.5962 | 718.9685 | 687.7511 | 623.9318 | 600.5874 | 596.6467 | 684.3455 | 801.0464 | 909.7926 | 1005.256 | 1015.2544 | 1000.7852 | 962.524 | 875.0625 | 808.5615
2031-02-21 | 726.1571 | 704.2875 | 665.7995 | 646.5378 | 686.5874 | 806.0293 | 924.0491 | 930.9745 | 869.395 | 761.7251 | 676.0448 | 648.4201 | 547.7375 | 552.5782 | 551.7444 | 634.0753 | 784.6376 | 890.0231 | 971.7137 | 967.2776 | 956.6187 | 927.3439 | 870.2133 | 815.9026
2031-02-22 | 750.6855 | 726.0516 | 687.2963 | 659.0615 | 670.6634 | 721.7671 | 792.3412 | 813.4557 | 750.6833 | 688.6417 | 662.0485 | 619.3215 | 547.0182 | 467.0095 | 525.6711 | 606.0193 | 753.0484 | 860.2584 | 953.376 | 971.011 | 974.2512 | 934.8644 | 883.4637 | 829.9926
2031-02-23 | 768.6243 | 714.9389 | 675.1234 | 649.5748 | 660.2939 | 695.8003 | 749.1642 | 760.4103 | 720.5739 | 601.1837 | 545.6675 | 516.9291 | 417.081 | 373.7432 | 453.588 | 510.9172 | 692.5407 | 824.5034 | 971.5924 | 977.1719 | 1000.9061 | 964.3733 | 879.3983 | 812.8016
2031-02-24 | 743.505 | 703.3714 | 652.9068 | 642.7729 | 686.1881 | 814.244 | 933.9494 | 946.1943 | 865.4569 | 744.8221 | 668.0811 | 652.4449 | 644.8951 | 582.8877 | 572.5047 | 674.0725 | 792.8198 | 902.3793 | 1001.7741 | 1021.1007 | 987.6095 | 954.4812 | 871.4514 | 797.6858
2031-02-25 | 710.2285 | 683.3723 | 644.8624 | 626.7333 | 668.374 | 789.3764 | 906.8433 | 902.3947 | 823.9536 | 721.3501 | 657.3922 | 641.7275 | 582.3961 | 544.6951 | 615.6696 | 678.5348 | 775.1907 | 877.3812 | 966.0262 | 988.1623 | 956.0082 | 916.432 | 831.3454 | 762.6712
2031-02-26 | 702.0634 | 685.8269 | 646.1555 | 628.7249 | 669.0631 | 792.3815 | 905.3273 | 907.4294 | 827.7996 | 704.3211 | 634.7468 | 606.0324 | 493.9701 | 482.8614 | 478.2745 | 571.495 | 748.4475 | 869.7959 | 963.5417 | 972.5485 | 949.734 | 924.1018 | 844.8031 | 772.4972
2031-02-27 | 689.3489 | 668.3026 | 632.2354 | 616.0907 | 655.6171 | 773.9152 | 883.6797 | 878.1001 | 783.6874 | 652.1961 | 604.8708 | 586.0217 | 470.9299 | 528.9465 | 548.5591 | 604.0568 | 766.7848 | 857.3331 | 942.1754 | 966.5207 | 952.0854 | 906.1995 | 818.0005 | 755.9159
2031-02-28 | 726.2835 | 707.8082 | 666.2121 | 646.3175 | 686.9241 | 805.0765 | 922.9167 | 940.1337 | 900.5155 | 802.9834 | 745.2853 | 739.7754 | 734.6097 | 674.9049 | 721.1283 | 776.8731 | 867.8155 | 929.7537 | 981.2037 | 971.0948 | 956.8722 | 935.4909 | 870.75 | 817.8998
2031-03-01 | 759.7772 | 699.8482 | 659.7035 | 622.8917 | 628.377 | 666.9277 | 728.8719 | 781.581 | 751.8973 | 695.9099 | 647.7137 | 602.8703 | 526.7524 | 435.9645 | 475.0957 | 551.5244 | 701.2097 | 834.9611 | 936.5194 | 942.9558 | 937.0491 | 929.1326 | 885.883 | 837.1491
2031-03-02 | 736.9784 | 689.82 | 635.922 | 603.4928 | 607.0102 | 637.4376 | 685.2649 | 720.1423 | 669.4481 | 588.8241 | 545.7849 | 525.796 | 454.9109 | 386.8522 | 364.6664 | 463.0367 | 657.7401 | 801.6144 | 919.7333 | 937.7337 | 916.9224 | 921.5009 | 844.2304 | 763.5423
2031-03-03 | 689.1245 | 646.4701 | 606.6193 | 591.7959 | 630.0433 | 746.5687 | 862.2964 | 878.2272 | 788.7959 | 714.9748 | 658.3986 | 587.9879 | 527.1103 | 491.407 | 553.3819 | 637.8248 | 757.3918 | 856.5086 | 968.6537 | 983.9751 | 934.8779 | 927.9992 | 845.6944 | 761.7105
2031-03-04 | 704.962 | 672.7171 | 637.2017 | 609.8579 | 646.9818 | 765.738 | 879.6887 | 917.6051 | 853.499 | 771.0121 | 697.0874 | 677.9438 | 624.581 | 545.4361 | 597.5382 | 691.3856 | 822.0209 | 899.796 | 980.8666 | 991.5439 | 955.6 | 935.3744 | 852.5263 | 771.7465
2031-03-05 | 691.4482 | 666.4309 | 627.8757 | 602.1109 | 637.1646 | 750.6708 | 860.9478 | 870.7283 | 786.5332 | 674.4353 | 606.8563 | 499.6303 | 399.3662 | 384.8264 | 416.3856 | 517.0577 | 676.1682 | 828.8746 | 944.82 | 955.4713 | 926.1651 | 917.1684 | 848.4515 | 770.1696
2031-03-06 | 702.7288 | 672.9752 | 639.5263 | 613.8674 | 650.3926 | 764.1958 | 879.6268 | 888.5354 | 793.2126 | 704.1645 | 637.1955 | 544.7273 | 445.0499 | 428.8712 | 433.4992 | 548.4569 | 694.5032 | 843.4389 | 958.3274 | 972.545 | 948.4635 | 941.7323 | 855.7134 | 786.7323
2031-03-07 | 712.4157 | 685.8987 | 648.8727 | 620.8288 | 655.9504 | 757.1514 | 864.6973 | 872.6089 | 792.6288 | 686.6698 | 620.5358 | 534.8309 | 453.0364 | 462.6526 | 553.8846 | 627.6646 | 758.1544 | 862.888 | 946.1623 | 955.1558 | 928.5711 | 916.7403 | 880.1574 | 813.8605
2031-03-08 | 743.3199 | 684.5689 | 645.1087 | 611.1402 | 616.5385 | 652.4951 | 714.2421 | 740.4387 | 691.9254 | 627.6198 | 578.6776 | 545.9643 | 418.9083 | 441.5884 | 488.7692 | 527.9477 | 661.4063 | 766.3476 | 916.2433 | 919.5503 | 918.7835 | 904.3166 | 866.9904 | 817.0034
2031-03-09 | 763.1227 | 715.4122 | 662.7231 | 623.5814 | 625.989 | 649.94 | 699.7615 | 738.4129 | 696.7272 | 627.2432 | 559.7124 | 528.5935 | 402.584 | 361.5058 | 420.9149 | 515.658 | 674.3697 | 828.3905 | 965.8662 | 969.788 | 970.7881 | 968.688 | 887.2061 | 799.2132
2031-03-10 | 714.7626 | 666.7897 | 628.084 | 606.7422 | 640.5086 | 743.7086 | 877.211 | 888.635 | 790.4955 | 668.5571 | 629.4225 | 580.9058 | 452.4121 | 444.9489 | 480.7905 | 599.3853 | 738.4242 | 870.5029 | 989.773 | 1006.2428 | 982.3271 | 975.4342 | 887.3865 | 796.2158
2031-03-11 | 713.1938 | 677.7625 | 641.3679 | 608.4202 | 639.1432 | 741.5489 | 872.5802 | 906.4404 | 856.5559 | 774.812 | 713.2041 | 692.419 | 658.7187 | 552.8112 | 579.7124 | 641.212 | 776.7004 | 889.7491 | 985.2655 | 994.8572 | 975.0836 | 954.661 | 868.9818 | 787.3164
2031-03-12 | 716.5284 | 684.648 | 648.0096 | 615.0308 | 643.1431 | 747.4225 | 875.5058 | 901.971 | 856.723 | 762.2556 | 698.1608 | 665.6105 | 606.5212 | 533.1649 | 526.5133 | 588.9851 | 727.8279 | 864.4719 | 988.2653 | 989.3579 | 981.3957 | 968.6102 | 891.1675 | 807.8081
2031-03-13 | 719.5672 | 685.5339 | 649.9359 | 620.2762 | 648.7876 | 748.1829 | 881.0501 | 890.1607 | 821.9803 | 737.8698 | 669.8821 | 643.2119 | 527.4359 | 537.5855 | 545.9766 | 632.9674 | 772.0084 | 889.305 | 992.5817 | 996.3814 | 994.5432 | 980.8711 | 887.3394 | 814.9458
2031-03-14 | 722.6865 | 692.0772 | 655.9067 | 620.3869 | 648.5122 | 735.5572 | 858.264 | 867.7725 | 812.0823 | 737.3298 | 695.4928 | 648.4472 | 543.6088 | 552.4947 | 588.5697 | 662.9935 | 783.1647 | 877.1618 | 964.9888 | 973.7219 | 950.015 | 957.7834 | 902.8544 | 830.4677
2031-03-15 | 746.8058 | 686.739 | 644.239 | 607.0075 | 609.6684 | 636.6965 | 698.8753 | 707.5514 | 678.7766 | 601.6646 | 549.4054 | 487.7874 | 348.7299 | 328.8806 | 386.9883 | 488.7815 | 625.2199 | 773.8888 | 925.2024 | 928.9071 | 928.1688 | 916.0494 | 876.5806 | 823.2926
2031-03-16 | 725.7729 | 675.8923 | 617.4999 | 584.4653 | 586.4692 | 608.4528 | 654.607 | 645.0248 | 590.3009 | 510.2436 | 429.307 | 380.9021 | 265.0355 | 291.6491 | 304.7468 | 403.5613 | 587.9778 | 755.893 | 902.0109 | 929.1335 | 917.9901 | 916.5215 | 833.1404 | 747.7128
2031-03-17 | 695.9776 | 650.2947 | 609.399 | 589.8986 | 623.4356 | 728.4879 | 858.996 | 850.5353 | 742.9245 | 632.4515 | 573.1125 | 480.7294 | 402.0928 | 378.4088 | 413.7974 | 532.1066 | 689.2506 | 830.7797 | 972.6758 | 1000.9887 | 958.8919 | 946.088 | 860.5453 | 773.7364
2031-03-18 | 688.1907 | 652.6717 | 616.2294 | 585.407 | 615.5083 | 719.3125 | 847.042 | 844.5796 | 778.1034 | 673.8499 | 588.7027 | 543.1104 | 440.8686 | 432.528 | 470.8927 | 538.0934 | 698.9756 | 828.2215 | 947.5251 | 971.9796 | 948.8685 | 922.1665 | 834.8436 | 754.1088
2031-03-19 | 694.9198 | 664.5778 | 624.2334 | 593.6247 | 621.5441 | 724.1654 | 851.1998 | 849.0574 | 783.9395 | 713.9298 | 659.4371 | 640.4479 | 555.797 | 517.844 | 545.8594 | 580.8933 | 708.7254 | 833.4863 | 967.7789 | 971.3937 | 951.6522 | 933.3135 | 855.9397 | 774.1623
2031-03-20 | 703.8057 | 670.5884 | 633.2955 | 604.8617 | 632.8281 | 734.8637 | 865.6192 | 853.7084 | 794.4582 | 699.5928 | 668.4831 | 634.4677 | 510.0053 | 530.2759 | 565.7657 | 638.3089 | 760.041 | 867.1067 | 972.6578 | 990.1982 | 971.3962 | 954.9084 | 863.4438 | 788.5781
2031-03-21 | 715.212 | 685.8042 | 648.9078 | 613.8368 | 643.095 | 733.2301 | 854.594 | 852.5334 | 800.4206 | 727.495 | 695.7093 | 635.4975 | 527.9113 | 494.8697 | 549.1144 | 634.4968 | 763.1604 | 856.5277 | 958.7815 | 972.9994 | 948.0311 | 946.1056 | 892.255 | 821.7617
2031-03-22 | 765.725 | 705.7558 | 665.3853 | 624.6522 | 626.9047 | 657.2112 | 720.4526 | 728.0908 | 715.0595 | 658.597 | 628.6853 | 618.0558 | 533.5418 | 461.3511 | 506.4456 | 541.6362 | 728.2999 | 833.6657 | 961.3854 | 955.8054 | 954.3097 | 945.7077 | 901.5678 | 846.428
2031-03-23 | 756.703 | 706.5292 | 648.8412 | 614.5029 | 617.0382 | 645.5226 | 694.395 | 684.8277 | 651.9094 | 581.3822 | 533.0007 | 502.281 | 353.4773 | 347.9062 | 392.9379 | 525.2047 | 686.2848 | 818.544 | 952.1666 | 964.9124 | 955.513 | 955.8761 | 873.772 | 788.8216
2031-03-24 | 714.2045 | 667.3268 | 627.7849 | 606.5055 | 640.4162 | 750.1438 | 882.8681 | 871.6827 | 788.7115 | 731.4026 | 670.4656 | 680.1519 | 637.5552 | 564.5629 | 582.9365 | 626.9152 | 750.9665 | 871.9724 | 992.0999 | 1016.8395 | 983.4203 | 960.9616 | 884.2118 | 796.3389
2031-03-25 | 724.7042 | 687.9786 | 655.054 | 621.5798 | 652.49 | 763.1439 | 894.8909 | 874.5119 | 819.373 | 739.1947 | 702.4453 | 690.7344 | 581.411 | 543.5068 | 555.9502 | 628.4482 | 776.7002 | 893.0048 | 995.9809 | 1012.5206 | 990.0754 | 968.8039 | 883.8063 | 801.8968
2031-03-26 | 748.0405 | 720.9332 | 677.638 | 629.1692 | 634.5337 | 672.3503 | 742.42 | 713.571 | 697.5721 | 625.3475 | 580.4162 | 496.5848 | 376.9644 | 360.4471 | 379.1189 | 493.5136 | 657.4072 | 829.0672 | 946.0855 | 935.5275 | 944.6698 | 955.8459 | 880.2799 | 807.2011
2031-03-27 | 716.1744 | 678.4362 | 641.2236 | 615.0842 | 645.8827 | 744.5797 | 875.3758 | 842.2342 | 761.2058 | 657.4334 | 594.2411 | 441.2702 | 398.4535 | 388.4276 | 401.3592 | 492.7052 | 682.9706 | 843.6232 | 975.1358 | 995.4833 | 984.7161 | 975.1307 | 883.4793 | 810.1842
2031-03-28 | 715.4308 | 685.0998 | 646.1339 | 613.3316 | 642.205 | 730.7762 | 851.7868 | 809.5649 | 780.3852 | 716.8715 | 692.1086 | 617.1805 | 502.5921 | 485.0026 | 512.1905 | 573.6566 | 706.9662 | 846.3234 | 960.2958 | 973.0279 | 949.1432 | 946.0413 | 892.8983 | 825.307
2031-03-29 | 761.3487 | 697.7894 | 656.7842 | 618.1143 | 620.4862 | 649.6406 | 709.7202 | 699.4981 | 673.8374 | 616.0916 | 543.5296 | 463.689 | 335.1795 | 297.154 | 361.7141 | 467.0102 | 643.8465 | 803.5916 | 960.3216 | 963.7661 | 953.6208 | 936.8762 | 897.2849 | 838.0869
2031-03-30 | 759.3585 | 707.8271 | 650.6012 | 615.2559 | 620.9139 | 651.1576 | 697.8777 | 664.3564 | 635.0697 | 537.0487 | 471.3056 | 403.5739 | 285.2859 | 268.9505 | 317.6633 | 419.981 | 614.3637 | 812.8576 | 960.8282 | 975.9686 | 965.0518 | 955.6512 | 873.6744 | 792.9678
2031-03-31 | 733.7725 | 684.7617 | 645.8592 | 625.0475 | 663.6937 | 776.801 | 901.8546 | 875.3185 | 782.3333 | 704.4519 | 683.2001 | 692.9059 | 608.0266 | 564.2375 | 574.2874 | 649.3846 | 808.5276 | 933.5763 | 1044.4754 | 1047.5539 | 1011.2996 | 997.6379 | 913.2338 | 825.5796
2031-04-01 | 762.9873 | 725.1136 | 679.8014 | 652.3231 | 690.0726 | 797.2458 | 908.2293 | 903.5702 | 870.1436 | 770.0066 | 716.6166 | 661.6853 | 553.9214 | 529.9043 | 572.8282 | 676.8449 | 874.7646 | 968.271 | 1049.5656 | 1062.4745 | 1061.1691 | 1021.3145 | 921.3708 | 854.4669
2031-04-02 | 750.4217 | 720.6064 | 670.9992 | 644.5938 | 682.3467 | 783.2184 | 898.3212 | 892.4409 | 857.4319 | 771.5686 | 717.1864 | 641.6734 | 556.2178 | 554.8002 | 613.9278 | 703.9239 | 858.8967 | 954.0968 | 1044.2847 | 1038.72 | 1045.9169 | 1022.0668 | 930.1389 | 855.8548
2031-04-03 | 741.5276 | 708.8773 | 663.0152 | 639.9753 | 676.9947 | 772.8354 | 884.7717 | 866.2935 | 808.7888 | 713.6316 | 666.9215 | 524.8638 | 482.035 | 533.6606 | 585.5399 | 705.2139 | 824.6699 | 924.5204 | 1015.5459 | 1027.018 | 1041.5326 | 1015.0725 | 905.5239 | 843.9246
2031-04-04 | 742.5343 | 713.0131 | 662.3819 | 634.4233 | 671.5125 | 755.153 | 866.4683 | 838.3181 | 827.5506 | 749.4683 | 676.3448 | 575.433 | 491.3019 | 451.739 | 520.0475 | 640.2442 | 776.9879 | 895.4993 | 971.9911 | 990.3957 | 989.6008 | 981.4723 | 916.1454 | 859.6921
2031-04-05 | 773.5516 | 713.5694 | 659.1911 | 626.5267 | 635.0348 | 657.891 | 716.4647 | 705.0968 | 675.7423 | 631.0885 | 585.4994 | 509.2267 | 432.3488 | 337.7918 | 402.0206 | 484.7838 | 688.5926 | 816.8004 | 950.7255 | 951.7427 | 971.6526 | 949.456 | 895.581 | 858.6361
2031-04-06 | 772.4507 | 724.5863 | 657.0854 | 626.5056 | 633.0065 | 651.9968 | 689.4302 | 670.9526 | 638.9355 | 569.6451 | 508.6666 | 446.4161 | 324.9949 | 307.5635 | 358.4898 | 472.1665 | 680.7556 | 823.8162 | 957.4875 | 977.4801 | 994.4546 | 970.3579 | 878.4231 | 811.5991
2031-04-07 | 717.8249 | 672.5159 | 621.81 | 609.3985 | 650.2211 | 751.4461 | 870.3661 | 864.4676 | 805.5408 | 722.0914 | 647.5501 | 634.5646 | 591.835 | 548.4267 | 650.0785 | 732.079 | 845.2572 | 910.8472 | 994.9859 | 1013.9861 | 994.9447 | 972.0772 | 875.6567 | 806.0851
2031-04-08 | 712.7498 | 678.9221 | 631.9331 | 606.5175 | 643.7569 | 742.1722 | 850.3272 | 837.7637 | 816.8136 | 716.8994 | 642.8664 | 611.4766 | 518.2311 | 510.8708 | 521.6464 | 614.6992 | 781.8074 | 868.8171 | 973.3593 | 996.9982 | 992.935 | 952.3444 | 850.4164 | 787.5053
2031-04-09 | 711.6081 | 684.0811 | 635.4382 | 611.4808 | 647.3264 | 743.0516 | 853.3304 | 820.7008 | 773.6985 | 674.7015 | 608.0914 | 493.9278 | 471.9218 | 442.4912 | 486.906 | 579.7483 | 745.166 | 865.0652 | 969.631 | 984.5302 | 986.058 | 962.9592 | 867.8225 | 804.6872
2031-04-10 | 715.3096 | 684.6495 | 638.5819 | 615.9143 | 652.0075 | 744.6519 | 856.2073 | 818.2823 | 747.1854 | 664.0711 | 613.9375 | 483.0503 | 456.8264 | 446.8723 | 494.1644 | 602.8803 | 759.6531 | 865.6662 | 968.8781 | 992.7125 | 1002.265 | 975.4722 | 865.4741 | 810.996
2031-04-11 | 753.6754 | 726.6317 | 674.2598 | 629.7754 | 642.7242 | 658.1873 | 698.7206 | 675.9538 | 709.4388 | 645.0112 | 634.8562 | 537.927 | 406.6879 | 350.5641 | 415.1318 | 544.5276 | 713.4237 | 824.3282 | 903.422 | 914.9125 | 922.7703 | 942.5024 | 873.8967 | 832.896
2031-04-12 | 753.8918 | 692.8045 | 636.0652 | 608.2294 | 618.2694 | 638.4219 | 688.1732 | 664.4382 | 655.8709 | 605.3939 | 543.9381 | 409.8792 | 347.7537 | 296.0279 | 348.8172 | 463.4617 | 635.2559 | 789.1489 | 924.7972 | 938.2555 | 951.1929 | 929.5131 | 876.4002 | 841.2947
2031-04-13 | 781.2313 | 731.4685 | 662.6201 | 631.8772 | 638.1985 | 659.5817 | 694.2605 | 683.938 | 658.3709 | 585.7963 | 488.6304 | 410.2789 | 324.3644 | 310.0943 | 400.094 | 558.0454 | 751.4629 | 860.7961 | 978.497 | 994.0793 | 1001.8763 | 977.2858 | 889.7797 | 820.525
2031-04-14 | 730.5906 | 684.8141 | 637.7624 | 621.3917 | 664.4544 | 766.8665 | 881.919 | 861.9488 | 815.0227 | 711.8248 | 651.0518 | 659.9446 | 576.1374 | 561.6263 | 579.9912 | 686.3 | 837.2586 | 927.3891 | 1010.3549 | 1029.0962 | 1013.6265 | 987.5519 | 892.6162 | 823.3247
2031-04-15 | 738.5119 | 702.5153 | 657.3856 | 629.756 | 667.2602 | 770.5908 | 884.1065 | 860.6358 | 795.5318 | 712.2693 | 627.2386 | 518.4165 | 478.8173 | 462.7017 | 519.149 | 598.8666 | 772.8949 | 888.0902 | 1004.6884 | 1028.2645 | 1027.3343 | 988.171 | 887.6644 | 822.5032
2031-04-16 | 736.6867 | 707.6214 | 657.1617 | 633.2526 | 669.5051 | 770.4577 | 876.4345 | 854.2892 | 811.1984 | 733.5842 | 689.556 | 621.3331 | 565.2616 | 547.508 | 550.0602 | 639.699 | 789.068 | 902.2708 | 985.9983 | 998.6181 | 1020.6234 | 995.1622 | 901.9612 | 835.3976
2031-04-17 | 742.7497 | 710.6157 | 666.4733 | 643.504 | 680.3776 | 777.6512 | 870.6863 | 860.5934 | 842.3528 | 777.8443 | 732.1533 | 691.1447 | 582.0564 | 584.9301 | 603.3111 | 701.5098 | 854.2237 | 941.2116 | 1017.0801 | 1031.8682 | 1044.3966 | 1012.7099 | 906.4972 | 848.1252
2031-04-18 | 743.2705 | 714.4217 | 667.489 | 638.5493 | 675.113 | 761.7311 | 859.5004 | 830.261 | 784.5447 | 704.9285 | 644.197 | 465.8893 | 439.9246 | 421.7177 | 510.2691 | 605.7414 | 768.4132 | 883.5536 | 978.8096 | 999.8656 | 995.5085 | 983.3776 | 917.5778 | 865.0758
2031-04-19 | 787.429 | 726.8828 | 674.3116 | 640.9971 | 649.1167 | 675.1657 | 724.7489 | 727.4219 | 745.8354 | 707.0786 | 661.9224 | 612.892 | 486.947 | 420.3864 | 487.3884 | 573.9439 | 761.5758 | 862.4583 | 963.2608 | 967.4928 | 987.4086 | 969.7513 | 913.4131 | 874.4391
2031-04-20 | 784.5362 | 736.6327 | 670.0705 | 638.4697 | 645.729 | 668.4742 | 693.9938 | 689.2993 | 679.3954 | 629.5963 | 607.425 | 590.3239 | 497.9093 | 425.5319 | 477.4412 | 594.1291 | 742.8609 | 867.5929 | 979.4349 | 992.2638 | 1010.8409 | 990.5802 | 896.4657 | 829.1337
2031-04-21 | 739.4231 | 692.8313 | 646.2788 | 630.1795 | 670.5679 | 769.4058 | 876.0526 | 862.6122 | 789.4039 | 716.7675 | 662.1728 | 616.7657 | 531.4337 | 546.2829 | 607.0741 | 694.4994 | 838.0365 | 907.3812 | 1014.9314 | 1031.5604 | 1021.3124 | 995.9712 | 901.5364 | 832.6662
2031-04-22 | 746.1531 | 712.8726 | 663.8004 | 637.3507 | 675.1433 | 778.3123 | 886.4674 | 854.7311 | 833.1509 | 714.4701 | 639.7845 | 552.0094 | 554.2956 | 585.3865 | 591.2203 | 660.6734 | 831.3263 | 921.2924 | 1026.2862 | 1043.5954 | 1039.2242 | 998.7722 | 900.9342 | 835.9805
2031-04-23 | 741.2036 | 714.8939 | 664.5823 | 638.151 | 674.5978 | 777.1366 | 886.9488 | 864.4657 | 818.1493 | 747.3628 | 701.5093 | 631.9031 | 604.6897 | 555.4231 | 573.3989 | 686.9358 | 852.0328 | 934.1214 | 1028.4097 | 1028.9493 | 1030.9423 | 1003.7969 | 912.9954 | 846.5675
2031-04-24 | 741.5066 | 712.381 | 665.9109 | 640.9034 | 677.1469 | 777.5289 | 883.3905 | 838.9031 | 812.2316 | 737.6915 | 701.3071 | 622.295 | 569.0118 | 537.8145 | 578.7594 | 697.0446 | 823.888 | 926.649 | 1015.9352 | 1038.042 | 1037.9459 | 1012.9826 | 901.9821 | 846.9107
2031-04-25 | 743.1834 | 713.9116 | 666.3874 | 637.1204 | 673.3217 | 760.6654 | 865.357 | 825.7878 | 774.2304 | 673.5945 | 626.0987 | 468.1196 | 493.2826 | 435.8458 | 531.9231 | 608.6694 | 763.6178 | 876.3889 | 975.6409 | 999.5293 | 993.1824 | 983.1657 | 914.5105 | 863.3538
2031-04-26 | 787.2443 | 728.3103 | 677.3299 | 641.4663 | 648.8098 | 674.8337 | 718.9574 | 701.6081 | 696.7729 | 626.1248 | 585.1506 | 463.6799 | 436.446 | 397.085 | 474.4894 | 563.001 | 742.64 | 840.8344 | 967.1562 | 974.3647 | 997.2554 | 974.421 | 918.9696 | 878.3595
2031-04-27 | 783.794 | 734.3615 | 666.9613 | 634.5778 | 639.9714 | 663.5448 | 691.3287 | 670.42 | 666.7485 | 589.819 | 525.0844 | 502.2199 | 430.5525 | 421.9665 | 495.2561 | 606.8845 | 773.0058 | 869.9894 | 982.141 | 994.946 | 1001.1379 | 977.1852 | 891.2949 | 822.2224
2031-04-28 | 726.0513 | 683.6559 | 633.3204 | 617.824 | 658.2828 | 763.5036 | 865.3377 | 844.4305 | 787.2045 | 691.3677 | 644.1888 | 619.5864 | 530.9388 | 532.9603 | 572.7074 | 646.2011 | 809.8905 | 902.0901 | 997.5333 | 1029.1055 | 1011.1769 | 987.5693 | 889.3098 | 820.4557
2031-04-29 | 741.1318 | 701.1953 | 652.2181 | 627.7681 | 669.3284 | 769.8353 | 869.3908 | 832.5731 | 782.0191 | 679.1238 | 639.5021 | 525.4202 | 536.4876 | 531.7999 | 583.1165 | 683.9291 | 832.998 | 903.2988 | 996.0489 | 1029.9829 | 1018.4191 | 977.778 | 880.3063 | 815.7568
2031-04-30 | 724.4646 | 699.8225 | 648.0634 | 624.3294 | 662.707 | 758.7015 | 862.3312 | 842.2339 | 811.879 | 748.1042 | 695.1309 | 636.0474 | 553.7401 | 544.6866 | 530.6574 | 642.7655 | 785.6696 | 873.3781 | 966.9621 | 984.3658 | 1001.5816 | 976.2491 | 885.7839 | 819.4883
2031-05-01 | 758.7057 | 712.1783 | 680.1034 | 663.1757 | 697.6508 | 777.4426 | 833.676 | 788.0373 | 736.7579 | 640.0832 | 620.2755 | 491.5053 | 482.866 | 477.7693 | 545.8506 | 633.5548 | 807.3739 | 909.6236 | 965.5186 | 991.8729 | 1000.0094 | 979.4319 | 898.7341 | 840.8399
2031-05-02 | 768.0755 | 726.5827 | 690.7973 | 669.6374 | 704.283 | 772.1571 | 852.0683 | 789.5667 | 773.1251 | 700.0119 | 656.6238 | 551.9699 | 519.5944 | 498.0214 | 571.899 | 635.5067 | 746.5291 | 869.9275 | 946.6063 | 978.1481 | 965.1709 | 962.4763 | 921.2761 | 865.5344
2031-05-03 | 808.8022 | 734.3938 | 696.6649 | 670.6383 | 677.4636 | 693.7381 | 722.4357 | 675.4921 | 674.4373 | 634.8961 | 600.8041 | 512.3985 | 439.983 | 449.4843 | 509.9001 | 582.2294 | 725.0977 | 833.0796 | 944.235 | 951.4843 | 962.749 | 951.2592 | 919.1014 | 879.5586
2031-05-04 | 818.3727 | 757.8655 | 703.0662 | 677.7563 | 683.8016 | 702.0373 | 706.9353 | 674.7259 | 710.7363 | 638.3398 | 577.6036 | 639.7858 | 546.8955 | 457.0944 | 510.2599 | 627.4561 | 784.5037 | 899.1758 | 966.6656 | 985.6108 | 998.8516 | 985.7712 | 919.7494 | 849.5874
2031-05-05 | 781.1184 | 722.6293 | 688.4026 | 678.4443 | 717.5747 | 802.8513 | 894.5966 | 861.1092 | 804.2687 | 719.2228 | 667.0429 | 623.6134 | 534.9879 | 518.8786 | 555.1271 | 650.9923 | 799.4128 | 917.0015 | 1010.1313 | 1034.7063 | 1019.6423 | 1005.2322 | 936.7424 | 859.9455
2031-05-06 | 781.4574 | 728.6688 | 696.5533 | 679.1173 | 711.1476 | 799.6539 | 884.711 | 848.223 | 790.0048 | 695.0988 | 595.2696 | 493.3155 | 480.9979 | 486.5069 | 519.3282 | 630.3181 | 784.3517 | 911.7407 | 990.3269 | 1026.2251 | 1019.7074 | 989.4611 | 923.4033 | 853.7127
2031-05-07 | 769.9323 | 727.7817 | 691.0614 | 672.3885 | 705.7148 | 790.039 | 872.894 | 839.7616 | 797.7888 | 711.4613 | 678.6737 | 612.9104 | 528.645 | 503.9453 | 544.333 | 645.8566 | 808.7158 | 917.6276 | 986.8098 | 1006.6457 | 1009.5328 | 986.4992 | 923.4143 | 854.0389
2031-05-08 | 775.1636 | 731.4452 | 698.0996 | 679.6893 | 713.8169 | 795.6995 | 879.6781 | 838.6035 | 792.6613 | 740.6232 | 701.1746 | 679.3441 | 667.537 | 683.5474 | 720.3457 | 805.3865 | 882.3922 | 930.1237 | 981.5569 | 1002.7033 | 1020.4369 | 1004.9894 | 924.7165 | 863.8953
2031-05-09 | 765.686 | 723.6312 | 688.5332 | 668.7014 | 701.9398 | 770.4556 | 836.9726 | 795.33 | 768.8325 | 684.5173 | 638.6418 | 547.31 | 499.2679 | 472.1664 | 538.824 | 636.836 | 764.7477 | 883.1269 | 943.3696 | 975.27 | 966.2214 | 961.9775 | 920.1705 | 865.5981
2031-05-10 | 819.0158 | 746.6851 | 709.1154 | 681.6657 | 688.5319 | 706.532 | 741.5288 | 728.4825 | 707.4003 | 614.5085 | 577.0977 | 495.7478 | 419.3234 | 380.8964 | 439.6513 | 542.5425 | 689.7291 | 818.2987 | 933.2631 | 957.3186 | 973.4741 | 964.0065 | 935.9891 | 893.5896
2031-05-11 | 815.8985 | 752.0013 | 701.3684 | 675.9169 | 682.0367 | 696.8135 | 677.6018 | 655.1109 | 644.0743 | 558.5299 | 514.0607 | 410.8468 | 395.0993 | 372.3635 | 411.5515 | 531.751 | 721.9595 | 853.6964 | 955.9916 | 986.2359 | 993.9475 | 985.782 | 918.2822 | 849.1974
2031-05-12 | 753.0664 | 694.6376 | 657.0892 | 650.8206 | 689.3717 | 771.381 | 850.1215 | 788.3607 | 713.9629 | 638.8488 | 580.3887 | 466.009 | 427.5669 | 420.839 | 465.985 | 581.1655 | 740.5935 | 872.5532 | 959.0042 | 1004.6816 | 983.8557 | 965.8696 | 894.5301 | 825.1633
2031-05-13 | 761.6011 | 711.2293 | 678.0115 | 661.1887 | 697.7217 | 780.3588 | 856.7718 | 799.9635 | 725.1958 | 648.0565 | 573.8288 | 466.7117 | 464.2997 | 435.3238 | 472.205 | 573.7915 | 745.734 | 861.7946 | 951.8802 | 1002.7174 | 991.6442 | 965.53 | 894.1699 | 827.7379
2031-05-14 | 749.6123 | 709.4016 | 671.7158 | 654.9085 | 688.7229 | 768.6097 | 843.9226 | 796.0566 | 755.4304 | 678.8624 | 644.5514 | 595.1497 | 539.3296 | 488.2564 | 525.6583 | 607.1555 | 744.3637 | 852.9501 | 944.3903 | 976.3249 | 981.3717 | 958.324 | 895.2383 | 828.3615
2031-05-15 | 767.0799 | 723.1276 | 688.0682 | 669.3264 | 705.2526 | 785.2518 | 867.1101 | 797.9201 | 747.1656 | 670.118 | 611.7337 | 497.8326 | 479.9659 | 460.7806 | 504.0844 | 586.7497 | 744.8567 | 885.3456 | 964.9935 | 992.6214 | 1008.0128 | 983.6419 | 911.5156 | 850.1331
2031-05-16 | 780.0625 | 738.9313 | 703.4848 | 681.4078 | 715.1399 | 787.1179 | 857.53 | 811.895 | 792.2516 | 696.6834 | 639.3017 | 503.6061 | 509.5048 | 465.0998 | 533.0842 | 618.229 | 751.5672 | 862.1111 | 949.9867 | 991.0876 | 983.9492 | 982.1538 | 940.1393 | 884.1372
2031-05-17 | 811.6279 | 737.8206 | 700.904 | 673.2405 | 680.0864 | 697.1925 | 721.9919 | 696.5311 | 685.6418 | 637.7205 | 571.5577 | 492.0765 | 416.134 | 383.8145 | 455.5321 | 560.8585 | 678.2734 | 808.3956 | 936.0817 | 955.3243 | 966.3243 | 951.5096 | 922.8535 | 882.9505
2031-05-18 | 813.3527 | 753.6922 | 699.4115 | 674.1803 | 680.4045 | 695.0806 | 697.1557 | 667.0015 | 648.5949 | 577.6376 | 501.9137 | 392.6551 | 353.5312 | 317.933 | 391.8847 | 527.7634 | 698.4617 | 829.5673 | 937.4181 | 976.2418 | 987.7268 | 976.7223 | 912.1051 | 843.624
2031-05-19 | 772.4288 | 713.2298 | 677.5949 | 668.4317 | 706.976 | 796.7968 | 871.0578 | 797.794 | 733.3693 | 647.0092 | 585.0874 | 471.225 | 483.9759 | 442.6108 | 504.1102 | 604.7959 | 756.2964 | 872.9847 | 975.548 | 1019.1758 | 1006.5873 | 991.2642 | 919.9385 | 849.5058
2031-05-20 | 778.0515 | 727.7184 | 696.0485 | 677.0245 | 713.7992 | 804.4706 | 879.104 | 816.951 | 749.843 | 664.7702 | 609.3171 | 559.6941 | 549.1733 | 505.1331 | 528.0296 | 612.4873 | 768.0781 | 892.5922 | 975.3021 | 1017.1449 | 1013.1026 | 983.4268 | 915.4382 | 846.8984
2031-05-21 | 761.304 | 722.3978 | 684.9121 | 666.8246 | 701.3188 | 786.1296 | 853.3625 | 786.6459 | 730.3405 | 669.8936 | 613.9306 | 497.5144 | 510.6954 | 453.907 | 516.993 | 621.1519 | 824.1111 | 885.1391 | 956.3086 | 988.4408 | 991.8701 | 977.1688 | 908.426 | 842.03
2031-05-22 | 775.4453 | 729.7972 | 695.7779 | 677.0071 | 711.8546 | 796.1187 | 866.9414 | 811.1836 | 747.1367 | 674.7953 | 636.9861 | 534.6763 | 562.0491 | 590.8626 | 643.3244 | 731.6969 | 811.5836 | 919.6959 | 978.3641 | 1012.3727 | 1020.8415 | 999.0864 | 923.8849 | 862.3934
2031-05-23 | 788.5551 | 747.3686 | 711.5078 | 687.7817 | 723.7283 | 796.4837 | 863.8518 | 810.6409 | 786.0439 | 709.5077 | 651.5146 | 506.645 | 508.0064 | 470.6695 | 558.4623 | 624.0026 | 754.5082 | 885.4717 | 967.8503 | 1001.7242 | 998.4626 | 992.0134 | 951.3354 | 894.4056
2031-05-24 | 807.6631 | 735.4595 | 696.5388 | 669.1878 | 675.5659 | 691.3075 | 706.7403 | 665.9535 | 688.4633 | 648.0252 | 600.7167 | 542.7666 | 455.6955 | 395.8951 | 448.5233 | 531.3116 | 706.4722 | 810.7846 | 928.636 | 954.8381 | 962.782 | 947.256 | 918.8952 | 878.4826
2031-05-25 | 797.25 | 737.2766 | 683.817 | 660.4048 | 666.79 | 684.9726 | 680.6125 | 622.0542 | 589.2171 | 521.9995 | 469.7806 | 371.5778 | 410.6078 | 446.526 | 482.7659 | 625.8245 | 741.1216 | 841.3551 | 941.2488 | 978.5749 | 969.2989 | 955.4924 | 890.4429 | 822.4628
2031-05-26 | 795.6315 | 736.8453 | 697.8379 | 676.0607 | 695.2886 | 739.711 | 748.1651 | 692.1031 | 657.2194 | 597.457 | 597.4903 | 595.1415 | 621.7655 | 632.2433 | 663.3981 | 749.6252 | 844.0426 | 902.5785 | 961.892 | 978.4986 | 967.8981 | 971.87 | 901.3477 | 842.7363
2031-05-27 | 785.661 | 729.8018 | 691.336 | 677.8133 | 717.4753 | 808.2926 | 877.433 | 824.4754 | 776.3614 | 682.3363 | 664.5684 | 678.0445 | 681.5152 | 686.592 | 649.8716 | 744.7812 | 901.6986 | 966.4484 | 1005.4499 | 1037.7064 | 1024.1321 | 996.3417 | 923.8821 | 856.9108
2031-05-28 | 772.3233 | 737.1132 | 699.0773 | 680.0231 | 714.2628 | 800.7927 | 864.9394 | 822.2494 | 765.9254 | 709.4361 | 662.8836 | 646.6591 | 615.9691 | 623.7449 | 725.7904 | 801.8082 | 891.4293 | 939.7375 | 993.6849 | 1012.8694 | 1015.2679 | 997.1746 | 926.6016 | 863.6215
2031-05-29 | 775.8635 | 727.7788 | 693.0626 | 674.951 | 709.6427 | 790.4899 | 862.0391 | 812.6307 | 758.3053 | 700.8277 | 672.2146 | 600.0624 | 621.2926 | 661.9492 | 733.5401 | 802.763 | 887.3732 | 933.6999 | 979.0012 | 1014.8514 | 1017.7207 | 997.1489 | 915.9661 | 856.661
2031-05-30 | 775.2411 | 734.5279 | 697.9705 | 677.4555 | 714.2404 | 787.222 | 855.1247 | 799.947 | 760.5224 | 702.8121 | 660.8191 | 616.3686 | 584.4663 | 575.4884 | 635.695 | 694.1368 | 792.999 | 883.2273 | 960.7414 | 997.6938 | 986.7186 | 976.9101 | 933.2084 | 876.611
2031-05-31 | 817.849 | 743.0674 | 706.6904 | 680.2256 | 688.1971 | 708.7783 | 725.2131 | 686.6101 | 697.5155 | 674.798 | 640.4103 | 626.3695 | 532.4299 | 437.481 | 542.8207 | 620.6039 | 756.3476 | 853.0086 | 960.5739 | 975.7835 | 985.9756 | 967.2118 | 938.2621 | 895.2025
2031-06-01 | 818.0196 | 749.4478 | 685.3753 | 656.9253 | 657.6551 | 663.5594 | 670.7112 | 659.5651 | 690.5867 | 644.4511 | 614.4919 | 613.9089 | 542.4631 | 470.5677 | 542.9119 | 696.7346 | 847.9413 | 926.4733 | 1009.9225 | 1030.1477 | 1041.5919 | 1023.8426 | 964.2561 | 875.593
2031-06-02 | 765.4139 | 701.3298 | 654.5835 | 645.0263 | 686.2322 | 787.4159 | 883.4513 | 869.966 | 829.8463 | 753.571 | 697.0169 | 634.0503 | 569.5566 | 530.9895 | 573.7345 | 683.7776 | 840.3358 | 953.3186 | 1047.7149 | 1085.3245 | 1065.5576 | 1037.8045 | 967.3851 | 873.0821
2031-06-03 | 772.7829 | 714.8115 | 673.9125 | 656.0783 | 694.8542 | 794.7465 | 890.0846 | 864.7038 | 855.1507 | 792.9451 | 716.5399 | 671.1379 | 611.5372 | 621.1936 | 644.7117 | 752.8222 | 896.5018 | 986.6724 | 1042.2457 | 1079.9801 | 1067.5884 | 1031.12 | 958.2707 | 871.6881
2031-06-04 | 766.0474 | 718.8695 | 672.7746 | 653.5342 | 689.842 | 786.8047 | 879.1359 | 866.0765 | 869.3455 | 843.0089 | 804.8537 | 809.6784 | 763.7114 | 668.3769 | 725.115 | 824.8765 | 917.8983 | 992.8925 | 1052.9392 | 1056.8252 | 1055.4183 | 1027.5739 | 968.203 | 880.9468
2031-06-05 | 764.925 | 712.9484 | 670.1595 | 652.4637 | 689.1962 | 782.9254 | 877.0374 | 862.4075 | 842.4674 | 780.8831 | 752.6367 | 696.4829 | 604.7687 | 562.6267 | 609.0974 | 723.9226 | 893.0005 | 970.52 | 1024.4809 | 1058.5987 | 1064.893 | 1035.2958 | 959.4041 | 879.5197
2031-06-06 | 760.2403 | 714.4584 | 666.7953 | 645.3096 | 683.093 | 761.2719 | 846.1956 | 823.872 | 810.568 | 759.5184 | 715.6602 | 667.3124 | 652.402 | 609.3923 | 729.7062 | 861.2121 | 884.3096 | 945.7221 | 987.1446 | 1017.8139 | 1001.9446 | 996.5552 | 961.3744 | 887.2796
2031-06-07 | 811.824 | 733.0999 | 683.6281 | 654.4835 | 657.1246 | 671.5099 | 692.25 | 673.8796 | 684.416 | 640.7374 | 603.7168 | 479.4732 | 441.8749 | 395.8203 | 439.6939 | 547.9142 | 722.7966 | 843.0962 | 968.2987 | 993.1988 | 1007.5794 | 986.5481 | 970.0013 | 913.6773
2031-06-08 | 806.5997 | 739.656 | 675.0483 | 647.1234 | 647.8471 | 652.5616 | 651.6127 | 631.9493 | 656.2864 | 606.715 | 558.4989 | 498.7227 | 425.2476 | 361.9659 | 427.7665 | 573.4919 | 723.7932 | 870.0957 | 981.9179 | 1019.0949 | 1029.3659 | 1012.3221 | 949.3681 | 862.4872
2031-06-09 | 764.2857 | 697.2469 | 654.0065 | 644.8245 | 685.6466 | 784.5641 | 882.2905 | 865.5116 | 827.4351 | 763.6007 | 727.8549 | 712.2837 | 626.6656 | 606 | 660.5771 | 781.3781 | 909.971 | 961.9597 | 1050.0606 | 1082.1138 | 1061.785 | 1034.2706 | 963.5923 | 872.0261
2031-06-10 | 770.8731 | 712.8633 | 672.9187 | 653.7134 | 692.3918 | 788.977 | 884.923 | 880.0289 | 872.6423 | 809.1246 | 764.8598 | 752.2748 | 646.4223 | 591.6058 | 651.5416 | 772.2086 | 880.5864 | 961.9502 | 1030.1261 | 1072.7925 | 1061.6418 | 1027.1051 | 954.6193 | 868.734
2031-06-11 | 800.1117 | 754.2151 | 702.4484 | 666.8086 | 677.7173 | 698.504 | 727.2994 | 700.5901 | 730.1927 | 691.0513 | 645.564 | 549.2849 | 495.6203 | 488.3268 | 519.3205 | 648.7314 | 773.2573 | 895.3897 | 974.9435 | 991.9832 | 1015.9847 | 1014.1342 | 954.6879 | 882.5646
2031-06-12 | 761.8546 | 708.7062 | 661.5741 | 650.0082 | 688.1375 | 779.5242 | 867.8093 | 843.5012 | 824.8319 | 778.618 | 734.3292 | 645.0057 | 606.3385 | 592.0055 | 609.2323 | 739.4538 | 870.6486 | 953.8986 | 1018.2872 | 1053.8339 | 1064.3117 | 1035.6299 | 958.5416 | 880.0422
2031-06-13 | 765.525 | 719.4891 | 672.9118 | 650.9202 | 686.0038 | 765.3219 | 847.0615 | 807.2692 | 812.0438 | 740.8469 | 699.1716 | 569.6012 | 558.7147 | 532.6482 | 619.1813 | 719.1766 | 825.1785 | 933.2252 | 986.2821 | 1024.1255 | 1012.2473 | 1006.9435 | 971.2365 | 896.8211
2031-06-14 | 813.1976 | 732.7942 | 682.7518 | 653.5607 | 655.5814 | 671.1167 | 702.5236 | 671.1952 | 703.9048 | 672.8769 | 638.0094 | 560.3679 | 474.2218 | 414.4467 | 483.3918 | 610.8906 | 765.8154 | 874.404 | 985.0874 | 994.3255 | 1012.0986 | 990.6186 | 971.8806 | 915.4951
2031-06-15 | 805.0071 | 736.3893 | 671.7959 | 644.2588 | 645.4415 | 648.2903 | 656.2527 | 659.2303 | 698.7083 | 673.3951 | 593.3976 | 628.7072 | 540.0412 | 479.3065 | 474.7596 | 583.5127 | 740.1761 | 869.3523 | 981.1951 | 1013.3917 | 1025.7219 | 1008.9878 | 947.4238 | 859.0039
2031-06-16 | 756.8036 | 692.6222 | 646.2851 | 637.2269 | 677.6359 | 773.9812 | 872.2082 | 846.4649 | 814.376 | 745.8371 | 685.2237 | 615.9888 | 556.1272 | 538.5129 | 605.312 | 721.5341 | 861.0222 | 958.7277 | 1031.1791 | 1069.6208 | 1047.7391 | 1024.8503 | 954.2373 | 862.3333
2031-06-17 | 759.2367 | 701.644 | 660.5343 | 640.9388 | 680.0408 | 771.5974 | 869.7726 | 871.0028 | 877.8725 | 825.201 | 768.2884 | 728.9634 | 652.4475 | 565.3105 | 594.0295 | 675.8668 | 805.5867 | 924.9579 | 1010.4871 | 1055.8612 | 1046.0175 | 1007.9942 | 936.6251 | 852.4069
2031-06-18 | 759.6004 | 711.1188 | 666.6628 | 646.5305 | 680.8114 | 772.9731 | 874.7222 | 861.2045 | 857.0996 | 793.5583 | 729.9334 | 679.2393 | 566.5386 | 540.472 | 569.7854 | 710.3385 | 865.977 | 942.8622 | 1016.9835 | 1045.832 | 1049.2891 | 1018.9403 | 959.7621 | 875.8971
2031-06-19 | 753.3885 | 699.4948 | 660.1043 | 643.134 | 676.662 | 767.4505 | 867.4083 | 829.6661 | 807.8979 | 742.9803 | 703.6476 | 603.1844 | 586.3606 | 543.4832 | 565.1145 | 697.3239 | 804.1185 | 904.6139 | 987.3288 | 1037.6 | 1049.2914 | 1025.7956 | 945.3653 | 868.0883
2031-06-20 | 747.0912 | 696.9666 | 651.5891 | 632.3028 | 666.8066 | 743.3068 | 821.7937 | 800.3074 | 812.0033 | 760.1317 | 697.368 | 670.9509 | 606.3175 | 542.8059 | 574.5382 | 650.9534 | 751.7511 | 870.6662 | 945.8112 | 998.7426 | 991.0114 | 977.9947 | 943.3741 | 871.1076
2031-06-21 | 799.1114 | 717.8342 | 670.178 | 641.6691 | 644.0404 | 656.9452 | 687.2938 | 654.2918 | 666.6404 | 644.5585 | 617.1198 | 547.3351 | 478.3107 | 397.4866 | 440.5307 | 547.7486 | 679.5179 | 813.2348 | 932.7507 | 969.6913 | 989.8595 | 973.1822 | 950.8658 | 897.6295
2031-06-22 | 803.3148 | 732.3358 | 669.8462 | 643.9526 | 644.6212 | 647.7306 | 647.8711 | 627.6605 | 638.4217 | 596.1602 | 546.7464 | 443.6398 | 367.3326 | 341.79 | 406.8714 | 534.9643 | 709.6069 | 854.151 | 966.2176 | 1003.8711 | 1025.1963 | 1006.587 | 943.8788 | 857.3461
2031-06-23 | 753.8389 | 687.3651 | 642.8865 | 634.1787 | 674.7124 | 770.0911 | 872.8738 | 853.7648 | 821.3802 | 743.3713 | 687.4452 | 622.7917 | 550.001 | 526.5245 | 534.1966 | 643.1427 | 780.3993 | 892.4329 | 1005.1042 | 1060.195 | 1041.9788 | 1016.2874 | 944.2844 | 856.1197
2031-06-24 | 775.9106 | 717.1298 | 674.2714 | 658.6113 | 697.2298 | 796.17 | 896.1096 | 880.1828 | 874.7101 | 822.6758 | 784.9069 | 790.8636 | 731.4375 | 671.8827 | 705.3155 | 800.8853 | 879.6792 | 982.727 | 1043.3698 | 1078.3434 | 1069.3048 | 1029.1359 | 957.7448 | 875.3987
2031-06-25 | 765.9634 | 716.6055 | 670.8079 | 652.0368 | 686.5643 | 784.6728 | 880.82 | 866.7995 | 846.8666 | 788.4264 | 717.5207 | 602.9639 | 539.1747 | 537.3091 | 577.849 | 699.0084 | 832.4597 | 934.9545 | 1017.1752 | 1048.8678 | 1054.1673 | 1025.2944 | 962.4327 | 878.7249
2031-06-26 | 747.8294 | 694.6096 | 655.1459 | 638.9264 | 674.7504 | 763.0193 | 861.6287 | 829.5337 | 801.861 | 775.2965 | 725.2549 | 664.5475 | 595.5804 | 565.356 | 539.803 | 665.7883 | 821.0207 | 921.062 | 982.9994 | 1030.4284 | 1040.991 | 1013.767 | 935.3083 | 857.8456
2031-06-27 | 765.0437 | 716.6997 | 673.102 | 650.2922 | 686.6895 | 765.3694 | 855.3156 | 820.2427 | 804.8993 | 727.6451 | 688.1729 | 559.7628 | 533.388 | 525.8931 | 644.2434 | 766.1071 | 858.3523 | 926.0526 | 983.4731 | 1019.9886 | 1010.8798 | 1009.0855 | 970.6296 | 897.7714
2031-06-28 | 812.1122 | 730.7975 | 683.263 | 653.9109 | 656.7235 | 671.5121 | 702.2279 | 692.8634 | 712.6325 | 693.8165 | 657.5011 | 590.9271 | 530.5176 | 473.0456 | 524.4495 | 647.7262 | 785.8817 | 873.9786 | 971.4879 | 991.2973 | 1005.0166 | 989.7124 | 968.8149 | 913.6583
2031-06-29 | 812.6421 | 744.6071 | 681.961 | 652.4331 | 654.3509 | 658.6044 | 672.9664 | 656.8157 | 675.5109 | 638.4198 | 582.6702 | 511.5415 | 428.4469 | 400.456 | 485.1079 | 655.739 | 763.1406 | 878.4336 | 984.5135 | 1014.3582 | 1032.622 | 1019.6767 | 955.4766 | 871.1231
2031-06-30 | 758.2811 | 692.6194 | 648.7921 | 638.5705 | 678.8615 | 787.3848 | 891.0299 | 872.3679 | 848.1565 | 781.859 | 709.5548 | 655.7054 | 560.0401 | 538.2801 | 629.0473 | 715.0874 | 870.5257 | 950.8714 | 1047.6122 | 1083.4073 | 1050.3922 | 1021.8661 | 957.2042 | 865.4245
2031-07-01 | 798.3354 | 747.2583 | 703.8058 | 684.0639 | 720.4211 | 833.4623 | 936.8866 | 912.4981 | 896.2537 | 827.7247 | 777.7484 | 738.9423 | 689.5863 | 728.4547 | 752.0345 | 820.0467 | 957.7137 | 1036.2956 | 1095.4967 | 1142.5511 | 1108.3298 | 1070.5194 | 989.2965 | 895.7515
2031-07-02 | 797.1675 | 753.9959 | 706.7487 | 686.8624 | 720.1456 | 829.7019 | 932.853 | 908.1555 | 885.9816 | 825.2944 | 789.6287 | 712.847 | 657.2835 | 631.8908 | 671.9797 | 779.0313 | 912.7083 | 1016.8794 | 1095.4197 | 1122.5855 | 1104.7697 | 1077.4449 | 1005.2501 | 912.0969
2031-07-03 | 791.6067 | 744.7494 | 700.7088 | 682.434 | 714.1175 | 811.6117 | 922.1054 | 907.0841 | 917.8133 | 873.2844 | 834.6248 | 802.0622 | 701.2375 | 665.0719 | 674.028 | 752.9453 | 886.3738 | 997.452 | 1057.2181 | 1105.5791 | 1109.719 | 1081.8809 | 989.5045 | 906.8686
2031-07-04 | 817.2973 | 773.3718 | 724.1978 | 684.6669 | 692.4802 | 703.587 | 727.7194 | 705.0622 | 741.8882 | 730.9824 | 699.6268 | 598.2342 | 524.7047 | 479.1059 | 557.5372 | 658.6323 | 780.79 | 909.7236 | 952.944 | 996.1046 | 1008.5054 | 1012.5957 | 970.4461 | 909.5158
2031-07-05 | 835.0038 | 752.3701 | 699.3149 | 676.508 | 676.3611 | 687.4819 | 717.9305 | 717.0825 | 723.5902 | 697.0611 | 682.7646 | 605.1184 | 525.4492 | 479.7533 | 522.7259 | 622.8942 | 804.4482 | 903.5703 | 1000.9541 | 1030.2122 | 1035.91 | 1025.4098 | 995.1586 | 937.1339
2031-07-06 | 831.2782 | 767.0901 | 701.6193 | 673.0585 | 669.03 | 665.3624 | 679.1466 | 691.1697 | 706.6671 | 677.6366 | 643.2645 | 624.4808 | 459.7749 | 439.634 | 476.9795 | 621.4151 | 762.7087 | 895.7123 | 995.9817 | 1048.4399 | 1057.8124 | 1042.2961 | 969.9884 | 876.8943
2031-07-07 | 782.168 | 717.3202 | 674.8136 | 665.5354 | 701.9294 | 799.0072 | 908.7144 | 915.4848 | 855.9601 | 801.3728 | 760.1809 | 721.1581 | 619.193 | 621.4166 | 635.3376 | 732.0559 | 864.8896 | 981.1953 | 1064.6628 | 1121.3129 | 1088.0624 | 1065.1892 | 984.1278 | 886.8697
2031-07-08 | 800.8614 | 742.5837 | 704.6422 | 683.8554 | 720.6546 | 821.4134 | 933.3688 | 936.0574 | 925.1076 | 842.6838 | 778.9548 | 765.342 | 678.3231 | 668.963 | 651.4871 | 724.232 | 860.8481 | 986.6622 | 1067.2993 | 1130.9592 | 1112.7804 | 1075.5445 | 992.5222 | 898.1008
2031-07-09 | 772.8603 | 728.8985 | 683.1752 | 662.9143 | 694.4562 | 792.2477 | 899.5726 | 888.1695 | 849.4149 | 786.8781 | 732.6565 | 638.2669 | 572.1549 | 566.8297 | 596.2925 | 713.1028 | 880.1518 | 978.5844 | 1039.9505 | 1081.2277 | 1075.5257 | 1047.6799 | 973.8427 | 880.8361
2031-07-10 | 785.5018 | 738.0969 | 695.5265 | 677.3257 | 708.3662 | 802.7821 | 913.1503 | 898.5731 | 874.22 | 827.2143 | 796.2461 | 731.246 | 635.3573 | 614.0564 | 688.3995 | 772.1721 | 922.2691 | 987.8442 | 1052.1028 | 1098.8639 | 1097.266 | 1073.4629 | 978.6941 | 898.2753
2031-07-11 | 785.0318 | 741.3423 | 696.7459 | 673.7282 | 704.4476 | 784.2061 | 893.2935 | 886.4958 | 892.6922 | 830.8605 | 800.9947 | 772.1403 | 663.254 | 588.7687 | 640.5155 | 712.5785 | 823.4775 | 947.7572 | 1009.9114 | 1062.0034 | 1038.1281 | 1037.721 | 996.2966 | 917.4436
2031-07-12 | 846.6804 | 767.2214 | 717.8736 | 688.4719 | 685.5017 | 698.3976 | 732.0251 | 735.2423 | 739.4066 | 724.095 | 700.4365 | 621.2174 | 541.0012 | 554.0551 | 636.9691 | 765.2998 | 884.0658 | 946.6847 | 1025.0316 | 1042.9131 | 1043.9149 | 1035.4815 | 1008.4732 | 948.4613
2031-07-13 | 838.7539 | 775.509 | 711.4934 | 681.2863 | 677.2372 | 677.9719 | 692.5292 | 709.865 | 761.0623 | 752.8778 | 708.0633 | 675.5326 | 580.4732 | 490.3348 | 521.6043 | 645.3974 | 814.9543 | 952.0032 | 1028.6395 | 1069.8193 | 1073.6322 | 1060.712 | 987.942 | 896.0774
2031-07-14 | 801.4812 | 739.2622 | 695.2395 | 684.2239 | 721.3435 | 823.448 | 939.5232 | 943.5107 | 900.8999 | 840.5733 | 793.9124 | 780.0165 | 666.1153 | 659.6265 | 676.7853 | 804.9727 | 947.0618 | 1031.1261 | 1103.7441 | 1146.6036 | 1116.614 | 1092.8509 | 1008.33 | 912.7525
2031-07-15 | 811.786 | 755.5942 | 715.733 | 696.2066 | 732.0646 | 838.5594 | 951.3396 | 954.8055 | 914.0893 | 822.4254 | 768.9555 | 757.176 | 697.0721 | 715.9019 | 736.6751 | 826.3593 | 933.3702 | 1022.3576 | 1093.3168 | 1146.1803 | 1129.6529 | 1093.1812 | 1009.1779 | 915.797
2031-07-16 | 795.2597 | 751.0726 | 706.7787 | 686.3035 | 717.3596 | 815.4939 | 927.5694 | 928.8227 | 905.6993 | 839.4649 | 764.2684 | 708.5055 | 634.7416 | 652.4045 | 702.3 | 802.1727 | 907.8551 | 1011.4954 | 1081.2167 | 1109.4926 | 1105.8526 | 1077.1199 | 1006.3423 | 911.1788
2031-07-17 | 783.2839 | 737.2495 | 690.9633 | 673.3427 | 706.7626 | 800.7906 | 913.8127 | 917.2296 | 888.6814 | 857.3586 | 833.6948 | 819.6249 | 731.0479 | 734.0584 | 750.8775 | 832.1041 | 948.4312 | 1030.7674 | 1060.8127 | 1104.1657 | 1098.2658 | 1074.5307 | 982.3434 | 898.5869
2031-07-18 | 786.2509 | 743.5508 | 695.5096 | 672.7528 | 704.9992 | 781.6009 | 887.1252 | 883.5359 | 888.5671 | 821.1117 | 805.4252 | 794.5298 | 759.3501 | 708.8181 | 779.5475 | 858.0412 | 947.8052 | 994.9038 | 1014.9894 | 1057.3471 | 1035.4718 | 1032.8127 | 988.9086 | 911.5437
2031-07-19 | 841.92 | 765.7229 | 715.4767 | 684.1835 | 680.6813 | 692.1937 | 732.247 | 737.2049 | 751.0838 | 724.7763 | 705.8608 | 662.3651 | 534.8974 | 510.9511 | 553.5665 | 644.7726 | 808.5741 | 925.002 | 1025.9612 | 1044.7167 | 1050.1651 | 1032.7878 | 1004.574 | 945.3546
2031-07-20 | 829.7531 | 766.8626 | 700.8479 | 671.2783 | 666.572 | 664.4802 | 677.7722 | 684.8322 | 689.215 | 639.6587 | 598.5497 | 529.2112 | 442.0296 | 431.2485 | 511.5573 | 646.4539 | 780.5012 | 919.1688 | 1014.6941 | 1054.2197 | 1058.4246 | 1045.8047 | 972.2637 | 880.2364
2031-07-21 | 798.771 | 736.1191 | 692.1691 | 681.7418 | 718.408 | 821.8031 | 938.6985 | 928.9123 | 885.6506 | 805.2749 | 753.7182 | 707.4738 | 634.8008 | 643.5276 | 689.5262 | 807.8291 | 938.8951 | 1022.1023 | 1096.8682 | 1138.4767 | 1109.534 | 1088.782 | 1006.8298 | 907.3684
2031-07-22 | 814.2068 | 758.7339 | 718.8987 | 697.8455 | 734.0257 | 842.3603 | 958.0769 | 989.0303 | 968.7261 | 856.662 | 795.7959 | 779.3783 | 681.8515 | 674.602 | 714.668 | 853.6818 | 1012.5972 | 1064.9934 | 1106.7028 | 1144.3261 | 1129.8734 | 1095.7909 | 1011.5774 | 917.95
2031-07-23 | 791.0243 | 745.7309 | 698.7745 | 678.7013 | 710.5375 | 810.5979 | 922.9821 | 921.6014 | 909.7427 | 861.0252 | 805.8166 | 772.0107 | 674.2716 | 686.8384 | 716.7818 | 800.8465 | 916.1602 | 1007.1762 | 1066.0023 | 1098.8463 | 1092.3447 | 1068.0264 | 992.2893 | 900.3736
2031-07-24 | 785.6724 | 738.0944 | 697.0177 | 678.4033 | 709.7647 | 806.7091 | 924.2926 | 944.7708 | 940.4559 | 906.7871 | 878.9677 | 874.7076 | 886.2122 | 797.2082 | 786.0533 | 846.8294 | 948.6754 | 1009.7476 | 1060.5265 | 1098.7198 | 1099.7918 | 1073.8793 | 981.5256 | 898.6566
2031-07-25 | 787.7094 | 745.1104 | 696.5833 | 674.0956 | 704.7895 | 787.0744 | 891.2394 | 880.2202 | 865.7472 | 801.8548 | 770.4991 | 706.4974 | 638.7705 | 616.9088 | 684.4053 | 795.0834 | 906.3382 | 989.1712 | 1022.0527 | 1062.5344 | 1035.8933 | 1035.6084 | 993.1418 | 916.0153
2031-07-26 | 837.8149 | 760.9159 | 711.3775 | 680.9671 | 678.0219 | 689.5325 | 729.0593 | 731.4538 | 762.7186 | 739.9467 | 709.546 | 695.592 | 559.5432 | 488.7514 | 540.1261 | 648.8663 | 821.6968 | 921.6343 | 1010.9141 | 1033.592 | 1037.1577 | 1027.4865 | 996.5019 | 939.3997
2031-07-27 | 847.7308 | 780.1492 | 718.3048 | 688.1455 | 683.9114 | 687.199 | 708.2617 | 727.2434 | 739.1219 | 711.4403 | 645.8769 | 612.7911 | 481.6195 | 456.3941 | 499.7924 | 650.1901 | 809.0051 | 943.0478 | 1041.3211 | 1074.8777 | 1082.4733 | 1066.066 | 995.6425 | 903.8695
2031-07-28 | 801.6782 | 738.3553 | 694.6122 | 683.4126 | 720.1834 | 823.2735 | 940.32 | 937.9172 | 892.9138 | 816.4311 | 761.1029 | 744.405 | 665.6812 | 637.267 | 649.1418 | 774.5438 | 913.2759 | 1019.9964 | 1097.3578 | 1140.289 | 1114.9236 | 1088.945 | 1008.2706 | 910.9551
2031-07-29 | 797.0527 | 740.6987 | 701.7551 | 681.5444 | 717.196 | 818.1149 | 933.3599 | 924.8505 | 875.5301 | 803.159 | 733.8685 | 638.3707 | 587.0674 | 606.0919 | 629.5309 | 725.568 | 872.7849 | 993.9487 | 1066.2661 | 1115.8505 | 1103.3485 | 1067.9773 | 984.6632 | 892.4761
2031-07-30 | 780.3456 | 736.609 | 688.4911 | 667.6894 | 697.6374 | 792.2888 | 901.3532 | 898.1499 | 848.5519 | 777.2236 | 732.8245 | 656.7944 | 580.7031 | 584.2299 | 636.1278 | 721.3962 | 874.4931 | 967.3771 | 1053.1874 | 1081.4224 | 1074.2084 | 1055.2303 | 981.3261 | 889.8379
2031-07-31 | 782.422 | 735.982 | 692.4966 | 672.3075 | 703.2135 | 797.5085 | 912.9856 | 918.2468 | 894.0965 | 830.9438 | 814.3767 | 817.0861 | 716.9315 | 742.7268 | 822.6892 | 880.0717 | 985.0022 | 1047.4142 | 1049.2759 | 1094.2677 | 1093.7941 | 1073.0567 | 983.0255 | 899.8867
2031-08-01 | 857.2438 | 804.576 | 753.7993 | 731.0005 | 766.2494 | 860.4295 | 970.891 | 964.4609 | 973.4768 | 928.7414 | 880.4519 | 844.8158 | 762.9754 | 710.3623 | 729.4729 | 799.059 | 908.5037 | 1021.8762 | 1091.4401 | 1132.8355 | 1111.2715 | 1103.1592 | 1049.1717 | 975.52
2031-08-02 | 901.4664 | 818.0819 | 767.6127 | 738.2239 | 740.8749 | 770.075 | 820.8977 | 803.6716 | 817.5095 | 782.0231 | 749.6623 | 676.7468 | 614.0136 | 564.3818 | 622.3582 | 701.9427 | 877.8877 | 996.9888 | 1085.9684 | 1108.9906 | 1113.4177 | 1092.2806 | 1059.2048 | 996.7953
2031-08-03 | 897.9832 | 828.8309 | 760.8305 | 733.151 | 734.1741 | 753.7515 | 784.2966 | 763.9426 | 750.8383 | 694.4408 | 649.3013 | 536.9592 | 513.2604 | 490.9403 | 551.207 | 694.0035 | 863.5225 | 1010.695 | 1098.7494 | 1129.3673 | 1138.9742 | 1116.1604 | 1035.6019 | 943.3748
2031-08-04 | 854.2519 | 787.4297 | 736.8275 | 727.5932 | 767.4721 | 877.4323 | 998.0476 | 980.3198 | 909.7439 | 832.2405 | 807.9609 | 765.8501 | 672.8463 | 660.3758 | 657.9584 | 758.7696 | 925.5558 | 1064.4155 | 1143.4246 | 1189.9252 | 1160.088 | 1129.431 | 1044.9367 | 948.5661
2031-08-05 | 850.3665 | 791.1044 | 743.8247 | 727.6899 | 765.3968 | 876.0346 | 994.9646 | 969.8894 | 933.3615 | 861.2445 | 789.8883 | 790.6293 | 740.6681 | 711.4073 | 739.8201 | 835.2385 | 977.833 | 1062.6235 | 1121.549 | 1172.3287 | 1159.4632 | 1117.6711 | 1029.6318 | 939.753
2031-08-06 | 834.4818 | 785.8615 | 733.6286 | 716.0237 | 750.9011 | 857.6311 | 974.2313 | 955.8871 | 933.4383 | 894.3482 | 811.6573 | 792.3759 | 728.1343 | 695.957 | 729.4665 | 815.2532 | 953.065 | 1040.8639 | 1107.5324 | 1140.0712 | 1130.5933 | 1103.5529 | 1025.9019 | 938.4211
2031-08-07 | 839.2899 | 787.5611 | 739.7055 | 723.0453 | 759.0774 | 866.1593 | 988.4466 | 973.0759 | 961.6921 | 885.7459 | 839.608 | 793.0724 | 731.6183 | 720.4343 | 739.481 | 813.2211 | 959.0549 | 1066.5169 | 1114.7293 | 1150.1513 | 1149.7408 | 1122.2816 | 1025.8433 | 944.2824
2031-08-08 | 847.123 | 797.3531 | 745.3409 | 725.0216 | 761.354 | 852.6782 | 964.7908 | 933.1708 | 903.3587 | 843.607 | 784.6823 | 663.0727 | 645.9571 | 603.1369 | 680.5437 | 758.0725 | 927.1367 | 1040.4394 | 1082.1101 | 1118.4221 | 1097.0085 | 1095.5924 | 1037.93 | 965.5298
2031-08-09 | 893.1919 | 808.606 | 758.4674 | 730.1596 | 732.7627 | 760.5529 | 815.4038 | 827.954 | 849.5373 | 801.1557 | 767.965 | 732.4739 | 646.5947 | 591.1674 | 636.7082 | 744.7453 | 903.9282 | 1003.7515 | 1071.6418 | 1099.3103 | 1098.3059 | 1082.6198 | 1043.6449 | 987.7152
2031-08-10 | 898.5202 | 827.5124 | 761.4841 | 734.266 | 735.1857 | 755.8255 | 787.7939 | 785.352 | 807.6102 | 747.9838 | 697.0947 | 658.6001 | 547.0537 | 510.7275 | 553.1274 | 649.3713 | 830.6073 | 993.9091 | 1097.5773 | 1131.5786 | 1134.8836 | 1117.8429 | 1036.7264 | 946.0264
2031-08-11 | 833.3849 | 763.3141 | 715.3292 | 708.7132 | 748.3977 | 857.9588 | 980.8388 | 955.7028 | 880.0463 | 804.9625 | 762.4949 | 703.0773 | 614.7495 | 613.8136 | 654.7724 | 762.4492 | 948.3474 | 1051.7162 | 1123.8784 | 1165.4053 | 1132.79 | 1102.8463 | 1017.6113 | 924.5329
2031-08-12 | 847.0379 | 789.9061 | 742.4449 | 723.9818 | 762.2967 | 874.9476 | 993.7755 | 960.9734 | 911.685 | 822.6513 | 775.3278 | 690.0079 | 626.3751 | 614.5942 | 651.0828 | 761.0407 | 927.6534 | 1040.4391 | 1109.7611 | 1170.1765 | 1150.7148 | 1110.0318 | 1023.7559 | 934.2392
2031-08-13 | 844.1921 | 793.9521 | 741.999 | 724.6369 | 757.8778 | 869.7027 | 990.4835 | 962.3412 | 924.4462 | 850.7815 | 780.5098 | 689.6115 | 645.566 | 640.3916 | 688.4032 | 791.6754 | 942.9847 | 1055.4061 | 1122.358 | 1147.0873 | 1145.1041 | 1111.4515 | 1036.7037 | 946.2211
2031-08-14 | 836.8574 | 783.4398 | 735.1128 | 718.3315 | 754.707 | 862.8368 | 982.7229 | 963.0527 | 937.4374 | 850.8418 | 796.5944 | 737.0776 | 684.9399 | 695.4984 | 761.9587 | 867.9994 | 989.195 | 1076.9473 | 1112.0028 | 1144.391 | 1146.7284 | 1116.9602 | 1019.6772 | 940.9529
2031-08-15 | 865.241 | 818.3064 | 762.0164 | 724.7153 | 733.5377 | 751.7399 | 792.8194 | 757.6749 | 794.302 | 733.9051 | 717.3109 | 577.1528 | 553.9982 | 528.8512 | 588.8456 | 695.8409 | 881.1187 | 979.0311 | 1012.9298 | 1033.6054 | 1030.4665 | 1056.1102 | 1004.306 | 944.0175
2031-08-16 | 891.0808 | 804.9057 | 748.7841 | 726.3945 | 731.5066 | 758.7795 | 811.0969 | 783.9474 | 771.242 | 757.2106 | 732.9564 | 683.7718 | 578.6979 | 554.9598 | 657.5435 | 773.9417 | 922.8848 | 1032.0568 | 1083.6483 | 1089.4505 | 1093.2069 | 1073.253 | 1038.3767 | 980.1794
2031-08-17 | 891.1057 | 821.7691 | 753.2549 | 726.134 | 727.163 | 743.0719 | 777.7616 | 759.8781 | 758.1287 | 700.3413 | 650.0328 | 554.8989 | 508.9471 | 521.2413 | 586.9076 | 691.3296 | 874.8528 | 1015.6252 | 1096.3122 | 1122.9119 | 1126.3222 | 1103.3556 | 1025.845 | 934.1387
2031-08-18 | 846.4013 | 776.0158 | 728.7417 | 720.8962 | 760.5153 | 871.8735 | 996.8097 | 965.8673 | 891.7884 | 837.6179 | 788.177 | 742.3742 | 704.6249 | 709.0988 | 770.7706 | 878.3545 | 1008.758 | 1089.7284 | 1158.5295 | 1185.9606 | 1152.4939 | 1124.4781 | 1036.8412 | 944.4496
2031-08-19 | 843.7239 | 785.1967 | 739.4178 | 720.9698 | 758.9911 | 869.9975 | 990.1196 | 967.9808 | 921.3532 | 838.6693 | 789.3425 | 749.5535 | 627.891 | 638.8351 | 661.3679 | 765.3385 | 950.042 | 1064.1831 | 1125.1773 | 1164.2159 | 1147.5076 | 1105.6187 | 1019.2876 | 930.852
2031-08-20 | 841.5729 | 789.5105 | 737.9736 | 719.3889 | 753.3802 | 866.0192 | 989.8898 | 950.5883 | 904.7769 | 836.0389 | 785.0619 | 698.1328 | 659.5562 | 638.6711 | 705.4514 | 861.1173 | 993.5216 | 1083.5737 | 1129.07 | 1145.4346 | 1137.6345 | 1104.4126 | 1029.6657 | 940.8319
2031-08-21 | 832.1014 | 779.9697 | 732.8863 | 716.38 | 753.1862 | 859.879 | 984.043 | 960.9136 | 919.8345 | 887.369 | 850.9653 | 801.6285 | 707.2784 | 685.3447 | 707.5953 | 805.3776 | 954.4842 | 1067.8887 | 1122.0984 | 1147.0892 | 1146.4362 | 1111.9283 | 1017.0482 | 937.8534
2031-08-22 | 843.8936 | 794.9411 | 742.5926 | 722.804 | 756.9413 | 854.0047 | 968.6294 | 942.7322 | 931.4648 | 880.9551 | 827.7792 | 790.8912 | 743.8312 | 724.1454 | 831.9573 | 886.3591 | 1002.7408 | 1090.7817 | 1097.8672 | 1118.4023 | 1097.8788 | 1091.3743 | 1038.4276 | 965.5401
2031-08-23 | 888.4091 | 806.8985 | 752.7685 | 725.1973 | 727.7128 | 754.3689 | 810.1372 | 825.1477 | 852.6553 | 878.5151 | 866.4643 | 836.6271 | 826.5587 | 783.7738 | 818.5641 | 896.3271 | 1006.0418 | 1047.9523 | 1080.2484 | 1087.9313 | 1089.05 | 1069.8514 | 1035.9388 | 980.3618
2031-08-24 | 891.8571 | 817.857 | 748.639 | 721.7538 | 722.45 | 737.7404 | 778.4208 | 820.8375 | 853.4476 | 815.4434 | 770.932 | 770.1639 | 734.4689 | 648.6524 | 731.3553 | 840.5022 | 983.1059 | 1074.3989 | 1106.629 | 1113.8934 | 1123.5347 | 1100.3504 | 1021.6092 | 930.2572
2031-08-25 | 854.2991 | 783.6171 | 732.3774 | 723.7468 | 763.0269 | 874.4653 | 1000.9111 | 985.7633 | 949.7162 | 871.6951 | 837.3708 | 860.5866 | 808.3367 | 798.6786 | 830.8135 | 920.3527 | 1050.052 | 1126.2657 | 1165.3558 | 1184.7359 | 1155.6754 | 1125.205 | 1039.808 | 946.9268
2031-08-26 | 848.5144 | 787.4437 | 739.5816 | 722.0162 | 757.8043 | 872.1004 | 992.1174 | 978.8165 | 926.0641 | 867.5447 | 792.9994 | 775.6925 | 697.6946 | 708.6965 | 813.4544 | 944.191 | 1053.044 | 1101.1166 | 1135.3978 | 1165.7183 | 1150.9869 | 1109.6975 | 1021.3491 | 931.8775
2031-08-27 | 837.351 | 783.9004 | 732.7087 | 714.9909 | 748.268 | 857.2245 | 974.2659 | 958.2628 | 933.1435 | 885.3494 | 827.8982 | 814.2178 | 707.9895 | 734.1386 | 829.0993 | 907.0338 | 1012.0165 | 1079.0717 | 1120.9297 | 1139.3327 | 1129.3699 | 1100.9137 | 1023.8642 | 933.7705
2031-08-28 | 820.2246 | 765.8335 | 720.0402 | 703.3023 | 738.1001 | 837.7144 | 962.8821 | 943.5382 | 885.169 | 843.4766 | 818.494 | 767.9383 | 737.5618 | 698.0338 | 725.5998 | 810.1952 | 969.9828 | 1068.7812 | 1097.2218 | 1127.6306 | 1126.5558 | 1094.9559 | 996.1449 | 918.5655
2031-08-29 | 831.0121 | 781.1924 | 728.4493 | 709.8012 | 744.6784 | 830.6314 | 940.7105 | 903.8032 | 877.8545 | 799.3019 | 757.6054 | 638.4992 | 620.3105 | 636.7716 | 734.7955 | 822.5719 | 967.374 | 1037.7596 | 1055.2695 | 1085.9238 | 1072.1832 | 1067.8546 | 1015.4199 | 939.4776
2031-08-30 | 885.6755 | 801.8674 | 752.5185 | 724.9754 | 725.2294 | 750.0944 | 807.3069 | 781.9116 | 783.6021 | 747.9761 | 723.8675 | 640.2798 | 563.1792 | 540.329 | 604.997 | 695.2044 | 876.6629 | 978.8291 | 1061.861 | 1066.9942 | 1081.6379 | 1064.879 | 1031.1082 | 975.4478
2031-08-31 | 878.1982 | 808.4549 | 740.7718 | 712.775 | 713.527 | 737.2567 | 769.1922 | 770.1825 | 782.6577 | 719.6687 | 658.9043 | 605.1586 | 508.3586 | 499.1403 | 530.9694 | 649.9669 | 807.4435 | 920.4813 | 1057.0349 | 1105.817 | 1108.9302 | 1091.7657 | 1009.0904 | 922.4739
2031-09-01 | 864.6269 | 803.1016 | 753.9772 | 734.4676 | 751.0669 | 804.5036 | 868.724 | 827.8349 | 823.5257 | 723.5887 | 700.4871 | 673.2031 | 619.4929 | 608.1676 | 588.159 | 686.7626 | 868.6075 | 984.0429 | 1082.0606 | 1081.0953 | 1064.7661 | 1058.092 | 985.1624 | 912.8504
2031-09-02 | 834.6645 | 780.8816 | 741.0928 | 729.4522 | 768.908 | 878.9832 | 1002.5199 | 965.8976 | 923.8465 | 848.3132 | 803.026 | 799.2585 | 704.21 | 686.1078 | 695.9773 | 791.6592 | 949.4014 | 1045.7299 | 1129.7756 | 1148.2974 | 1127.0897 | 1086.9026 | 1002.2239 | 921.3451
2031-09-03 | 826.0177 | 781.8811 | 740.7288 | 723.8299 | 758.0492 | 864.4886 | 987.1325 | 969.8884 | 958.6186 | 911.0216 | 892.8793 | 901.9334 | 912.2228 | 870.7513 | 815.3938 | 862.7466 | 982.0221 | 1046.4047 | 1134.6524 | 1124.5206 | 1111.8664 | 1083.9524 | 1015.4358 | 933.2354
2031-09-04 | 828.5955 | 775.7128 | 736.1064 | 721.342 | 755.0794 | 859.0837 | 984.2644 | 943.5761 | 896.1423 | 842.5138 | 818.9233 | 779.9382 | 715.5421 | 732.7099 | 730.324 | 792.532 | 925.6715 | 1031.5479 | 1118.4431 | 1122.1894 | 1114.6443 | 1083.6538 | 995.7831 | 922.0686
2031-09-05 | 835.4252 | 793.1868 | 749.0165 | 728.6417 | 761.3487 | 853.9789 | 965.8005 | 911.975 | 869.4827 | 790.6945 | 760.0759 | 608.3756 | 612.2835 | 610.8176 | 684.9 | 791.9017 | 920.0605 | 1014.0574 | 1093.2337 | 1096.8399 | 1071.8588 | 1066.8017 | 1019.9475 | 950.7122
2031-09-06 | 877.892 | 801.2381 | 756.0126 | 728.9818 | 731.1976 | 763.0661 | 817.1111 | 774.1691 | 758.5429 | 700.996 | 681.5071 | 572.2701 | 513.939 | 469.5998 | 523.9749 | 647.7651 | 824.3654 | 951.2444 | 1081.1488 | 1068.268 | 1065.5693 | 1044.2251 | 1013.5646 | 960.3508
2031-09-07 | 882.6261 | 818.5621 | 757.8337 | 732.2175 | 732.8228 | 754.472 | 802.5745 | 787.7946 | 813.1011 | 732.3647 | 661.8718 | 629.2326 | 554.2205 | 566.0737 | 600.4037 | 710.1553 | 861.5062 | 984.5183 | 1106.7535 | 1104.2485 | 1104.2048 | 1080.1061 | 1006.4267 | 921.5889
2031-09-08 | 825.9475 | 764.3927 | 723.0251 | 716.6789 | 752.2929 | 862.0421 | 988.8838 | 944.1166 | 865.945 | 762.2056 | 723.9699 | 671.6803 | 618.67 | 609.243 | 645.3388 | 780.0459 | 948.2547 | 1024.3951 | 1139.778 | 1145.9393 | 1110.9038 | 1080.2173 | 1002.4944 | 915.3981
2031-09-09 | 830.8159 | 780.5948 | 743.753 | 726.7519 | 763.3859 | 872.4559 | 998.731 | 966.1873 | 917.7775 | 818.6717 | 783.0093 | 738.4422 | 626.2536 | 642.7429 | 656.82 | 773.3081 | 927.9248 | 1036.9743 | 1133.086 | 1141.3389 | 1122.826 | 1083.9654 | 998.7011 | 914.5266
2031-09-10 | 825.1682 | 779.2979 | 734.5944 | 717.8823 | 751.5122 | 855.2004 | 973.5756 | 923.6825 | 885.7518 | 799.2813 | 762.591 | 710.5828 | 651.6526 | 642.3822 | 655.0937 | 775.9024 | 943.0695 | 1039.3775 | 1123.9568 | 1113.0758 | 1103.4267 | 1071.6939 | 999.8312 | 916.0648
2031-09-11 | 821.4757 | 772.1831 | 731.4051 | 716.2167 | 748.0796 | 850.0911 | 974.7153 | 931.8269 | 908.0445 | 834.5238 | 801.1714 | 799.497 | 778.201 | 829.7571 | 836.4 | 922.477 | 1014.8329 | 1077.4773 | 1114.3632 | 1115.2781 | 1106.7846 | 1078.0927 | 986.9642 | 915.8657
2031-09-12 | 828.0747 | 785.8224 | 740.8744 | 722.053 | 755.5856 | 843.38 | 962.3668 | 937.4213 | 931.9377 | 871.1931 | 868.6643 | 863.6456 | 878.9936 | 799.6704 | 837.6161 | 951.6053 | 1033.5523 | 1059.4726 | 1094.1991 | 1088.6632 | 1066.7689 | 1059.9306 | 1006.649 | 938.3032
2031-09-13 | 874.7151 | 795.9379 | 748.9367 | 722.2471 | 724.5116 | 755.7037 | 815.0778 | 801.1244 | 833.5381 | 836.8036 | 829.5184 | 807.5366 | 799.7982 | 729.719 | 770.4086 | 837.3185 | 963.6661 | 1012.6726 | 1092.9435 | 1072.0231 | 1063.1644 | 1039.3621 | 1012.5154 | 959.0256
2031-09-14 | 865.7832 | 798.8737 | 736.161 | 712.0094 | 712.2937 | 734.1256 | 775.5969 | 751.1139 | 744.626 | 689.2791 | 669.4696 | 666.7382 | 566.5276 | 555.998 | 587.2684 | 698.5739 | 863.419 | 991.5159 | 1078.2446 | 1080.0633 | 1074.8301 | 1053.1652 | 978.823 | 895.6195
2031-09-15 | 839.6792 | 777.3468 | 736.1425 | 728.1157 | 766.207 | 881.9927 | 1014.6268 | 1016.576 | 970.1828 | 877.7618 | 795.3604 | 804.6315 | 748.8745 | 694.9548 | 729.1905 | 839.3665 | 1007.1835 | 1080.3157 | 1170.1786 | 1163.4603 | 1127.931 | 1101.2161 | 1019.2578 | 933.5969
2031-09-16 | 849.0748 | 797.1198 | 758.8359 | 740.8014 | 777.6481 | 893.796 | 1017.6631 | 993.6106 | 958.8075 | 865.0828 | 809.205 | 770.7843 | 618.0988 | 629.4574 | 647.8676 | 753.8721 | 951.8932 | 1070.763 | 1159.6519 | 1162.5061 | 1140.1763 | 1101.5241 | 1017.5143 | 935.2596
2031-09-17 | 831.7627 | 785.5106 | 740.7888 | 724.121 | 756.4449 | 866.722 | 990.2419 | 950.5501 | 915.4093 | 848.7516 | 780.334 | 751.6373 | 727.6697 | 703.0516 | 710.5623 | 814.4041 | 981.9308 | 1072.2624 | 1132.9316 | 1122.5659 | 1108.383 | 1080.2225 | 1004.3508 | 924.2426
2031-09-18 | 828.0672 | 780.7209 | 739.6375 | 723.4479 | 758.7778 | 861.6136 | 985.0109 | 943.6001 | 882.3549 | 783.2538 | 750.7011 | 627.4996 | 585.2523 | 597.7211 | 632.8009 | 742.7893 | 912.9834 | 1035.9705 | 1120.7949 | 1120.4204 | 1116.165 | 1086.1303 | 995.6621 | 924.2821
2031-09-19 | 829.0567 | 786.4172 | 739.4717 | 721.8685 | 755.5974 | 846.2913 | 964.9936 | 922.8843 | 903.581 | 824.7146 | 779.5882 | 697.0903 | 624.5584 | 617.2378 | 701.3294 | 786.0333 | 906.1453 | 1012.5544 | 1085.1396 | 1086.6391 | 1062.3464 | 1055.5328 | 1009.1655 | 939.3018
2031-09-20 | 877.3212 | 800.9982 | 754.9854 | 728.5301 | 730.9491 | 762.5326 | 821.2789 | 804.5484 | 810.8178 | 747.8651 | 710.8093 | 617.2799 | 503.7362 | 481.6879 | 545.7874 | 682.9659 | 874.6508 | 986.8271 | 1089.4565 | 1072.5959 | 1067.2505 | 1044.6344 | 1015.8108 | 963.5159
2031-09-21 | 886.8691 | 821.9144 | 760.6596 | 734.8444 | 735.909 | 760.6026 | 806.9286 | 785.1698 | 798.2471 | 740.751 | 696.5315 | 685.6793 | 567.4257 | 562.5156 | 559.6337 | 679.6541 | 889.3301 | 1037.4071 | 1114.5534 | 1102.0093 | 1105.7646 | 1081.3207 | 1009.6868 | 925.188
2031-09-22 | 830.1014 | 772.4481 | 729.3064 | 721.7859 | 760.1241 | 867.789 | 1000.0887 | 1000.0528 | 919.2709 | 818.2064 | 772.461 | 735.4192 | 633.3872 | 631.2537 | 653.199 | 784.6722 | 949.4216 | 1063.6797 | 1154.6315 | 1147.4034 | 1117.3004 | 1088.9911 | 1008.3902 | 919.7113
2031-09-23 | 842.1975 | 788.9463 | 748.5368 | 730.8508 | 765.1609 | 877.6657 | 1006.7684 | 975.9061 | 922.7745 | 788.1197 | 759.1288 | 706.6904 | 626.4034 | 654.9375 | 704.1348 | 816.5895 | 998.1469 | 1084.713 | 1154.2013 | 1152.6407 | 1129.2897 | 1088.03 | 1004.0528 | 925.5135
2031-09-24 | 835.4206 | 789.0556 | 744.9827 | 727.4083 | 761.5538 | 873.1904 | 998.6689 | 958.1729 | 909.588 | 823.9474 | 765.2877 | 684.3501 | 612.5752 | 616.5116 | 642.0675 | 757.2761 | 954.4855 | 1078.902 | 1150.5323 | 1131.3802 | 1120.9832 | 1083.9301 | 1017.8936 | 933.3464
2031-09-25 | 841.9171 | 791.1714 | 751.0308 | 734.5723 | 766.6724 | 876.8246 | 1005.9977 | 987.431 | 948.3302 | 896.7792 | 830.365 | 771.6867 | 687.2528 | 693.8696 | 726.2494 | 840.4852 | 998.6323 | 1086.3835 | 1152.2479 | 1144.998 | 1134.1729 | 1106.6211 | 1015.1166 | 941.5619
2031-09-26 | 844.2312 | 799.6483 | 757.0474 | 736.862 | 768.7434 | 863.0418 | 984.1496 | 961.1905 | 939.2775 | 891.0923 | 871.0621 | 844.8591 | 786.0276 | 755.988 | 829.3165 | 876.323 | 1009.8185 | 1099.8807 | 1123.5952 | 1114.9053 | 1088.9942 | 1081.0997 | 1032.8929 | 959.8305
2031-09-27 | 877.8106 | 801.1737 | 753.0517 | 726.8788 | 728.757 | 760.22 | 822.923 | 813.4239 | 824.9792 | 811.551 | 814.0378 | 768.0559 | 710.0414 | 646.4014 | 734.1395 | 823.2574 | 962.281 | 1029.8044 | 1095.6937 | 1071.7425 | 1067.1976 | 1043.8692 | 1012.7262 | 962.0395
2031-09-28 | 877.1199 | 809.363 | 746.8771 | 721.9196 | 722.4757 | 749.754 | 788.9809 | 777.5445 | 779.7114 | 700.2909 | 645.6881 | 616.9012 | 525.9468 | 488.0323 | 539.8808 | 688.0269 | 882.1176 | 1001.3967 | 1088.5903 | 1087.9465 | 1089.5794 | 1069.309 | 997.0935 | 912.334
2031-09-29 | 841.2484 | 778.4838 | 737.2359 | 728.9286 | 763.3347 | 876.5653 | 1005.1083 | 973.868 | 904.1446 | 802.805 | 767.5652 | 740.6232 | 657.1061 | 707.6291 | 746.0345 | 865.4656 | 1011.9547 | 1088.6195 | 1151.8111 | 1152.4987 | 1125.5147 | 1095.8552 | 1015.2167 | 930.165
2031-09-30 | 829.0074 | 779.3228 | 738.5928 | 722.4877 | 757.3839 | 870.9243 | 992.2285 | 952.2085 | 890.7718 | 772.202 | 729.8493 | 695.556 | 630.0592 | 632.9668 | 625.2467 | 751.1993 | 943.2622 | 1040.3123 | 1110.3395 | 1126.2905 | 1113.6856 | 1073.5737 | 989.2351 | 911.0448
2031-10-01 | 785.3477 | 739.6407 | 695.7287 | 677.8046 | 700.6273 | 801.0294 | 912.2563 | 899.3144 | 862.7145 | 798.6475 | 747.0754 | 716.9196 | 603.0895 | 610.8198 | 690.8117 | 805.8299 | 953.124 | 1050.2805 | 1116.7268 | 1072.7985 | 1072.4274 | 1041.9936 | 963.346 | 871.9741
2031-10-02 | 783.6135 | 737.9592 | 696.7459 | 678.6401 | 703.7609 | 799.2532 | 915.4352 | 889.2627 | 853.2208 | 787.4771 | 772.3432 | 777.1809 | 679.1348 | 718.3895 | 739.2542 | 839.4132 | 956.6459 | 1059.8491 | 1117.3707 | 1085.6883 | 1079.5063 | 1050.5329 | 958.7314 | 876.2623
2031-10-03 | 789.9448 | 745.9583 | 701.1352 | 679.9419 | 703.0931 | 783.0479 | 888.5313 | 866.0388 | 849.4127 | 802.6354 | 799.2642 | 781.997 | 707.5566 | 698.2848 | 740.9382 | 809.0286 | 957.4502 | 1048.9939 | 1087.8135 | 1058.6898 | 1037.5201 | 1026.0625 | 974.3803 | 897.0266
2031-10-04 | 828.2003 | 754.7506 | 705.7941 | 678.7819 | 672.2014 | 695.3709 | 744.2961 | 735.5868 | 745.6168 | 708.0663 | 701.3038 | 689.9839 | 570.3364 | 601.1435 | 681.588 | 815.3843 | 937.1402 | 1011.8677 | 1079.1365 | 1028.6189 | 1033.5239 | 1012.2789 | 973.378 | 915.9986
2031-10-05 | 827.2878 | 764.5189 | 701.944 | 676.8179 | 669.2345 | 693.1893 | 723.4735 | 720.5325 | 726.3034 | 691.9007 | 658.7335 | 667.881 | 555.2031 | 547.0825 | 603.5292 | 730.918 | 891.1588 | 1020.8396 | 1105.0761 | 1067.6586 | 1056.0147 | 1034.7568 | 955.4726 | 865.3421
2031-10-06 | 783.8702 | 721.8761 | 680.5127 | 672.0662 | 699.7008 | 799.3902 | 917.9794 | 904.4494 | 862.5684 | 814.2363 | 773.8632 | 806.9921 | 742.2403 | 705.1327 | 739.2303 | 847.3758 | 980.8534 | 1076.7434 | 1145.4503 | 1111.56 | 1073.0058 | 1052.128 | 967.609 | 869.4067
2031-10-07 | 792.6089 | 741.4411 | 700.4312 | 682.6164 | 710.7418 | 817.1548 | 929.8716 | 911.8611 | 858.7951 | 779.2708 | 745.1955 | 759.9953 | 659.5072 | 703.6958 | 744.9179 | 859.5479 | 991.1812 | 1070.1932 | 1129.3745 | 1102.2956 | 1082.5563 | 1043.8432 | 957.5539 | 872.659
2031-10-08 | 787.1645 | 742.345 | 697.8284 | 680.2261 | 704.7688 | 803.4551 | 918.8096 | 896.1958 | 835.1821 | 756.1163 | 712.0316 | 666.0386 | 639.025 | 699.352 | 774.1423 | 896.1446 | 1011.5275 | 1089.523 | 1122.9403 | 1075.365 | 1074.5341 | 1042.5825 | 970.4494 | 884.445
2031-10-09 | 784.2431 | 735.0327 | 693.7628 | 676.7197 | 700.5476 | 795.4875 | 914.0005 | 895.3886 | 851.1295 | 768.9551 | 736.9012 | 675.5362 | 600.2141 | 612.9489 | 667.0416 | 797.6708 | 967.1684 | 1074.9147 | 1113.6555 | 1079.2876 | 1079.7687 | 1046.9153 | 956.467 | 878.7161
2031-10-10 | 789.3425 | 741.9145 | 698.7455 | 676.8133 | 700.5063 | 782.6117 | 892.6588 | 875.7567 | 844.6681 | 787.109 | 753.6612 | 728.4468 | 658.0578 | 659.8417 | 735.4852 | 813.0348 | 960.7781 | 1053.6627 | 1080.1998 | 1050.6594 | 1031.4318 | 1025.5205 | 972.6665 | 899.0436
2031-10-11 | 834.0196 | 760.2856 | 712.8476 | 684.7997 | 678.2945 | 702.8548 | 753.699 | 751.4003 | 752.0345 | 710.2821 | 699.5993 | 655.4346 | 562.206 | 565.3859 | 612.3798 | 755.098 | 922.7991 | 1021.4591 | 1078.7485 | 1028.2953 | 1033.1896 | 1013.1781 | 977.5906 | 921.0542
2031-10-12 | 839.0498 | 773.7706 | 711.9323 | 686.1072 | 678.39 | 697.0468 | 729.9312 | 727.5328 | 740.1267 | 708.35 | 669.8894 | 689.8588 | 636.3757 | 668.0404 | 709.1759 | 806.9536 | 963.3579 | 1050.434 | 1098.5578 | 1060.3358 | 1064.0361 | 1045.919 | 971.463 | 879.1962
2031-10-13 | 780.5138 | 722.9821 | 678.7001 | 671.9648 | 705.0959 | 826.6299 | 951.587 | 953.2503 | 910.6446 | 847.9778 | 806.2056 | 830.1072 | 863.9008 | 766.7872 | 782.3498 | 852.616 | 1006.9243 | 1094.2481 | 1166.532 | 1132.4884 | 1085.1351 | 1051.2412 | 966.0787 | 875.7704
2031-10-14 | 796.0737 | 742.5778 | 701.2171 | 683.304 | 710.4026 | 822.1102 | 937.5724 | 921.69 | 877.0592 | 791.1868 | 777.6321 | 800.2151 | 717.0774 | 742.4222 | 801.8269 | 920.6046 | 1040.5409 | 1109.2776 | 1142.2288 | 1113.7803 | 1090.4706 | 1048.9859 | 963.9633 | 879.2261
2031-10-15 | 794.5617 | 749.2441 | 704.306 | 685.897 | 710.0942 | 818.9089 | 935.2051 | 963.619 | 960.453 | 894.8856 | 836.7734 | 818.135 | 806.2448 | 755.154 | 794.3288 | 916.2026 | 1062.1049 | 1114.248 | 1138.6869 | 1087.7056 | 1083.3462 | 1056.5792 | 977.8623 | 895.2518
2031-10-16 | 788.9615 | 739.4134 | 697.4335 | 680.6048 | 705.2817 | 809.544 | 928.0492 | 919.1668 | 879.7624 | 807.8867 | 771.2715 | 756.4758 | 684.364 | 698.3234 | 742.3346 | 857.061 | 1017.7868 | 1101.1374 | 1122.505 | 1088.5078 | 1082.6117 | 1052.3132 | 960.1931 | 883.6667
2031-10-17 | 797.6431 | 752.6138 | 707.6617 | 686.0051 | 709.7145 | 798.5789 | 906.8724 | 907.1024 | 893.7372 | 862.8426 | 825.0335 | 771.9546 | 707.2561 | 715.6151 | 786.2616 | 888.9996 | 1003.4226 | 1090.1355 | 1096.5436 | 1065.7043 | 1042.2902 | 1033.4856 | 981.796 | 908.0103
2031-10-18 | 831.069 | 754.6431 | 706.364 | 678.6351 | 671.8011 | 695.5748 | 746.5363 | 751.3568 | 751.0891 | 735.1788 | 742.506 | 701.912 | 586.5608 | 594.6228 | 614.7584 | 716.7953 | 904.271 | 1008.1634 | 1069.4827 | 1021.8238 | 1026.1839 | 1005.3151 | 964.9139 | 909.4884
2031-10-19 | 818.8561 | 753.7957 | 690.3061 | 666.1321 | 658.1295 | 675.2774 | 705.329 | 695.7611 | 699.3625 | 653.5464 | 635.3504 | 637.8851 | 515.1929 | 535.0052 | 616.2315 | 766.4366 | 911.6231 | 1025.2966 | 1070.7051 | 1037.9299 | 1039.2885 | 1020.6547 | 940.2645 | 852.5724
2031-10-20 | 794.9895 | 735.5064 | 690.8758 | 681.0885 | 709.1067 | 816.9344 | 938.5494 | 965.9805 | 904.673 | 825.2143 | 792.4376 | 781.5035 | 681.11 | 684.9719 | 744.9085 | 855.529 | 1020.6466 | 1105.5175 | 1153.6778 | 1113.5452 | 1087.8696 | 1057.2557 | 973.8297 | 884.4241
2031-10-21 | 793.5036 | 741.1221 | 699.9069 | 682.3296 | 710.2773 | 819.5928 | 935.66 | 927.2442 | 877.818 | 784.8412 | 738.9191 | 717.339 | 635.1844 | 651.1328 | 707.8666 | 853.6763 | 1006.9382 | 1102.4978 | 1134.611 | 1107.8987 | 1085.2193 | 1045.9949 | 959.1742 | 873.8607
2031-10-22 | 777.5917 | 732.3483 | 687.0105 | 669.8695 | 693.695 | 796.4903 | 911.9827 | 900.7221 | 851.1511 | 769.1362 | 726.3037 | 683.2023 | 618.9248 | 653.2293 | 698.1344 | 841.8913 | 982.793 | 1088.5132 | 1104.6027 | 1066.8902 | 1060.4728 | 1029.7162 | 951.2068 | 866.0345
2031-10-23 | 779.7858 | 731.6744 | 690.2791 | 673.706 | 698.5363 | 797.7043 | 916.6396 | 912.1913 | 879.4424 | 845.2731 | 842.5557 | 852.1592 | 848.7379 | 782.579 | 806.8656 | 897.1864 | 1021.9865 | 1100.541 | 1107.1303 | 1073.8648 | 1074.4418 | 1039.6811 | 949.5005 | 875.7822
2031-10-24 | 784.0681 | 740.1978 | 694.7978 | 674.2287 | 697.9828 | 783.5374 | 892.3538 | 890.9822 | 868.4765 | 799.3394 | 752.4222 | 752.2768 | 678.0232 | 688.9343 | 814.921 | 911.934 | 1004.6685 | 1077.6682 | 1078.6604 | 1049.9394 | 1030.8731 | 1018.2544 | 966.1735 | 893.4282
2031-10-25 | 823.0312 | 746.6166 | 697.9783 | 670.8445 | 663.9155 | 685.9629 | 737.289 | 738.321 | 728.4939 | 681.8508 | 643.1258 | 654.9061 | 572.8451 | 611.2517 | 644.8486 | 783.254 | 914.4119 | 1007.9086 | 1055.5368 | 1007.2416 | 1014.6394 | 990.5913 | 953.5337 | 901.0248
2031-10-26 | 821.4471 | 755.9754 | 694.5855 | 669.6744 | 662.1337 | 679.1926 | 714.016 | 707.5972 | 703.919 | 652.1342 | 618.5014 | 607.6152 | 508.527 | 544.5868 | 597.5396 | 762.3258 | 941.0166 | 1049.7555 | 1088.4367 | 1046.6818 | 1039.0847 | 1014.3532 | 941.5929 | 850.1228
2031-10-27 | 764.3674 | 705.5629 | 661.0011 | 653.0414 | 680.4307 | 781.5055 | 905.3144 | 898.8896 | 840.569 | 762.6278 | 727.6695 | 745.4582 | 680.9838 | 684.5502 | 744.0176 | 870.1768 | 1018.4398 | 1088.38 | 1122.3445 | 1085.8182 | 1044.1388 | 1011.4303 | 931.6659 | 838.7449
2031-10-28 | 779.8967 | 727.9268 | 687.0641 | 670.2511 | 697.7992 | 802.5248 | 921.2317 | 922.261 | 871.8816 | 802.9528 | 748.0871 | 728.3258 | 712.1543 | 744.6315 | 831.0585 | 942.4661 | 1063.7702 | 1119.1478 | 1132.9996 | 1094.4656 | 1069.5687 | 1027.2271 | 944.2649 | 855.0172
2031-10-29 | 779.8042 | 735.8554 | 691.6957 | 672.9857 | 697.2884 | 802.9034 | 921.8855 | 928.0215 | 913.2906 | 869.5325 | 855.5776 | 852.5689 | 846.3525 | 752.1604 | 804.4258 | 925.422 | 1058.1076 | 1118.1268 | 1120.5319 | 1077.5141 | 1068.418 | 1034.4229 | 957.049 | 870.9779
2031-10-30 | 768.7544 | 720.8594 | 679.5543 | 664.1065 | 689.0105 | 787.8061 | 910.4747 | 911.5319 | 863.5238 | 826.8509 | 811.96 | 794.9899 | 769.0728 | 732.2942 | 770.8799 | 891.0777 | 1031.9868 | 1084.9376 | 1088.5881 | 1065.0157 | 1054.7968 | 1024.1515 | 927.6434 | 852.6708
2031-10-31 | 776.0623 | 734.5199 | 689.7723 | 669.5734 | 693.5346 | 776.2609 | 889.234 | 903.1653 | 896.6151 | 841.5003 | 803.8393 | 741.52 | 736.3897 | 683.4204 | 772.1003 | 849.9756 | 974.2686 | 1069.5281 | 1066.685 | 1046.1187 | 1017.365 | 1004.2925 | 951.3676 | 879.9007
2031-11-01 | 797.7111 | 719.8844 | 674.2099 | 643.9826 | 644.9982 | 682.0183 | 742.079 | 729.6623 | 712.3295 | 686.1512 | 672.916 | 649.9862 | 545.0646 | 521.7686 | 582.8948 | 755.4211 | 901.324 | 995.2815 | 1050.7913 | 982.1918 | 982.1056 | 957.6813 | 926.6875 | 877.0963
2031-11-02 | 802.7 | 738.8051 | 680.266 | 651.8918 | 652.2924 | 691.5629 | 725.6926 | 750.3335 | 718.0781 | 641.5084 | 598.6639 | 591.711 | 468.8274 | 452.76 | 529.6909 | 696.4921 | 899.3893 | 1026.7346 | 1068.7557 | 1014.8755 | 990.9407 | 985.0391 | 917.5626 | 839.4989
2031-11-03 | 758.1761 | 699.8338 | 658.6257 | 648.8684 | 688.7054 | 824.9228 | 930.8412 | 922.1674 | 862.4208 | 776.104 | 738.2958 | 741.4542 | 642.3854 | 619.5854 | 687.1094 | 843.335 | 994.9211 | 1079.9732 | 1119.3962 | 1067.4071 | 1013.1073 | 995.8409 | 928.8925 | 842.1745
2031-11-04 | 763.0647 | 709.0124 | 670.3901 | 651.2974 | 689.2183 | 825.1062 | 930.8592 | 939.1807 | 880.3926 | 807.833 | 762.7154 | 753.6015 | 681.3571 | 650.9512 | 709.415 | 837.5017 | 993.2133 | 1076.5963 | 1112.0611 | 1065.8357 | 1021.2183 | 990.2182 | 916.7743 | 841.8693
2031-11-05 | 751.6282 | 703.403 | 661.6096 | 643.3698 | 680.2317 | 810.1606 | 919.8073 | 936.0166 | 910.2233 | 862.4126 | 810.2452 | 786.1504 | 733.2084 | 636.306 | 692.253 | 818.1212 | 981.2278 | 1082.5943 | 1098.5165 | 1035.8266 | 1003.6488 | 980.6565 | 915.6862 | 837.0816
2031-11-06 | 750.3741 | 699.6858 | 661.1332 | 644.4314 | 681.8487 | 810.9686 | 925.4794 | 919.7528 | 851.0893 | 774.5389 | 731.8944 | 711.8457 | 610.4054 | 621.5565 | 666.4654 | 793.1699 | 954.1607 | 1062.0726 | 1082.7595 | 1033.6289 | 1008.1407 | 983.3283 | 904.3356 | 836.4657
2031-11-07 | 753.9001 | 707.2667 | 664.3019 | 644.1014 | 681.0546 | 797.3245 | 903.4818 | 901.7984 | 864.3838 | 829.3578 | 836.5955 | 812.4849 | 829.1038 | 784.8977 | 852.2767 | 894.1732 | 983.2411 | 1054.4237 | 1054.2408 | 1022.319 | 985.6193 | 960.6473 | 922.4338 | 858.2816
2031-11-08 | 788.3724 | 707.303 | 660.5192 | 633.3241 | 636.7835 | 677.6614 | 734.4169 | 743.5 | 723.4649 | 649.9787 | 630.7363 | 607.68 | 508.2499 | 468.9959 | 561.6958 | 710.4185 | 872.7432 | 967.6778 | 1007.517 | 965.1187 | 957.1249 | 934.0258 | 904.6386 | 857.1683
2031-11-09 | 776.8522 | 708.1473 | 646.8643 | 621.8138 | 623.5503 | 657.5037 | 693.2952 | 697.794 | 665.692 | 588.2259 | 552.0503 | 521.7336 | 417.8592 | 410.9688 | 529.719 | 701.1427 | 878.7936 | 971.9516 | 1019.3468 | 969.5897 | 947.9753 | 943.2466 | 871.2149 | 794.1295
2031-11-10 | 736.8061 | 672.946 | 629.1069 | 621.6961 | 661.1536 | 791.9487 | 901.5345 | 910.716 | 861.6199 | 785.0378 | 741.99 | 737.0359 | 739.9455 | 656.3467 | 698.8801 | 806.0134 | 961.3934 | 1044.2148 | 1079.8828 | 1038.0546 | 981.4175 | 953.677 | 882.2508 | 808.5924
2031-11-11 | 761.5427 | 707.4084 | 661.6643 | 629.2144 | 641.9127 | 701.1239 | 739.9561 | 743.6408 | 744.4416 | 689.0485 | 669.997 | 653.9576 | 646.3931 | 589.796 | 658.1673 | 771.2314 | 896.8502 | 983.1488 | 1005.8251 | 958.8367 | 931.4219 | 927.802 | 857.2985 | 791.3192
2031-11-12 | 741.9816 | 689.9489 | 643.0914 | 631.4499 | 670.2188 | 797.2404 | 899.6004 | 905.0202 | 849.6861 | 764.9042 | 727.9509 | 698.6578 | 628.581 | 623.3277 | 670.6548 | 800.0992 | 960.0939 | 1053.44 | 1072.6012 | 1015.6981 | 982.3849 | 955.4524 | 894.3423 | 821.2195
2031-11-13 | 738.3407 | 687.012 | 647.4172 | 631.7124 | 668.6127 | 795.2721 | 904.157 | 900.9837 | 840.6296 | 774.9451 | 716.6802 | 686.352 | 617.4095 | 613.8803 | 656.5911 | 787.6042 | 933.8826 | 1046.3471 | 1063.4933 | 1018.7047 | 990.6277 | 965.7786 | 886.0326 | 817.1964
2031-11-14 | 748.9746 | 702.2972 | 659.672 | 639.1515 | 676.1638 | 791.5364 | 888.3955 | 894.1686 | 854.4357 | 758.2211 | 711.2869 | 661.0577 | 589.4497 | 551.137 | 659.2086 | 818.7311 | 970.5592 | 1036.413 | 1044.4749 | 1004.71 | 968.5938 | 942.7713 | 912.6909 | 849.7583
2031-11-15 | 799.4535 | 718.399 | 672.3711 | 644.005 | 647.6267 | 690.7498 | 741.7669 | 768.5058 | 752.8784 | 714.1658 | 695.6844 | 684.239 | 599.9632 | 543.8063 | 665.0257 | 780.3248 | 923.8672 | 998.8636 | 1032.0363 | 984.9215 | 978.3901 | 953.8235 | 922.7401 | 873.8634
2031-11-16 | 787.3204 | 719.4408 | 658.2084 | 632.1888 | 633.3519 | 670.1259 | 703.799 | 727.3 | 703.6183 | 649.7225 | 629.9493 | 651.1197 | 612.1513 | 549.7054 | 625.433 | 772.7429 | 925.4779 | 1002.0597 | 1041.2962 | 991.0522 | 966.9483 | 962.3528 | 893.4754 | 810.1939
2031-11-17 | 741.9502 | 682.382 | 637.8529 | 629.7701 | 669.4595 | 801.9158 | 912.6855 | 943.6753 | 874.8171 | 793.527 | 784.7216 | 785.5788 | 817.1324 | 768.0181 | 790.2955 | 865.9073 | 1003.6158 | 1061.0492 | 1092.0731 | 1043.2779 | 989.581 | 970.4311 | 904.9953 | 823.4127
2031-11-18 | 753.3218 | 697.2263 | 657.5766 | 639.1114 | 676.7339 | 810.2851 | 915.689 | 942.273 | 894.1642 | 789.571 | 721.5864 | 702.2236 | 673.1986 | 619.1754 | 715.2166 | 859.2743 | 983.3751 | 1057.9696 | 1083.5691 | 1041.4298 | 998.6992 | 971.9313 | 897.1171 | 818.9674
2031-11-19 | 745.7518 | 694.8663 | 655.0105 | 637.7107 | 674.6962 | 802.1371 | 916.0948 | 943.2125 | 900.288 | 846.43 | 792.7691 | 785.1831 | 796.009 | 730.0272 | 806.8255 | 901.466 | 1017.7827 | 1072.4558 | 1081.9216 | 1035.0113 | 1005.2887 | 966.0807 | 912.8099 | 831.8405
2031-11-20 | 751.6361 | 701.385 | 660.9999 | 643.7071 | 679.6951 | 807.0737 | 915.5924 | 955.7443 | 915.6136 | 830.3489 | 838.0678 | 839.5969 | 856.4574 | 811.3447 | 845.2952 | 926.5444 | 1032.3162 | 1080.1949 | 1077.4018 | 1030.5694 | 1002.1494 | 987.9565 | 908.4777 | 840.9325
2031-11-21 | 751.6095 | 707.3532 | 664.3272 | 643.9844 | 679.9957 | 795.292 | 898.238 | 933.4847 | 920.4314 | 878.3609 | 869.3894 | 855.3558 | 873.2953 | 820.8833 | 828.3447 | 915.6337 | 1011.973 | 1058.6825 | 1058.0874 | 1010.1858 | 979.1344 | 958.3673 | 927.1383 | 862.2576
2031-11-22 | 796.0573 | 715.138 | 668.9701 | 641.0986 | 644.8606 | 687.2464 | 737.4928 | 790.0596 | 797.0462 | 769.074 | 738.0748 | 735.2108 | 710.033 | 674.0208 | 712.4219 | 790.0272 | 933.8739 | 992.9162 | 1034.5074 | 998.2577 | 986.0584 | 962.1902 | 927.0453 | 876.2249
2031-11-23 | 783.1395 | 713.877 | 651.5475 | 626.5893 | 627.5304 | 662.5512 | 700.825 | 747.5251 | 774.945 | 729.586 | 659.6665 | 651.7279 | 637.6343 | 612.4877 | 638.7461 | 769.1583 | 919.6483 | 1004.4923 | 1036.2877 | 988.294 | 963.583 | 950.5778 | 885.6208 | 805.9404
2031-11-24 | 727.8681 | 665.688 | 619.7444 | 612.9346 | 651.5592 | 778.799 | 894.0049 | 929.9048 | 868.8224 | 780.5336 | 739.8344 | 767.4696 | 807.5596 | 797.4301 | 746.2441 | 855.0117 | 978.6998 | 1029.1235 | 1058.2457 | 1017.9243 | 962.9966 | 944.9757 | 873.5327 | 795.5632
2031-11-25 | 733.3862 | 679.0074 | 637.1702 | 620.6841 | 657.8083 | 786.9276 | 892.8943 | 918.9739 | 874.6386 | 774.2142 | 724.8089 | 723.5389 | 758.4147 | 700.8921 | 706.9919 | 816.4762 | 958.7039 | 1020.7877 | 1046.5136 | 1012.9631 | 969.7091 | 942.5567 | 868.1854 | 791.1317
2031-11-26 | 725.5007 | 677.6663 | 634.0702 | 617.9372 | 654.31 | 777.5948 | 885.9016 | 913.5985 | 885.9175 | 824.6734 | 753.9014 | 758.6136 | 773.2746 | 679.9559 | 732.1153 | 850.8052 | 966.9363 | 1031.9558 | 1045.6878 | 994.9662 | 960.7181 | 936.9754 | 875.3514 | 802.9659
2031-11-27 | 763.6264 | 712.4897 | 667.3538 | 637.1623 | 650.8807 | 712.1095 | 772.4529 | 798.986 | 816.9275 | 790.6523 | 783.1175 | 761.4541 | 751.6359 | 712.3781 | 720.2684 | 826.0056 | 951.2516 | 1029.9307 | 1022.466 | 969.6063 | 951.1388 | 951.0528 | 869.1115 | 811.557
2031-11-28 | 734.8567 | 684.8277 | 637.4572 | 623.503 | 662.7701 | 775.9393 | 867.101 | 896.3797 | 868.9314 | 821.0351 | 802.3955 | 775.1365 | 767.1033 | 653.0204 | 752.2552 | 838.3436 | 949.0822 | 1009.8823 | 1014.1235 | 979.4774 | 946.4644 | 922.3589 | 896.0411 | 830.4977
2031-11-29 | 780.9937 | 700.8753 | 654.7085 | 628.1306 | 631.66 | 669.4639 | 716.5273 | 765.2388 | 737.311 | 704.2746 | 687.8242 | 665.8459 | 629.6526 | 567.09 | 651.1429 | 772.7747 | 905.0721 | 964.304 | 1002.2454 | 954.851 | 949.7975 | 923.3991 | 892.4344 | 846.1629
2031-11-30 | 774.314 | 706.2616 | 645.2139 | 620.2753 | 621.7364 | 654.0562 | 685.6302 | 745.0382 | 766.1781 | 730.6704 | 699.9949 | 687.416 | 696.5539 | 698.716 | 708.6624 | 742.2144 | 906.3767 | 993.5849 | 1027.0204 | 982.2695 | 960.2048 | 955.1687 | 883.5912 | 804.0766
2031-12-01 | 719.3791 | 657.1347 | 611.0993 | 601.3165 | 637.6282 | 747.7822 | 841.5407 | 868.4898 | 804.0886 | 739.5504 | 705.2783 | 690.4133 | 683.9152 | 658.6898 | 622.767 | 738.0151 | 872.7583 | 959.2649 | 1002.0972 | 981.2365 | 944.6787 | 932.1452 | 873.3044 | 801.2825
2031-12-02 | 714.9339 | 658.7905 | 617.6888 | 599.0845 | 634.5259 | 741.127 | 825.8763 | 862.6444 | 819.0201 | 761.8551 | 721.9513 | 701.2516 | 724.7317 | 719.9183 | 730.5634 | 738.252 | 859.6901 | 944.014 | 981.9817 | 968.501 | 954.8884 | 926.471 | 863.301 | 790.1105
2031-12-03 | 713.911 | 666.8164 | 621.6202 | 602.2363 | 634.2794 | 737.7666 | 824.8002 | 843.7983 | 801.7394 | 718.0576 | 624.8258 | 604.5098 | 549.9285 | 543.0454 | 618.6188 | 764.2447 | 867.6832 | 962.92 | 988.5982 | 953.2034 | 943.3302 | 927.0841 | 872.8459 | 807.0681
2031-12-04 | 713.8011 | 662.5381 | 620.8099 | 602.4901 | 636.1055 | 737.4566 | 831.3599 | 860.9893 | 807.9606 | 752.2321 | 716.8496 | 703.4799 | 696.4202 | 652.1754 | 675.9928 | 765.0126 | 882.9426 | 954.9574 | 977.6162 | 954.251 | 946.7978 | 938.2456 | 874.2846 | 807.6362
2031-12-05 | 731.7678 | 684.4804 | 640.1743 | 617.2958 | 650.9817 | 742.9782 | 828.8033 | 856.8907 | 819.7074 | 731.7708 | 686.0692 | 649.1782 | 600.0913 | 548.1516 | 644.5359 | 722.6052 | 865.1245 | 954.9403 | 970.6758 | 948.4601 | 938.796 | 920.7741 | 898.1178 | 842.8249
2031-12-06 | 757.6225 | 678.9999 | 631.0223 | 602.5604 | 605.0357 | 626.2794 | 662.5566 | 707.9382 | 670.3614 | 628.3952 | 558.8108 | 536.9953 | 456.4615 | 412.1056 | 495.7219 | 626.2155 | 786.155 | 874.9666 | 928.8443 | 903.5529 | 922.9111 | 901.6983 | 875.4723 | 836.048
2031-12-07 | 754.0463 | 686.9047 | 624.0329 | 598.1153 | 599.1567 | 618.1736 | 644.369 | 689.0398 | 665.908 | 606.7621 | 525.5962 | 523.1537 | 523.0448 | 438.7818 | 511.8083 | 628.1088 | 787.0481 | 889.8287 | 937.4118 | 916.6843 | 914.2066 | 919.0454 | 863.5956 | 788.0108
2031-12-08 | 718.029 | 656.3136 | 611.0026 | 601.4761 | 638.0298 | 746.7998 | 842.1179 | 883.3608 | 839.0471 | 784.127 | 737.5977 | 761.7343 | 747.1742 | 767.6277 | 765.7944 | 803.8877 | 898.412 | 958.2948 | 997.9605 | 982.6268 | 958.0449 | 946.7069 | 883.3351 | 802.8619
2031-12-09 | 730.5194 | 676.172 | 634.508 | 614.6163 | 650.6704 | 760.4686 | 852.8111 | 886.8003 | 828.7691 | 755.5232 | 690.0586 | 672.6972 | 694.8631 | 681.7035 | 690.1111 | 776.7765 | 904.5627 | 967.0088 | 999.4967 | 977.4039 | 967.0925 | 948.6734 | 883.8749 | 810.9469
2031-12-10 | 728.2557 | 680.7044 | 636.6161 | 616.6979 | 650.0179 | 756.4612 | 842.0394 | 879.9462 | 835.1834 | 772.8697 | 700.8551 | 701.1132 | 710.1385 | 639.8811 | 696.4793 | 784.7487 | 900.9264 | 983.5192 | 1005.2733 | 966.288 | 954.4002 | 943.2284 | 893.198 | 821.9418
2031-12-11 | 728.7206 | 677.9557 | 637.7239 | 618.1543 | 652.1629 | 756.0039 | 843.0676 | 877.049 | 820.4204 | 780.2784 | 730.6005 | 708.6307 | 702.8473 | 600.518 | 648.2062 | 777.7182 | 920.4373 | 986.634 | 1006.2296 | 978.0959 | 966.1673 | 958.2567 | 889.4118 | 828.8412
2031-12-12 | 729.1089 | 681.7999 | 637.4391 | 614.1742 | 647.8654 | 739.3696 | 819.0699 | 854.9556 | 815.3131 | 761.3901 | 719.5842 | 704.5365 | 730.3878 | 659.8944 | 714.4281 | 786.9195 | 892.5852 | 960.6559 | 976.4922 | 951.834 | 944.0337 | 920.8637 | 901.3504 | 840.3456
2031-12-13 | 761.2769 | 682.9655 | 635.7397 | 607.0655 | 609.4768 | 633.2498 | 668.6394 | 713.7418 | 696.8322 | 641.7506 | 596.213 | 575.2953 | 526.1291 | 435.2397 | 497.7238 | 608.6131 | 779.6801 | 887.9024 | 946.847 | 912.3534 | 932.0538 | 909.9205 | 883.8152 | 844.3703
2031-12-14 | 751.4391 | 684.6053 | 621.5019 | 595.6411 | 596.6022 | 614.218 | 640.4348 | 685.0107 | 667.4279 | 621.6951 | 555.4126 | 534.4544 | 475.8555 | 415.7977 | 476.2478 | 616.9187 | 774.6266 | 900.1867 | 953.3163 | 925.1476 | 924.916 | 919.497 | 856.7818 | 785.3153
2031-12-15 | 721.8333 | 659.7236 | 613.98 | 603.7602 | 640.2441 | 749.4682 | 844.413 | 887.649 | 822.953 | 736.87 | 679.6531 | 672.5778 | 663.9846 | 566.3879 | 583.9287 | 710.7549 | 861.0168 | 967.5119 | 1018.5704 | 988.1976 | 959.3456 | 936.8354 | 885.8161 | 812.6449
2031-12-16 | 734.3755 | 678.7182 | 637.1258 | 617.1574 | 653.2322 | 763.1768 | 856.4927 | 900.1114 | 828.2156 | 731.507 | 664.334 | 657.3501 | 633.5044 | 571.5724 | 604.6353 | 748.5794 | 898.5412 | 985.456 | 1027.8296 | 1002.558 | 980.0343 | 950.7635 | 886.0077 | 817.4613
2031-12-17 | 727.4397 | 679.2572 | 633.8324 | 614.234 | 646.8806 | 752.6001 | 845.4946 | 898.7787 | 842.514 | 762.1091 | 693.2708 | 683.612 | 689.2883 | 599.8622 | 653.0412 | 753.343 | 897.1315 | 994.2615 | 1021.5586 | 981.7079 | 968.9657 | 947.3864 | 893.9808 | 823.2793
2031-12-18 | 734.9346 | 682.3544 | 641.8934 | 622.375 | 656.8492 | 760.8834 | 858.7692 | 902.8735 | 856.1354 | 803.4608 | 773.2143 | 758.097 | 759.8558 | 738.9818 | 712.212 | 819.6857 | 938.185 | 1006.1993 | 1021.0829 | 989.6546 | 979.7593 | 969.4026 | 900.2165 | 834.1338
2031-12-19 | 743.5074 | 696.7823 | 651.8851 | 628.2559 | 662.1429 | 755.4479 | 844.8347 | 894.4336 | 881.1685 | 836.9357 | 762.4457 | 724.6865 | 769.7078 | 806.6337 | 763.1054 | 809.4174 | 918.9982 | 975.3764 | 999.6804 | 972.8559 | 961.4111 | 947.291 | 918.937 | 856.74
2031-12-20 | 769.5638 | 689.8107 | 642.6481 | 613.8361 | 617.0049 | 641.3786 | 681.1497 | 742.3759 | 732.3933 | 723.2116 | 699.0507 | 630.3944 | 612.2273 | 603.6467 | 597.2868 | 680.262 | 816.5283 | 898.0343 | 953.9539 | 924.9539 | 940.1951 | 925.8341 | 899.2877 | 852.1707
2031-12-21 | 767.3986 | 699.6233 | 637.4541 | 609.8795 | 611.7846 | 632.0777 | 662.4121 | 713.539 | 684.9581 | 621.6828 | 551.9569 | 538.9423 | 529.2455 | 447.2578 | 482.997 | 615.4805 | 777.8755 | 913.6881 | 976.3405 | 953.7016 | 956.1731 | 938.2811 | 874.9601 | 801.673
2031-12-22 | 714.7103 | 653.3186 | 606.2895 | 596.9697 | 633.5561 | 742.2384 | 841.6296 | 895.3033 | 827.7873 | 749.4865 | 692.746 | 698.5393 | 696.2006 | 645.0849 | 596.2032 | 696.6158 | 851.4405 | 953.5118 | 1009.2669 | 983.3558 | 945.6393 | 923.8605 | 872.3147 | 796.4883
2031-12-23 | 718.9617 | 666.1196 | 622.3192 | 603.7036 | 638.7926 | 747.5192 | 843.7158 | 890.5883 | 827.0168 | 742.2442 | 662.8005 | 642.8641 | 631.8253 | 532.305 | 577.7041 | 693.4946 | 848.1752 | 948.7116 | 998.5766 | 975.5021 | 951.8492 | 915.3208 | 863.9156 | 792.4933
2031-12-24 | 715.4094 | 667.7519 | 621.8859 | 602.5006 | 635.1563 | 738.6467 | 827.2509 | 870.6974 | 815.5702 | 749.3114 | 681.9944 | 665.342 | 691.8707 | 630.0915 | 619.5583 | 728.9581 | 858.9162 | 943.7483 | 990.9414 | 957.5187 | 943.6564 | 928.5284 | 873.9521 | 804.1991
2031-12-25 | 737.9902 | 686.9194 | 641.846 | 607.92 | 620.5406 | 662.8164 | 709.9801 | 744.8847 | 723.7808 | 664.0583 | 634.8004 | 623.591 | 630.7655 | 649.5821 | 571.8981 | 684.2323 | 822.4058 | 926.1638 | 954.1661 | 916.4919 | 928.0005 | 929.6096 | 854.6686 | 798.1823
2031-12-26 | 707.8646 | 657.7692 | 608.4299 | 592.8042 | 629.1159 | 716.6456 | 802.9112 | 843.9831 | 826.7437 | 801.3287 | 752.4725 | 710.2885 | 722.5539 | 723.3457 | 787.3849 | 803.4833 | 875.6211 | 917.1878 | 939.0442 | 931.8734 | 928.3514 | 905.0977 | 881.9642 | 812.8683
2031-12-27 | 740.3506 | 662.0793 | 612.911 | 586.2059 | 588.567 | 607.5762 | 644.1051 | 696.3073 | 654.2715 | 606.8621 | 554.7825 | 543.5372 | 545.5031 | 451.1606 | 476.8066 | 558.5785 | 726.0665 | 836.8299 | 903.2168 | 879.3628 | 897.2127 | 876.9204 | 852.9144 | 811.4124
2031-12-28 | 735.0426 | 668.6745 | 604.4712 | 580.1642 | 581.312 | 596.5237 | 624.9911 | 678.5298 | 669.1698 | 607.5353 | 572.7571 | 569.7925 | 557.0066 | 557.2942 | 531.7181 | 612.7179 | 757.1561 | 871.7761 | 926.9077 | 914.941 | 917.6062 | 908.2051 | 839.7062 | 766.2901
2031-12-29 | 699.7084 | 638.4292 | 591.6668 | 583.4501 | 619.7403 | 725.0544 | 821.2912 | 870.808 | 804.4083 | 739.7729 | 635.3329 | 617.9311 | 622.1481 | 531.7578 | 539.2772 | 652.5141 | 803.9158 | 902.6069 | 972.5911 | 951.3942 | 921.5466 | 889.7885 | 852.1653 | 773.6324
2031-12-30 | 712.9745 | 659.9043 | 616.9607 | 598.472 | 633.4256 | 740.4613 | 834.4506 | 892.8103 | 840.7157 | 760.234 | 702.9427 | 688.8289 | 681.6814 | 687.0954 | 671.9281 | 720.9703 | 829.0309 | 926.8916 | 976.0015 | 962.1805 | 944.528 | 911.2262 | 854.0275 | 782.002
2031-12-31 | 697.5001 | 651.937 | 605.3488 | 587.7952 | 620.0633 | 723.931 | 815.1127 | 864.6793 | 800.1167 | 713.7821 | 615.7299 | 594.135 | 599.9344 | 486.579 | 534.5128 | 661.4609 | 804.8725 | 897.9228 | 958.5879 | 928.4498 | 912.2134 | 892.5494 | 849.8919 | 775.8431
2032-01-01 | 723.316 | 690.1838 | 652.436 | 621.6129 | 636.3931 | 695.531 | 763.994 | 786.2319 | 767.156 | 699.2011 | 635.567 | 614.1565 | 579.9392 | 538.169 | 602.371 | 688.3808 | 861.5662 | 953.9821 | 983.962 | 956.6569 | 935.0087 | 930.587 | 846.0855 | 773.4121
2032-01-02 | 716.0003 | 678.1413 | 635.3789 | 623.0006 | 664.3805 | 787.39 | 915.3594 | 943.9546 | 921.9421 | 817.547 | 747.077 | 723.1961 | 705.071 | 628.3078 | 673.2797 | 799.8738 | 919.5858 | 999.0732 | 1016.0915 | 983.3798 | 965.7924 | 926.0637 | 889.1178 | 818.3333
2032-01-03 | 709.7928 | 665.6977 | 623.8981 | 601.5422 | 605.5166 | 649.3831 | 730.9314 | 773.6116 | 740.4835 | 659.7149 | 589.7763 | 563.6368 | 561.5046 | 447.7291 | 463.9028 | 570.3377 | 761.9318 | 886.5318 | 933.4542 | 908.762 | 912.473 | 888.0052 | 834.2191 | 779.1121
2032-01-04 | 682.4466 | 643.4658 | 600.5795 | 578.0671 | 581.6652 | 595.1338 | 648.633 | 665.0962 | 641.1104 | 571.4705 | 515.3986 | 470.3103 | 413.3166 | 361.0901 | 453.4875 | 547.9417 | 729.9722 | 860.5247 | 939.7971 | 932.2296 | 932.4609 | 888.1569 | 806.4319 | 729.2358
2032-01-05 | 685.3243 | 618.3579 | 579.38 | 572.319 | 613.3657 | 721.7869 | 849.0091 | 861.2969 | 770.542 | 670.2822 | 622.2201 | 603.9232 | 624.4931 | 531.1322 | 537.1116 | 651.8956 | 815.8767 | 899.8944 | 995.9819 | 984.9853 | 959.4148 | 897.096 | 820.6378 | 752.8137
2032-01-06 | 702.4331 | 653.8633 | 602.6422 | 585.5797 | 625.1576 | 743.2768 | 874.4127 | 891.2975 | 818.5556 | 710.8702 | 632.742 | 609.3239 | 600.3083 | 516.7521 | 541.0293 | 658.8375 | 826.2059 | 933.1593 | 987.8679 | 991.3962 | 941.8731 | 894.0393 | 815.8833 | 735.6728
2032-01-07 | 666.6496 | 632.8399 | 592.5078 | 578.6072 | 615.2066 | 731.1873 | 859.9748 | 877.4972 | 806.384 | 706.4055 | 631.6905 | 609.2088 | 593.655 | 516.2745 | 533.8623 | 647.4311 | 812.1662 | 930.6026 | 979.2915 | 961.9533 | 919.174 | 893.3553 | 817.8954 | 732.4621
2032-01-08 | 690.6034 | 656.8925 | 623.7197 | 608.4181 | 645.6304 | 769.3664 | 896.9584 | 919.9927 | 853.0029 | 771.9677 | 708.595 | 686.3383 | 632.233 | 562.8009 | 582.013 | 695.1246 | 873.4266 | 967.9483 | 1022.706 | 1003.7189 | 973.1055 | 938.8958 | 853.3089 | 769.577
2032-01-09 | 679.5819 | 646.0339 | 603.6469 | 588.6562 | 625.5356 | 739.9316 | 864.4623 | 887.6314 | 843.4693 | 750.8152 | 690.8596 | 652.4617 | 614.6605 | 516.3487 | 555.2963 | 662.9212 | 824.1049 | 923.3976 | 964.8756 | 939.2476 | 918.2084 | 881.1105 | 830.0064 | 762.9711
2032-01-10 | 722.9451 | 680.9699 | 639.5248 | 615.5816 | 620.2325 | 664.5308 | 749.6172 | 794.5573 | 759.6968 | 696.8726 | 629.1328 | 592.8435 | 554.3498 | 458.0109 | 483.7518 | 630.5803 | 803.7639 | 918.6959 | 972.1776 | 937.0992 | 939.2602 | 912.056 | 859.715 | 800.6236
2032-01-11 | 710.3233 | 669.729 | 627.9314 | 603.1675 | 608.1313 | 626.4087 | 684.8211 | 712.0159 | 699.4818 | 641.6278 | 615.8519 | 584.7029 | 563.176 | 427.7399 | 493.4657 | 560.5571 | 761.7736 | 897.4565 | 990.9525 | 976.943 | 981.3381 | 927.5231 | 845.2681 | 766.0261
2032-01-12 | 719.5991 | 649.4345 | 612.9417 | 603.9757 | 645.2497 | 756.821 | 885.2702 | 905.9066 | 832.704 | 730.5229 | 686.1542 | 664.4842 | 598.2597 | 516.4786 | 574.4939 | 671.4388 | 838.5008 | 951.5348 | 1057.0206 | 1031.8957 | 1004.9559 | 950.1839 | 873.4816 | 796.8931
2032-01-13 | 725.382 | 678.7665 | 628.2804 | 610.0755 | 649.539 | 772.2019 | 904.1417 | 928.4887 | 841.4446 | 728.2288 | 655.7559 | 621.1396 | 528.3403 | 498.5942 | 522.6761 | 665.5972 | 841.4445 | 956.028 | 1022.8295 | 1015.2148 | 977.7425 | 929.055 | 847.1253 | 765.9842
2032-01-14 | 700.5769 | 667.7589 | 630.441 | 614.2051 | 651.2668 | 773.7406 | 906.2711 | 938.5311 | 876.5149 | 785.1703 | 706.0679 | 690.8245 | 657.8806 | 570.1122 | 630.1882 | 748.8195 | 908.2895 | 999.5151 | 1040.8765 | 1009.7402 | 969.5555 | 947.7079 | 869.797 | 782.2958
2032-01-15 | 677.3649 | 643.2995 | 607.6331 | 593.9575 | 630.7781 | 751.5252 | 878.3816 | 900.8607 | 849.5825 | 774.7654 | 706.3672 | 684.838 | 679.0366 | 595.5529 | 617.8558 | 726.8434 | 877.3951 | 952.6419 | 1000.3472 | 983.3456 | 955.3922 | 916.289 | 831.3207 | 749.8122
2032-01-16 | 704.2996 | 671.4896 | 630.5146 | 613.63 | 650.8346 | 770.0372 | 896.2075 | 924.1578 | 906.4876 | 816.6487 | 747.6935 | 703.5151 | 699.4032 | 585.7459 | 615.4756 | 723.8379 | 876.7474 | 959.3256 | 1005.9562 | 972.6569 | 952.3688 | 913.1137 | 866.2757 | 795.5728
2032-01-17 | 717.6807 | 675.4125 | 633.7849 | 610.4702 | 614.5815 | 660.2143 | 742.7237 | 791.8722 | 764.338 | 707.515 | 647.4448 | 607.0297 | 561.7402 | 453.6359 | 485.6594 | 588.2718 | 755.1943 | 901.8255 | 965.7925 | 928.0365 | 936.8134 | 908.3993 | 852.3481 | 795.4042
2032-01-18 | 706.284 | 664.5021 | 624.2265 | 600.0405 | 604.0648 | 621.4625 | 676.9186 | 698.2245 | 682.3195 | 604.9186 | 545.5289 | 491.4407 | 370.4553 | 337.2204 | 403.9363 | 508.6066 | 714.427 | 855.0972 | 970.8538 | 958.3668 | 960.0231 | 923.3685 | 840.9848 | 757.1193
2032-01-19 | 735.8327 | 663.7622 | 623.4334 | 601.9427 | 621.2366 | 670.3201 | 745.2531 | 764.9732 | 734.583 | 659.529 | 623.5778 | 589.2864 | 491.748 | 429.4615 | 477.8406 | 588.7036 | 768.5328 | 894.663 | 1005.1251 | 984.3461 | 975.8511 | 934.6888 | 847.8849 | 778.1792
2032-01-20 | 697.5302 | 646.564 | 593.7562 | 584.7244 | 627.4758 | 745.8427 | 872.2575 | 889.8472 | 840.8158 | 753.1579 | 672.3016 | 684.8275 | 704.7896 | 683.1775 | 660.0974 | 764.4403 | 877.6035 | 935.1788 | 991.8606 | 996.0121 | 949.0243 | 901.4545 | 819.2585 | 739.789
2032-01-21 | 695.4792 | 662.6711 | 624.4573 | 608.1929 | 645.1629 | 766.9739 | 899.1875 | 924.2755 | 861.646 | 791.124 | 728.9645 | 716.4033 | 704.3524 | 589.3257 | 614.9937 | 741.0319 | 875.6933 | 973.3498 | 1031.8558 | 1006.0483 | 964.4744 | 934.6946 | 865.5864 | 775.2327
2032-01-22 | 683.6118 | 649.8488 | 614.4623 | 600.8054 | 637.5829 | 759.8186 | 887.5515 | 910.248 | 863.9219 | 789.4787 | 734.6096 | 690.4978 | 667.9423 | 585.9549 | 589.9574 | 687.2671 | 829.2447 | 939.248 | 1010.6589 | 992.3952 | 963.5691 | 927.0487 | 842.4554 | 758.3662
2032-01-23 | 655.3635 | 624.2732 | 579.6703 | 566.0861 | 602.6367 | 712.9687 | 834.3378 | 848.5202 | 806.332 | 702.5617 | 607.624 | 582.9368 | 588.5192 | 540.5816 | 564.998 | 659.2175 | 793.6939 | 856.2427 | 920.7008 | 906.128 | 882.828 | 842.9701 | 794.6981 | 730.6438
2032-01-24 | 680.8772 | 638.1886 | 597.0619 | 576.0307 | 579.9372 | 618.6532 | 697.8608 | 742.4593 | 707.3065 | 637.7148 | 576.6758 | 540.1353 | 519.5513 | 419.463 | 409.9316 | 514.3787 | 675.0592 | 810.91 | 896.007 | 876.1091 | 877.6277 | 853.4429 | 797.7805 | 742.4892
2032-01-25 | 683.2216 | 642.9736 | 600.6352 | 578.1063 | 582.1977 | 595.738 | 650.1056 | 669.2049 | 655.4591 | 599.0188 | 534.1568 | 501.9665 | 511.0402 | 411.3549 | 465.4696 | 523.3913 | 677.5567 | 803.6897 | 922.0389 | 914.1037 | 923.1356 | 887.9554 | 805.5411 | 728.0461
2032-01-26 | 724.8471 | 656.7888 | 620.1446 | 611.0212 | 652.654 | 768.2915 | 893.9367 | 922.5448 | 842.5223 | 736.6678 | 670.3808 | 640.7801 | 547.6689 | 501.3726 | 535.5877 | 647.0594 | 804.7526 | 917.121 | 1051.1399 | 1032.9326 | 1009.2189 | 953.3911 | 876.6798 | 801.9213
2032-01-27 | 704.4312 | 658.3421 | 609.5048 | 591.967 | 630.9505 | 750.7178 | 880.6913 | 903.8097 | 831.48 | 726.5151 | 661.3389 | 658.3808 | 664.4514 | 600.912 | 619.145 | 749.7195 | 857.2398 | 928.8758 | 996.7482 | 993.9214 | 954.6286 | 916.5887 | 832.9905 | 750.0691
2032-01-28 | 674.3515 | 640.8054 | 601.1767 | 586.98 | 623.4297 | 740.6693 | 871.9875 | 892.3243 | 809.3429 | 710.7914 | 646.4726 | 655.5288 | 650.7171 | 536.688 | 519.6488 | 632.9348 | 779.9619 | 884.4955 | 980.0056 | 958.0511 | 914.8545 | 896.7673 | 826.4307 | 740.9243
2032-01-29 | 674.3378 | 642.6072 | 607.526 | 594.0886 | 632.073 | 756.2122 | 884.673 | 914.4174 | 854.5223 | 763.6298 | 702.5354 | 655.7074 | 636.8934 | 555.442 | 550.7203 | 643.9495 | 818.2987 | 917.1718 | 995.7941 | 976.0025 | 946.6564 | 913.2808 | 829.1892 | 750.1578
2032-01-30 | 689.1574 | 657.7054 | 617.3696 | 601.5254 | 637.5825 | 754.9252 | 883.0031 | 905.3995 | 851.3531 | 753.0232 | 665.1985 | 635.8815 | 561.2312 | 517.2879 | 522.9517 | 646.1676 | 784.5231 | 888.1366 | 985.1493 | 950.853 | 931.7492 | 890.8765 | 848.0532 | 780.2421
2032-01-31 | 712.7025 | 670.3064 | 630.3221 | 606.955 | 611.7326 | 657.9516 | 742.9545 | 789.2717 | 758.7697 | 689.4624 | 628.2759 | 584.4919 | 519.8516 | 417.8629 | 458.5104 | 574.8879 | 733.7361 | 870.5598 | 966.0004 | 923.2835 | 925.6951 | 896.8089 | 843.3667 | 789.2355
2032-02-01 | 748.9585 | 720.3295 | 678.6275 | 651.664 | 662.1583 | 697.2964 | 749.0048 | 774.3651 | 735.7062 | 636.6913 | 609.176 | 601.3063 | 523.1999 | 457.9201 | 499.2174 | 559.2911 | 733.8387 | 891.8723 | 989.6867 | 996.1431 | 1002.1508 | 957.8491 | 876.6714 | 805.4262
2032-02-02 | 746.8368 | 688.4931 | 648.1362 | 637.6983 | 680.9173 | 796.8539 | 911.6006 | 939.1341 | 854.6331 | 774.887 | 735.4599 | 682.0288 | 616.8081 | 526.8129 | 628.9656 | 672.2797 | 845.6915 | 923.4716 | 1040.6155 | 1042.3728 | 1028.7155 | 969.6466 | 885.7906 | 822.9381
2032-02-03 | 749.1611 | 717.2825 | 664.2907 | 642.0475 | 684.0445 | 808.8889 | 926.8041 | 964.5442 | 905.8522 | 808.938 | 723.2854 | 710.1427 | 670.1467 | 640.2472 | 577.6389 | 664.9528 | 828.7584 | 932.6558 | 993.5577 | 1016.7198 | 988.9613 | 939.9836 | 856.0874 | 789.6442
2032-02-04 | 718.9695 | 695.107 | 653.6748 | 634.4856 | 674.1169 | 797.2676 | 916.1496 | 939.5969 | 867.0321 | 787.4329 | 703.4662 | 684.0275 | 684.46 | 589.2396 | 568.1716 | 645.7226 | 808.0736 | 920.8817 | 979.8687 | 987.1739 | 950.9663 | 933.1231 | 855.7752 | 782.4442
2032-02-05 | 729.0438 | 706.4605 | 667.6797 | 649.0012 | 690.1563 | 819.2455 | 933.5775 | 956.2783 | 883.5302 | 766.6675 | 707.0715 | 668.9123 | 683.0508 | 598.5713 | 581.9556 | 643.7962 | 790.4005 | 920.1231 | 1001.9307 | 1010.9815 | 991.2177 | 954.493 | 866.8947 | 795.4725
2032-02-06 | 728.0422 | 707.3185 | 665.5811 | 646.0553 | 686.7641 | 811.064 | 922.8743 | 949.0567 | 911.8366 | 818.4492 | 750.8982 | 736.1073 | 695.4186 | 630.7888 | 585.6717 | 673.6181 | 824.4949 | 931.1037 | 992.1753 | 988.9682 | 978.3561 | 936.7556 | 877.4626 | 820.6764
2032-02-07 | 757.2833 | 726.3977 | 684.217 | 657.0385 | 668.3795 | 728.8525 | 807.4986 | 852.0041 | 762.7971 | 658.3768 | 590.1517 | 559.9532 | 400.9296 | 396.5704 | 406.9704 | 537.0802 | 723.057 | 867.0789 | 966.2962 | 959.1095 | 968.8057 | 938.3991 | 873.364 | 829.5117
2032-02-08 | 747.7846 | 719.3743 | 676.2936 | 649.8515 | 659.6034 | 694.0288 | 741.7831 | 760.9511 | 712.6025 | 595.377 | 528.4214 | 498.8066 | 357.895 | 333.7441 | 421.7209 | 507.8081 | 697.3038 | 850.9651 | 973.5515 | 985.9559 | 993.0241 | 952.1968 | 865.4501 | 799.6745
2032-02-09 | 771.0946 | 712.0655 | 674.7213 | 660.3032 | 703.9655 | 824.1615 | 943.9723 | 962.5766 | 857.2265 | 732.6361 | 674.6004 | 657.3283 | 522.7872 | 505.9386 | 530.5317 | 617.5869 | 812.4863 | 934.5012 | 1065.4629 | 1069.5355 | 1050.6786 | 994.9925 | 915.2596 | 851.9529
2032-02-10 | 776.7404 | 739.6089 | 690.8928 | 668.1948 | 710.7826 | 840.8864 | 961.6982 | 991.2454 | 925.2653 | 790.5421 | 719.8454 | 674.8376 | 636.2336 | 568.672 | 584.8687 | 703.8216 | 848.8609 | 957.8987 | 1036.9355 | 1050.158 | 1023.6166 | 978.9368 | 893.4726 | 823.2593
2032-02-11 | 726.4921 | 706.8236 | 666.4205 | 646.7369 | 686.8948 | 812.9539 | 930.917 | 943.5903 | 865.0121 | 760.7638 | 687.4337 | 667.2924 | 619.9572 | 546.3111 | 537.9811 | 607.8107 | 773.2993 | 909.0738 | 988.852 | 992.3952 | 967.0836 | 948.0653 | 871.4091 | 798.7682
2032-02-12 | 726.7856 | 705.842 | 669.3073 | 650.382 | 691.7144 | 821.8189 | 930.1595 | 948.6846 | 860.4511 | 747.3803 | 663.0083 | 633.0993 | 513.114 | 471.859 | 469.9934 | 601.7696 | 799.2949 | 899.9236 | 998.7459 | 1006.587 | 987.745 | 957.7342 | 869.9019 | 801.894
2032-02-13 | 740.2407 | 717.2826 | 678.021 | 656.8036 | 696.3095 | 822.9379 | 925.485 | 958.1469 | 945.0046 | 878.5634 | 833.6916 | 690.1827 | 689.4537 | 642.3028 | 619.4184 | 701.5084 | 833.8375 | 930.9848 | 995.003 | 989.2987 | 977.1212 | 938.083 | 893.3066 | 832.9424
2032-02-14 | 753.763 | 724.0048 | 682.47 | 655.0745 | 666.3339 | 724.9209 | 803.3951 | 847.7758 | 811.333 | 744.7434 | 686.7708 | 688.2705 | 657.8166 | 598.0842 | 500.0576 | 583.9975 | 741.6145 | 865.0985 | 956.2057 | 957.8598 | 966.3687 | 934.931 | 877.3571 | 830.935
2032-02-15 | 765.1283 | 735.868 | 696.7322 | 668.8503 | 680.6048 | 719.4213 | 776.0115 | 804.441 | 783.6154 | 693.4464 | 594.6291 | 561.8991 | 457.8978 | 412.3928 | 445.5334 | 510.7386 | 692.3363 | 853.6169 | 995.7552 | 1020.4969 | 1030.13 | 983.0919 | 899.6519 | 829.7748
2032-02-16 | 779.0095 | 720.3019 | 679.9348 | 654.2907 | 677.78 | 738.919 | 809.1557 | 802.0782 | 755.0463 | 646.8375 | 579.2688 | 553.898 | 428.4336 | 419.5438 | 443.0047 | 516.1985 | 704.9278 | 837.561 | 976.2911 | 979.4021 | 978.2375 | 958.7724 | 873.3994 | 819.9317
2032-02-17 | 753.7342 | 717.9969 | 664.2173 | 647.979 | 693.0298 | 820.5084 | 939.3933 | 955.991 | 842.1063 | 734.7273 | 682.2361 | 650.7933 | 557.5123 | 496.9245 | 491.3421 | 601.8724 | 764.9745 | 892.4459 | 990.9248 | 1020.243 | 991.156 | 951.8659 | 865.0667 | 796.0401
2032-02-18 | 743.3533 | 720.8043 | 684.6199 | 664.3165 | 704.8946 | 834.6211 | 953.9235 | 964.2962 | 880.9336 | 762.7845 | 733.9727 | 744.8027 | 731.331 | 717.892 | 661.6405 | 719.2412 | 856.9289 | 950.3629 | 1016.6769 | 1017.7179 | 991.4614 | 973.6487 | 900.8317 | 827.4877
2032-02-19 | 737.3192 | 714.58 | 677.8123 | 658.9573 | 700.4711 | 833.0119 | 949.3244 | 955.6115 | 893.6395 | 794.8664 | 711.7591 | 666.7895 | 575.9204 | 506.0855 | 542.2431 | 642.0987 | 788.9275 | 911.1754 | 1006.9805 | 1022.2966 | 1000.9166 | 971.8372 | 884.9412 | 816.1197
2032-02-20 | 740.558 | 721.7002 | 679.8627 | 659.1979 | 699.1609 | 825.7232 | 939.9145 | 956.4209 | 891.5101 | 780.2462 | 712.0384 | 675.4913 | 607.594 | 587.6578 | 604.0471 | 700.7578 | 805.2674 | 908.7539 | 997.8769 | 994.5246 | 980.5933 | 943.4834 | 893.3247 | 832.6239
2032-02-21 | 748.8077 | 716.6454 | 677.3446 | 651.4178 | 662.7099 | 722.7563 | 800.4164 | 822.4659 | 773.153 | 678.3342 | 596.7656 | 568.7959 | 455.2797 | 442.8753 | 434.0166 | 532.2535 | 713.6211 | 847.8435 | 944.0472 | 948.7201 | 956.6114 | 928.6243 | 865.3729 | 821.3528
2032-02-22 | 757.4908 | 730.243 | 689.0116 | 662.3455 | 673.0851 | 710.4789 | 764.4572 | 776.3585 | 729.0592 | 649.0718 | 628.4513 | 587.306 | 520.4521 | 442.7038 | 518.2525 | 590.4045 | 750.1358 | 863.9477 | 985.4567 | 998.5502 | 1011.6546 | 973.1095 | 890.2293 | 818.6718
2032-02-23 | 761.5376 | 702.3526 | 666.1412 | 652.8733 | 696.524 | 815.4706 | 930.6209 | 935.3452 | 850.1581 | 712.0827 | 655.9934 | 636.8068 | 551.4337 | 513.4548 | 571.3984 | 612.9519 | 777.6027 | 891.3842 | 1033.6582 | 1042.2508 | 1033.1878 | 981.9451 | 898.5705 | 833.866
2032-02-24 | 756.8711 | 720.9711 | 669.6974 | 649.2115 | 690.9194 | 817.8266 | 935.7297 | 946.8193 | 875.6499 | 755.8272 | 667.1005 | 644.5729 | 634.7664 | 571.1395 | 558.1655 | 665.3859 | 789.7629 | 908.7103 | 994.9129 | 1024.5954 | 991.7556 | 951.3435 | 867.0976 | 797.9905
2032-02-25 | 708.6425 | 688.2197 | 647.2122 | 629.3787 | 669.4889 | 792.3823 | 907.8056 | 902.6181 | 816.3041 | 713.0726 | 652.5779 | 638.3842 | 581.6144 | 540.2024 | 624.9331 | 692.4324 | 782.2237 | 882.0507 | 963.9838 | 974.9143 | 942.6708 | 923.8764 | 847.2896 | 775.2454
2032-02-26 | 706.8422 | 687.5682 | 648.9548 | 631.4399 | 670.7868 | 796.3243 | 907.7742 | 909.6258 | 835.7757 | 710.6549 | 640.9097 | 608.4054 | 496.3995 | 484.5241 | 467.7783 | 554.3216 | 740.4365 | 866.7215 | 965.0303 | 987.8216 | 966.3143 | 932.1227 | 843.7376 | 776.5363
2032-02-27 | 701.1298 | 680.3079 | 638.6051 | 620.2315 | 660.3412 | 778.0375 | 887.6938 | 891.3831 | 810.5221 | 662.3863 | 607.2724 | 585.3528 | 470.1695 | 529.2291 | 569.4297 | 628.1596 | 774.3113 | 864.9159 | 937.0001 | 946.2321 | 926.2064 | 894.5152 | 834.3265 | 779.6342
2032-02-28 | 750.6513 | 723.0326 | 681.0694 | 655.1798 | 666.648 | 727.3474 | 808.9798 | 835.4557 | 805.3317 | 715.3423 | 664.4257 | 654.6584 | 637.2058 | 557.6416 | 595.2088 | 663.921 | 787.2783 | 869.6175 | 939.1701 | 930.8429 | 947.065 | 932.5782 | 871.1141 | 827.6481
2032-02-29 | 740.999 | 714.4776 | 671.8813 | 645.5704 | 655.8555 | 689.9195 | 740.0327 | 754.3745 | 750.9697 | 673.2607 | 630.9567 | 610.3219 | 604.5333 | 523.6773 | 610.4107 | 654.3026 | 778.1004 | 871.0462 | 982.8713 | 1001.0501 | 1006.0855 | 954.6076 | 867.9243 | 802.6022
2032-03-01 | 744.4443 | 677.1371 | 638.0053 | 616.8776 | 656.7568 | 767.1306 | 876.3275 | 916.2285 | 855.8178 | 771.0785 | 727.1166 | 700.7504 | 641.0059 | 566.1078 | 598.9605 | 652.905 | 791.151 | 912.9023 | 1027.5551 | 1031.8667 | 997.8161 | 973.1399 | 896.3654 | 827.7634
2032-03-02 | 729.2451 | 686.3585 | 637.844 | 607.1724 | 643.4894 | 760.7342 | 873.8749 | 900.4259 | 806.9245 | 703.4755 | 654.4843 | 635.9158 | 582.0531 | 522.7774 | 472.0716 | 560.0235 | 731.3438 | 860.4734 | 963.9419 | 1001.4998 | 953.4346 | 931.5751 | 852.5948 | 774.6104
2032-03-03 | 687.7433 | 657.0443 | 617.4514 | 593.2633 | 626.9476 | 739.7014 | 852.2561 | 865.87 | 781.1734 | 716.1141 | 651.9761 | 572.6455 | 510.4444 | 469.6303 | 547.6947 | 638.296 | 755.0017 | 857.5387 | 942.5932 | 954.8726 | 905.6531 | 913.7782 | 839.7402 | 759.3475
2032-03-04 | 697.6595 | 671.3244 | 634.5076 | 608.6279 | 643.5993 | 762.9576 | 872.0151 | 909.8006 | 843.0132 | 760.395 | 689.5998 | 668.8243 | 618.396 | 539.7407 | 588.3671 | 676.0364 | 804.3864 | 880.7953 | 957.3002 | 973.3485 | 941.6792 | 938.3185 | 856.9683 | 777.4996
2032-03-05 | 698.7141 | 671.9766 | 631.0444 | 603.002 | 638.0287 | 749.6505 | 856.4498 | 865.0554 | 790.0723 | 669.2559 | 597.793 | 481.0228 | 380.2827 | 362.7415 | 399.0625 | 503.2903 | 656.4351 | 804.8531 | 910.2023 | 918.7577 | 891.0031 | 896.6989 | 849.8203 | 786.3958
2032-03-06 | 729.1813 | 689.9034 | 649.4803 | 616.5441 | 620.9486 | 667.9009 | 740.1812 | 767.6861 | 700.2592 | 617.6048 | 545.7735 | 446.8808 | 335.0978 | 297.2634 | 313.1813 | 446.235 | 611.6921 | 782.253 | 897.8454 | 892.0616 | 896.1612 | 908.887 | 859.148 | 807.8791
2032-03-07 | 726.601 | 688.4104 | 648.3083 | 615.4052 | 619.8453 | 642.6019 | 684.3811 | 698.2365 | 653.5364 | 554.7141 | 494.421 | 414.1026 | 324.8659 | 328.4466 | 433.647 | 516.115 | 681.4028 | 817.1503 | 961.4955 | 967.2351 | 966.54 | 944.9293 | 867.9012 | 791.4902
2032-03-08 | 733.0457 | 666.3826 | 627.944 | 608.9694 | 647.863 | 755.8133 | 866.0487 | 884.2105 | 804.8198 | 709.7615 | 657.9653 | 643.2459 | 529.1905 | 568.4212 | 605.5558 | 622.7456 | 750.2051 | 841.3495 | 993.2562 | 1009.0444 | 981.5632 | 953.3831 | 883.0556 | 812.6329
2032-03-09 | 752.8821 | 704.9152 | 656.3254 | 619.4952 | 651.1297 | 753.0322 | 885.0978 | 916.269 | 833.1681 | 735.5402 | 653.8655 | 625.2275 | 515.4416 | 479.4904 | 511.5897 | 594.3462 | 736.6929 | 875.291 | 992.6376 | 1019.6333 | 994.4241 | 978.0455 | 889.6261 | 808.3866
2032-03-10 | 711.2165 | 677.6873 | 639.668 | 607.4646 | 634.5597 | 732.6849 | 864.9792 | 875.0408 | 780.0682 | 660.4932 | 616.718 | 555.9995 | 431.3449 | 421.9246 | 469.209 | 594.3266 | 726.7647 | 859.3156 | 961.0232 | 974.345 | 955.5502 | 961.3723 | 883.1309 | 793.2884
2032-03-11 | 705.9004 | 673.7819 | 635.7633 | 603.5562 | 630.8466 | 736.2062 | 862.9492 | 891.4891 | 840.7721 | 765.2588 | 708.5799 | 682.8139 | 654.8013 | 546.4898 | 571.3078 | 629.403 | 767.2248 | 879.8441 | 971.8963 | 984.9221 | 969.9583 | 959.6084 | 873.6673 | 794.2087
2032-03-12 | 724.4833 | 691.2848 | 652.0021 | 617.2066 | 643.7924 | 741.3006 | 867.5144 | 900.9116 | 871.6318 | 767.1432 | 692.1518 | 652.5386 | 590.566 | 514.9497 | 515.4753 | 576.5759 | 708.1883 | 842.9858 | 956.6215 | 959.2147 | 953.8764 | 952.6815 | 895.1338 | 825.3945
2032-03-13 | 748.1808 | 707.9321 | 666.6004 | 629.1637 | 632.0846 | 669.8603 | 743.4082 | 766.1134 | 718.7322 | 647.7535 | 584.9843 | 556.0899 | 423.0645 | 414.164 | 432.841 | 539.0154 | 692.7898 | 832.5085 | 934.433 | 916.5389 | 939.717 | 943.3021 | 891.7989 | 835.2985
2032-03-14 | 738.3458 | 699.2826 | 659.9562 | 619.9884 | 621.0442 | 635.4548 | 678.2374 | 685.9058 | 662.5604 | 606.6962 | 578.8272 | 536.5869 | 424.558 | 425.4755 | 470.9654 | 554.3243 | 711.3389 | 842.8301 | 987.0652 | 992.753 | 994.9269 | 971.4478 | 891.5288 | 807.1622
2032-03-15 | 730.6803 | 659.3358 | 617.7244 | 594.2406 | 625.5828 | 717.8023 | 845.0755 | 846.9391 | 787.3391 | 670.9663 | 611.6159 | 562.7017 | 439.1072 | 433.409 | 482.162 | 566.7734 | 695.6695 | 823.3599 | 985.068 | 1000.9348 | 993.2726 | 964.2433 | 886.6869 | 811.8677
2032-03-16 | 717.4783 | 671.2717 | 617.4677 | 585.1204 | 616.7893 | 717.7117 | 845.545 | 832.184 | 732.2558 | 627.7581 | 535.1248 | 487.0082 | 390.9724 | 425.0476 | 413.0998 | 501.7003 | 668.353 | 818.668 | 941.5346 | 990.1035 | 948.233 | 928.4347 | 838.7748 | 756.5361
2032-03-17 | 694.0601 | 661.6742 | 621.1064 | 591.5334 | 618.104 | 719.3599 | 848.871 | 840.0316 | 736.882 | 630.9355 | 563.7933 | 459.3254 | 380.985 | 353.9802 | 399.016 | 519.0024 | 676.0537 | 821.0421 | 939.6438 | 967.3368 | 934.9169 | 934.358 | 858.4529 | 773.3799
2032-03-18 | 683.7474 | 652.1583 | 613.5434 | 582.7777 | 609.8675 | 713.8008 | 839.4403 | 837.8151 | 768.3127 | 669.0788 | 586.8652 | 538.1651 | 437.1728 | 424.8961 | 464.7601 | 529.5355 | 690.063 | 822.7316 | 941.917 | 963.9101 | 943.2176 | 926.3472 | 839.2966 | 759.7226
2032-03-19 | 701.6704 | 669.5323 | 626.9731 | 594.2913 | 620.1636 | 719.279 | 842.9571 | 838.9675 | 789.8858 | 708.5759 | 649.3316 | 625.377 | 538.4418 | 498.9019 | 532.7533 | 567.371 | 687.8604 | 809.7707 | 929.9704 | 939.4796 | 923.5457 | 916.7445 | 859.301 | 790.4347
2032-03-20 | 728.2762 | 686.1722 | 642.9351 | 608.6084 | 610.8879 | 650.9015 | 722.2633 | 720.8912 | 687.489 | 602.5914 | 573.3514 | 535.5992 | 397.4694 | 400.4536 | 445.4632 | 538.7529 | 672.6454 | 796.8209 | 907.0163 | 910.4024 | 911.5729 | 915.8696 | 864.6048 | 809.276
2032-03-21 | 736.4227 | 696.8243 | 656.38 | 616.535 | 617.2826 | 630.7417 | 673.4413 | 673.65 | 660.0731 | 600.6664 | 576.267 | 522.2998 | 405.7201 | 363.4577 | 427.4531 | 520.631 | 686.5022 | 819.2224 | 981.238 | 992.5666 | 986.6302 | 963.7523 | 885.4712 | 804.4346
2032-03-22 | 747.0626 | 678.2347 | 639.1642 | 612.1072 | 643.0422 | 740.9944 | 869.7472 | 869.8379 | 821.9262 | 732.4425 | 704.6512 | 707.6803 | 632.8294 | 574.4986 | 614.0246 | 629.339 | 812.0484 | 897.7172 | 1035.5457 | 1039.9792 | 1022.3336 | 990.2794 | 907.1773 | 834.0858
2032-03-23 | 746.9586 | 700.1373 | 647.3738 | 613.7387 | 646.0369 | 754.0328 | 885.0867 | 872.2992 | 788.0304 | 688.5339 | 629.7492 | 598.7364 | 466.8827 | 467.6963 | 485.8654 | 605.0817 | 752.374 | 868.8918 | 980.0723 | 1021.0481 | 985.6979 | 965.8431 | 876.4105 | 797.4192
2032-03-24 | 710.277 | 677.6471 | 639.1645 | 607.131 | 634.1667 | 738.4294 | 870.4544 | 856.082 | 779.1356 | 726.2301 | 656.6163 | 657.7588 | 616.1275 | 537.2624 | 566.4443 | 616.6796 | 739.2954 | 863.4112 | 961.1923 | 977.7986 | 950.9782 | 945.7921 | 879.0453 | 793.0017
2032-03-25 | 716.2698 | 682.8365 | 648.3752 | 615.5468 | 643.5807 | 748.6446 | 879.3537 | 851.9805 | 797.2712 | 723.0641 | 694.8025 | 678.9819 | 572.9345 | 533.0465 | 547.0672 | 616.9434 | 760.9599 | 877.1071 | 979.2639 | 1000.5104 | 983.7822 | 973.0411 | 887.7204 | 807.5751
2032-03-26 | 754.4064 | 725.6089 | 679.4387 | 628.6286 | 631.4621 | 663.4884 | 727.6036 | 704.7562 | 705.1971 | 623.3714 | 572.2077 | 479.3962 | 360.5307 | 341.4609 | 364.6754 | 477.1718 | 635.9881 | 805.6489 | 910.8117 | 899.2923 | 914.4689 | 937.7927 | 882.7119 | 822.8308
2032-03-27 | 749.4765 | 702.0181 | 657.6735 | 626.1119 | 631.7099 | 676.4174 | 748.507 | 725.5848 | 669.4738 | 580.9701 | 515.1001 | 360.99 | 300.8851 | 273.739 | 295.8018 | 407.9594 | 610.2778 | 792.6608 | 924.7192 | 924.9836 | 931.9943 | 942.1019 | 891.8587 | 835.5511
2032-03-28 | 740.2213 | 698.3933 | 655.7736 | 618.5408 | 619.296 | 633.1095 | 674.8796 | 633.4233 | 642.2443 | 590.9076 | 577.1031 | 506.4146 | 388.5462 | 362.6835 | 400.6717 | 471.1841 | 643.9288 | 833.5265 | 1005.251 | 1015.0728 | 1002.2767 | 968.0437 | 889.8473 | 809.0522
2032-03-29 | 738.6882 | 667.747 | 627.8791 | 603.3267 | 634.0637 | 724.0188 | 849.0804 | 832.5141 | 768.7635 | 678.2804 | 601.5164 | 538.281 | 416.6955 | 392.536 | 447.4477 | 529.3882 | 697.3776 | 826.8989 | 995.8431 | 1012.7502 | 1006.1398 | 976.7671 | 898.7968 | 821.6734
2032-03-30 | 750.8919 | 701.9522 | 650.5785 | 617.0689 | 653.3375 | 761.6576 | 882.7202 | 843.4514 | 766.8497 | 643.3423 | 566.3163 | 496.6544 | 393.409 | 387.6055 | 410.9926 | 502.459 | 679.1673 | 860.9715 | 992.2718 | 1029.4018 | 995.0008 | 970.8463 | 881.9877 | 806.1709
2032-03-31 | 730.2068 | 694.6303 | 655.3182 | 624.1291 | 657.5021 | 764.4703 | 884.3979 | 853.9452 | 768.9322 | 697.4206 | 668.7468 | 670.772 | 590.5591 | 541.55 | 558.2284 | 636.8718 | 794.8249 | 927.6287 | 1016.2414 | 1018.4867 | 985.43 | 983.9674 | 908.0287 | 822.1672
2032-04-01 | 755.1763 | 722.7832 | 676.4605 | 650.7088 | 687.0011 | 791.9628 | 906.2364 | 897.6534 | 856.9142 | 759.6601 | 716.7907 | 660.2417 | 554.9564 | 526.4187 | 568.3485 | 668.9405 | 868.2252 | 957.6127 | 1040.3436 | 1055.4228 | 1063.7093 | 1036.2487 | 934.4977 | 864.5404
2032-04-02 | 758.6508 | 725.924 | 674.2324 | 646.8769 | 683.4238 | 779.4311 | 884.4151 | 878.1757 | 862.9229 | 770.9867 | 708.1465 | 624.7121 | 539.3371 | 537.2942 | 606.279 | 694.955 | 839.5774 | 932.1478 | 1006.1766 | 1001.7913 | 1016.3743 | 1002.2007 | 930.0601 | 872.335
2032-04-03 | 777.3545 | 735.1235 | 680.9685 | 648.8003 | 656.5645 | 696.3176 | 758.5074 | 757.5136 | 724.9781 | 637.4223 | 589.9132 | 444.0263 | 386.1239 | 418.956 | 482.4354 | 626.2859 | 762.0338 | 881.4974 | 967.4225 | 951.6186 | 985.8574 | 975.2913 | 910.5805 | 868.8501
2032-04-04 | 763.664 | 723.9271 | 670.5216 | 637.0666 | 643.8203 | 652.2176 | 689.7297 | 665.3654 | 690.9502 | 630.2802 | 570.9232 | 473.6182 | 382.4762 | 328.1875 | 408.3763 | 536.0928 | 711.4715 | 865.8512 | 998.0171 | 1009.9926 | 1033.3787 | 998.4826 | 907.5181 | 839.9655
2032-04-05 | 760.0078 | 690.9043 | 637.8491 | 620.6737 | 661.4267 | 749.8886 | 867.0989 | 849.4458 | 777.6275 | 696.145 | 646.5713 | 592.1064 | 530.1016 | 454.5602 | 505.3503 | 569.0294 | 769.9417 | 880.0536 | 1035.4882 | 1048.3961 | 1058.2096 | 1013.2589 | 918.0775 | 857.126
2032-04-06 | 763.2039 | 717.3528 | 655.9881 | 629.1965 | 668.0244 | 769.7119 | 883.1503 | 852.9629 | 772.5239 | 681.4845 | 605.9031 | 546.3286 | 443.4928 | 440.6714 | 465.5455 | 562.3573 | 754.8512 | 879.9478 | 990.0935 | 1032.019 | 1021.7461 | 984.8248 | 885.9989 | 824.2404
2032-04-07 | 720.143 | 689.222 | 637.2041 | 613.4333 | 648.0662 | 744.3709 | 859.98 | 850.2378 | 796.671 | 721.8533 | 646.4392 | 623.656 | 585.3131 | 535.5416 | 649.6337 | 741.4366 | 846.7475 | 916.7661 | 979.5886 | 995.8334 | 982.1605 | 965.7798 | 878.369 | 808.6956
2032-04-08 | 705.2894 | 676.1674 | 628.5818 | 605.5912 | 641.2972 | 739.1747 | 846.0962 | 835.1417 | 811.763 | 717.3556 | 648.0593 | 612.7735 | 522.1651 | 509.6795 | 516.4185 | 603.6694 | 772.4307 | 858.3789 | 958.6149 | 985.1867 | 988.3023 | 961.8314 | 856.9057 | 795.7737
2032-04-09 | 721.5175 | 691.8269 | 639.8669 | 613.9695 | 648.4873 | 739.275 | 846.8273 | 813.1481 | 786.878 | 674.4122 | 596.3452 | 470.2458 | 446.5446 | 419.171 | 473.0718 | 566.3616 | 723.3219 | 842.3482 | 937.3204 | 952.6146 | 961.6946 | 949.4407 | 873.5639 | 824.848
2032-04-10 | 745.0108 | 705.4889 | 652.1198 | 620.1676 | 627.5626 | 658.8326 | 716.9374 | 694.8307 | 646.12 | 569.5304 | 522.6129 | 392.5567 | 352.0727 | 317.7941 | 375.8175 | 506.9731 | 680.0411 | 805.305 | 906.8563 | 907.9837 | 940.9331 | 929.5757 | 865.2177 | 830.2375
2032-04-11 | 747.1939 | 708.4927 | 656.2436 | 622.5195 | 628.6715 | 635.0402 | 666.388 | 653.9903 | 667.7241 | 589.8594 | 575.8979 | 492.4528 | 375.534 | 305.1003 | 387.2289 | 503.1315 | 707.4289 | 833.3483 | 979.1509 | 1000.5474 | 1015.7728 | 981.1858 | 890.2558 | 825.7249
2032-04-12 | 739.3352 | 672.7042 | 621.9878 | 604.7781 | 644.4145 | 731.1212 | 838.3333 | 803.7767 | 753.4503 | 668.6774 | 602.3552 | 489.7249 | 443.7816 | 409.6633 | 449.775 | 542.3736 | 706.6309 | 842.9379 | 992.2829 | 1017.4326 | 1021.2053 | 980.7675 | 883.263 | 829.6544
2032-04-13 | 769.0495 | 723.8836 | 666.9272 | 635.9479 | 677.3055 | 778.7059 | 892.4672 | 863.1559 | 788.4144 | 692.4641 | 581.7557 | 504.703 | 435.3542 | 431.7736 | 496.2819 | 642.1017 | 823.0953 | 911.3347 | 1006.9174 | 1042.6559 | 1028.9182 | 994.1575 | 897.2187 | 832.85
2032-04-14 | 733.2319 | 701.62 | 649.0444 | 623.6967 | 658.338 | 756.9212 | 869.9262 | 852.005 | 807.2144 | 703.885 | 636.1103 | 634.7007 | 556.4333 | 534.2573 | 563.3515 | 674.4744 | 821.8232 | 917.9071 | 984.9841 | 1009.7216 | 996.7788 | 980.3354 | 893.4428 | 825.6689
2032-04-15 | 730.5771 | 699.7221 | 653.971 | 628.5852 | 664.3705 | 767.5801 | 878.3037 | 848.7045 | 784.7086 | 708.3664 | 629.6557 | 515.7322 | 478.5013 | 460.4528 | 516.8437 | 592.9331 | 763.6268 | 880.2072 | 988.4397 | 1014.0488 | 1023.8977 | 996.1621 | 892.9275 | 828.1015
2032-04-16 | 745.0929 | 713.8418 | 661.2792 | 636.739 | 672.2876 | 767.5408 | 870.1893 | 848.7738 | 822.0855 | 734.3205 | 680.9669 | 603.6085 | 550.3141 | 533.5814 | 544.133 | 634.3316 | 776.2339 | 886.3047 | 955.3462 | 971.2 | 995.0578 | 980.9829 | 908.8423 | 854.1409
2032-04-17 | 778.9055 | 734.5853 | 680.6248 | 648.393 | 655.8975 | 693.9002 | 731.0003 | 743.7966 | 752.2616 | 701.0382 | 659.231 | 619.2837 | 493.8372 | 474.8629 | 501.0687 | 620.7725 | 785.6811 | 895.2394 | 969.8124 | 956.7624 | 988.3497 | 968.8506 | 909.8503 | 873.5904
2032-04-18 | 767.7117 | 727.6191 | 676.9524 | 641.7087 | 647.7453 | 657.6691 | 684.0105 | 654.3742 | 643.6509 | 574.751 | 530.1559 | 361.2841 | 324.7139 | 292.4294 | 393.524 | 495.1348 | 693.2002 | 844.4852 | 999.576 | 1013.3081 | 1030.9832 | 997.2092 | 906.6065 | 843.5212
2032-04-19 | 769.8964 | 700.8506 | 649.6899 | 632.188 | 672.5943 | 765.7726 | 872.7009 | 862.7512 | 846.1027 | 775.424 | 724.9544 | 693.4905 | 582.6655 | 535.3641 | 589.4201 | 658.2483 | 839.9148 | 920.8616 | 1035.3965 | 1055.0696 | 1067.3933 | 1024.6744 | 926.3593 | 866.7149
2032-04-20 | 776.6998 | 730.3362 | 669.4304 | 641.7638 | 681.0681 | 778.0846 | 882.3578 | 863.7469 | 807.6664 | 736.2396 | 701.9306 | 687.9302 | 612.5851 | 551.1195 | 571.1329 | 672.3096 | 805.4841 | 911.321 | 1003.2727 | 1040.5816 | 1032.2601 | 1000.8028 | 900.3686 | 838.8936
2032-04-21 | 738.4362 | 706.781 | 656.8602 | 630.9655 | 665.383 | 763.4256 | 868.4562 | 853.1798 | 782.7499 | 720.0623 | 663.2604 | 608.409 | 526.9282 | 535.1633 | 607.6321 | 702.0441 | 840.8202 | 916.767 | 1006.5494 | 1022.4134 | 1009.7417 | 993.0284 | 906.1171 | 838.7664
2032-04-22 | 741.0161 | 711.7886 | 663.6953 | 637.8621 | 674.2399 | 779.978 | 885.2781 | 854.1077 | 833.2513 | 719.6183 | 651.9737 | 560.6669 | 567.6765 | 594.8319 | 600.697 | 668.2336 | 839.6412 | 927.1319 | 1020.9667 | 1039.4032 | 1041.0174 | 1010.2191 | 910.2768 | 845.3872
2032-04-23 | 752.7482 | 723.9969 | 671.4905 | 643.5476 | 678.4079 | 778.3256 | 884.4721 | 860.5862 | 827.9737 | 745.2989 | 691.4882 | 614.6247 | 589.1728 | 540.4592 | 567.0245 | 678.1912 | 832.8208 | 910.9196 | 997.4385 | 1003.0675 | 1008.1302 | 991.0099 | 918.8503 | 868.083
2032-04-24 | 770.2826 | 733.0459 | 678.9405 | 644.4198 | 652.1543 | 689.9066 | 740.0645 | 711.9601 | 712.1595 | 643.4404 | 604.5153 | 520.0967 | 451.5512 | 399.1531 | 452.8059 | 593.7198 | 734.8865 | 860.0872 | 949.4582 | 946.3913 | 975.39 | 967.13 | 902.3374 | 864.976
2032-04-25 | 765.8706 | 728.0484 | 676.4574 | 640.8705 | 646.73 | 656.4653 | 685.8075 | 650.8427 | 637.8978 | 546.4755 | 511.4343 | 359.8724 | 374.4322 | 305.1462 | 412.9248 | 496.5689 | 691.4458 | 837.7988 | 996.6571 | 1019.0765 | 1038.3073 | 1007.0118 | 910.9884 | 846.6802
2032-04-26 | 770.3067 | 700.7486 | 652.8577 | 634.2595 | 673.6682 | 767.4758 | 870.9543 | 841.2086 | 796.3808 | 697.0341 | 654.8222 | 552.7403 | 541.9282 | 519.63 | 588.5797 | 657.9605 | 831.4973 | 911.1607 | 1050.4374 | 1066.2538 | 1071.9658 | 1024.0348 | 927.1092 | 869.0642
2032-04-27 | 771.5893 | 725.9249 | 666.6792 | 637.7629 | 676.9121 | 782.7353 | 892.546 | 858.985 | 799.6708 | 696.6558 | 621.7376 | 599.2535 | 546.0232 | 546.5208 | 593.1744 | 694.647 | 839.6466 | 922.5722 | 1013.9123 | 1055.1031 | 1033.8543 | 999.8793 | 904.6725 | 839.0766
2032-04-28 | 733.0054 | 699.7959 | 647.3435 | 622.943 | 661.3138 | 756.9113 | 855.0627 | 826.8735 | 777.3422 | 689.2197 | 639.0593 | 606.9632 | 520.0668 | 515.4031 | 567.5834 | 648.0136 | 808.4443 | 905.594 | 982.1679 | 1007.9983 | 990.4562 | 974.7274 | 885.5121 | 819.5433
2032-04-29 | 726.5267 | 696.9619 | 647.6191 | 624.1944 | 662.7044 | 761.8347 | 859.4129 | 821.4758 | 768.7964 | 668.5887 | 633.1264 | 515.9301 | 532.707 | 524.608 | 576.7882 | 675.4918 | 825.7411 | 894.9521 | 983.5963 | 1021.339 | 1012.2098 | 984.5888 | 883.3274 | 819.0716
2032-04-30 | 732.7129 | 705.2955 | 650.895 | 625.2191 | 662.8613 | 753.9147 | 853.5737 | 832.7761 | 824.163 | 752.4915 | 692.4835 | 620.077 | 536.1756 | 526.0101 | 517.754 | 629.9389 | 765.5916 | 851.27 | 930.8325 | 949.757 | 977.0306 | 960.7361 | 891.5822 | 839.7559
2032-05-01 | 797.1674 | 740.0636 | 698.8035 | 673.0116 | 676.5842 | 706.424 | 707.7127 | 676.3789 | 644.6784 | 555.7527 | 534.0005 | 408.5342 | 387.8193 | 366.3113 | 443.5792 | 545.4279 | 734.5345 | 856.8158 | 915.7653 | 922.0156 | 953.1935 | 944.2041 | 905.7742 | 865.1888
2032-05-02 | 788.1996 | 736.0601 | 696.9998 | 671.5346 | 676.6632 | 677.8373 | 688.8828 | 625.2169 | 641.129 | 577.0936 | 539.791 | 435.6192 | 402.7243 | 373.8037 | 460.3215 | 531.4848 | 677.667 | 836.1471 | 970.3452 | 996.4417 | 1006.7419 | 977.3953 | 913.5456 | 848.687
2032-05-03 | 797.8955 | 715.0429 | 678.1483 | 667.3227 | 705.9114 | 782.0934 | 865.9178 | 815.7036 | 782.6351 | 715.4041 | 680.817 | 613.1595 | 552.1427 | 575.9568 | 627.5787 | 681.7031 | 817.0425 | 903.4786 | 1019.1815 | 1041.1775 | 1038.8794 | 1005.5812 | 935.8651 | 877.4209
2032-05-04 | 812.5781 | 754.9868 | 705.8861 | 683.6071 | 721.0346 | 802.7334 | 888.3176 | 847.1697 | 847.6253 | 753.6466 | 683.8807 | 749.0922 | 670.8103 | 587.615 | 613.7881 | 715.6553 | 853.9715 | 952.7724 | 996.9574 | 1033.7081 | 1023.0728 | 997.5633 | 925.6274 | 860.4615
2032-05-05 | 785.289 | 737.3803 | 703.1354 | 683.1469 | 711.798 | 796.5984 | 886.3748 | 852.2053 | 799.481 | 720.2466 | 663.8449 | 612.8663 | 529.915 | 509.6245 | 556.4632 | 660.0815 | 806.574 | 922.152 | 1001.6259 | 1024.7583 | 1007.7724 | 1000.9527 | 940.8085 | 865.3106
2032-05-06 | 773.2471 | 726.7728 | 694.4504 | 677.9739 | 711.4059 | 799.7679 | 882.6029 | 847.0674 | 785.6463 | 693.6551 | 598.3584 | 494.6132 | 484.7455 | 488.2578 | 523.7555 | 630.2699 | 784.3774 | 911.7243 | 985.5939 | 1024.2184 | 1022.3774 | 1000.664 | 930.1347 | 861.1428
2032-05-07 | 782.9523 | 737.4118 | 697.4786 | 677.0156 | 709.9523 | 789.7559 | 868.852 | 833.4021 | 806.8429 | 707.5113 | 664.2719 | 590.4277 | 512.9583 | 489.4909 | 535.2334 | 635.3643 | 790.216 | 899.9297 | 958.7267 | 982.065 | 989.4873 | 975.5199 | 932.5541 | 873.997
2032-05-08 | 807.9673 | 755.6165 | 715.5076 | 689.0964 | 695.9617 | 728.5131 | 756.1248 | 728.1201 | 703.6137 | 664.9254 | 626.3464 | 602.2851 | 573.9895 | 569.7184 | 614.6166 | 721.0221 | 812.1493 | 878.8198 | 934.3278 | 936.6501 | 976.0949 | 974.9303 | 932.7249 | 889.5808
2032-05-09 | 788.5485 | 735.6196 | 696.695 | 672.9407 | 678.3183 | 678.7809 | 676.6707 | 631.4149 | 636.6565 | 562.6887 | 526.3603 | 439.5353 | 386.7245 | 351.8309 | 425.3276 | 531.7803 | 699.8816 | 852.7108 | 967.0542 | 995.752 | 1007.7138 | 977.0691 | 912.8712 | 848.415
2032-05-10 | 802.9439 | 722.6464 | 687.0705 | 674.5102 | 712.0234 | 787.7341 | 878.5198 | 865.7416 | 814.6958 | 694.8908 | 657.4257 | 592.3431 | 523.5063 | 499.8286 | 555.7324 | 637.8067 | 775.5582 | 881.1185 | 1002.4166 | 1037.2959 | 1048.6874 | 1016.8667 | 949.982 | 889.3711
2032-05-11 | 811.7538 | 750.9658 | 704.9711 | 682.9735 | 719.6515 | 803.1936 | 859.5479 | 825.9661 | 776.9629 | 669.2288 | 617.0376 | 519.5511 | 518.6464 | 501.3516 | 513.3691 | 621.3802 | 796.8366 | 912.7913 | 989.3766 | 1037.279 | 1023.6645 | 1000.9032 | 926.2499 | 861.1685
2032-05-12 | 757.566 | 710.2779 | 672.2984 | 656.5248 | 690.6041 | 768.072 | 846.1762 | 778.5309 | 709.2212 | 641.6696 | 578.4896 | 456.0799 | 423.0183 | 409.6321 | 467.5767 | 587.0645 | 739.0812 | 865.6913 | 936.3789 | 985.7634 | 970.5904 | 960.5575 | 897.6625 | 829.8323
2032-05-13 | 753.7511 | 709.0352 | 675.3723 | 659.2942 | 693.1719 | 776.7416 | 848.363 | 792.2166 | 711.8929 | 637.6693 | 567.6596 | 456.828 | 458.0892 | 428.419 | 464.6207 | 563.0479 | 735.4514 | 851.485 | 938.7318 | 995.4014 | 990.3371 | 973.8586 | 899.4373 | 834.1167
2032-05-14 | 761.5579 | 718.0045 | 677.5052 | 657.3483 | 692.1849 | 767.8547 | 841.5051 | 792.9527 | 770.0345 | 682.235 | 640.7673 | 583.6332 | 529.9503 | 480.1372 | 522.0314 | 601.6851 | 729.1125 | 834.8363 | 914.9951 | 949.7516 | 958.7565 | 945.8973 | 902.651 | 848.5101
2032-05-15 | 798.0912 | 745.4709 | 704.6434 | 678.7672 | 685.6956 | 713.1975 | 741.6269 | 688.3435 | 657.2008 | 591.4804 | 531.2485 | 417.5934 | 385.6834 | 347.0416 | 399.2287 | 502.0586 | 678.8536 | 846.482 | 927.3105 | 932.3685 | 964.8033 | 954.679 | 920.5717 | 875.655
2032-05-16 | 802.9021 | 751.9473 | 711.8048 | 684.8693 | 690.6829 | 694.9531 | 695.8636 | 650.9242 | 658.2698 | 571.4447 | 524.8356 | 398.1686 | 398.7751 | 346.4928 | 426.1674 | 518.9162 | 687.1321 | 829.3755 | 974.9345 | 1013.8479 | 1024.8718 | 995.1766 | 931.6198 | 867.1204
2032-05-17 | 797.4273 | 715.7529 | 679.7081 | 668.0862 | 706.2946 | 780.0105 | 857.9873 | 825.838 | 786.5398 | 710.6297 | 642.0733 | 576.5768 | 513.3289 | 494.5786 | 555.6097 | 643.1147 | 754.0812 | 866.0761 | 1001.6027 | 1035.7262 | 1042.3076 | 1005.3787 | 938.493 | 879.3826
2032-05-18 | 809.4418 | 751.871 | 701.2177 | 679.4248 | 716.093 | 804.051 | 882.936 | 839.8364 | 781.101 | 689.9774 | 604.5251 | 496.4839 | 474.7879 | 445.5384 | 494.2196 | 618.6461 | 771.2683 | 885.1387 | 968.3575 | 1025.7684 | 1015.853 | 991.5679 | 919.9731 | 855.4498
2032-05-19 | 776.7603 | 729.5403 | 694.9164 | 675.8744 | 709.9591 | 796.4712 | 869.2553 | 790.8086 | 728.8695 | 648.5359 | 582.2292 | 461.8896 | 477.47 | 432.1669 | 501.3637 | 605.3886 | 757.0895 | 877.1476 | 960.8791 | 1003.5421 | 994.8392 | 986.6887 | 923.8431 | 853.9629
2032-05-20 | 769.2137 | 724.8163 | 692.7466 | 674.6236 | 709.1951 | 798.558 | 871.3495 | 807.6653 | 736.9702 | 655.2649 | 606.0242 | 556.6888 | 552.7422 | 507.2535 | 530.6788 | 611.6485 | 761.9319 | 884.0016 | 967.2253 | 1012.4579 | 1009.8073 | 990.5968 | 919.6518 | 851.8495
2032-05-21 | 772.3502 | 729.3153 | 688.855 | 668.2497 | 701.7144 | 782.7081 | 846.5475 | 781.0079 | 740.657 | 670.7175 | 606.7283 | 486.7426 | 500.2818 | 444.0481 | 515.3101 | 618.3258 | 814.224 | 873.314 | 934.3121 | 968.4529 | 975.6872 | 968.361 | 918.5545 | 864.9365
2032-05-22 | 808.8184 | 755.4206 | 715.551 | 688.9566 | 696.4645 | 725.952 | 741.4328 | 701.3756 | 661.1516 | 598.4032 | 558.5153 | 454.0806 | 464.1805 | 471.8972 | 532.6577 | 640.3109 | 734.831 | 862.4656 | 924.2029 | 945.8304 | 973.1349 | 967.2032 | 930.9191 | 887.3035
2032-05-23 | 812.6826 | 759.9347 | 719.948 | 692.3899 | 697.9398 | 703.108 | 701.0394 | 648.7884 | 658.7552 | 594.4441 | 544.2118 | 403.532 | 397.9547 | 351.3063 | 450.8671 | 524.0325 | 689.8367 | 857.08 | 995.7109 | 1024.4644 | 1039.6877 | 1007.785 | 945.2748 | 878.7734
2032-05-24 | 796.066 | 715.607 | 679.5182 | 669.7791 | 713.5934 | 812.7191 | 884.2811 | 829.3978 | 813.0445 | 737.7805 | 690.6299 | 649.2284 | 580.0289 | 534.9316 | 578.3493 | 641.1577 | 805.1958 | 888.1489 | 1029.5463 | 1068.6368 | 1049.3147 | 1003.2381 | 936.2748 | 877.0338
2032-05-25 | 786.4211 | 729.5237 | 680.492 | 658.7607 | 694.9528 | 778.5605 | 850.8206 | 785.5357 | 713.3402 | 623.1567 | 560.2734 | 469.6067 | 524.4297 | 570.5398 | 582.7762 | 711.1714 | 807.7365 | 891.6503 | 957.5414 | 1013.2783 | 996.1651 | 967.8522 | 894.5679 | 829.6243
2032-05-26 | 777.3176 | 725.4047 | 688.5516 | 670.0823 | 704.3776 | 789.0946 | 853.1165 | 798.6391 | 724.3055 | 651.0172 | 636.3091 | 636.0226 | 683.8403 | 685.7861 | 729.1136 | 799.845 | 888.6796 | 932.6426 | 981.3665 | 1011.1893 | 992.9085 | 985.1673 | 921.6901 | 851.9985
2032-05-27 | 777.5549 | 739.8424 | 704.9612 | 685.8821 | 720.0067 | 810.1482 | 876.6994 | 825.0113 | 769.9408 | 677.5326 | 664.8033 | 677.1938 | 685.3647 | 689.1498 | 652.0904 | 745.0528 | 901.9777 | 964.4375 | 999.8216 | 1032.3872 | 1028.1367 | 1015.5413 | 929.221 | 870.143
2032-05-28 | 784.5711 | 739.7506 | 699.3939 | 678.5715 | 712.3598 | 792.4709 | 854.7856 | 811.0714 | 777.5107 | 713.5929 | 659.8207 | 634.8648 | 606.2152 | 614.4754 | 722.2443 | 797.8712 | 879.5916 | 924.6677 | 970.6851 | 990.7151 | 992.8669 | 976.5826 | 934.9326 | 877.5254
2032-05-29 | 809.9098 | 753.6028 | 712.1951 | 686.0676 | 691.6395 | 722.3133 | 736.6801 | 702.6481 | 667.1243 | 618.6442 | 585.3201 | 512.5516 | 522.2903 | 547.9526 | 630.9077 | 719.7044 | 818.987 | 888.9797 | 934.0525 | 945.1725 | 963.1537 | 962.2262 | 921.1494 | 885.5416
2032-05-30 | 796.2567 | 745.07 | 705.0862 | 680.3283 | 687.0542 | 692.5921 | 690.4067 | 631.3767 | 625.7136 | 579.9685 | 547.8796 | 506.1954 | 469.6218 | 453.2274 | 525.9518 | 593.1407 | 727.5553 | 850.1599 | 986.1983 | 1021.287 | 1030.3108 | 995.5266 | 930.3779 | 863.2612
2032-05-31 | 832.3521 | 757.1066 | 717.0548 | 689.924 | 705.6814 | 721.6185 | 733.0579 | 684.4838 | 708.5673 | 680.3737 | 657.8671 | 651.2951 | 555.5504 | 477.2205 | 571.5149 | 652.2401 | 788.008 | 882.6505 | 986.4937 | 998.1756 | 1017.5074 | 1011.148 | 936.0158 | 892.1385
2032-06-01 | 804.437 | 735.8725 | 673.98 | 656.3144 | 699.0137 | 799.0932 | 899.4427 | 873.1985 | 855.1603 | 780.7692 | 738.489 | 738.7754 | 689.3873 | 622.7653 | 668.2704 | 814.5062 | 946.046 | 1004.1815 | 1063.4244 | 1102.0374 | 1081.8583 | 1042.8604 | 973.0811 | 885.1866
2032-06-02 | 768.5102 | 718.7923 | 670.716 | 651.572 | 687.3615 | 782.921 | 874.608 | 855.1679 | 815.4563 | 744.6116 | 685.6905 | 618.939 | 560.7524 | 517.0174 | 569.3802 | 682.1529 | 834.2251 | 951.6537 | 1021.7356 | 1061.2181 | 1045.3813 | 1029.0393 | 969.2086 | 876.8138
2032-06-03 | 763.1719 | 709.6628 | 667.8995 | 650.7432 | 687.0814 | 787.6256 | 879.3047 | 847.6971 | 834.7681 | 777.6047 | 706.1394 | 658.4947 | 605.6159 | 614.7761 | 640.485 | 745.4637 | 888.9429 | 977.2495 | 1032.2024 | 1072.1241 | 1062.2043 | 1037.0753 | 962.773 | 877.1506
2032-06-04 | 771.3699 | 722.2166 | 673.7318 | 653.1606 | 688.9194 | 781.1346 | 869.9866 | 857.7723 | 878.1061 | 843.3272 | 790.8349 | 786.8044 | 741.3786 | 646.0026 | 707.4064 | 807.5177 | 891.7824 | 968.4613 | 1018.1613 | 1023.6643 | 1030.6578 | 1013.6496 | 975.9394 | 900.6253
2032-06-05 | 799.981 | 735.8973 | 684.9032 | 656.491 | 658.6029 | 679.9147 | 710.2269 | 720.185 | 733.1304 | 683.8556 | 657.3241 | 597.1765 | 486.1939 | 423.1234 | 481.1922 | 615.0626 | 801.0944 | 901.4664 | 960.5092 | 977.1353 | 1004.4995 | 992.7199 | 963.7583 | 905.0096
2032-06-06 | 781.4652 | 723.5352 | 672.3229 | 644.3565 | 645.2769 | 640.4171 | 640.3402 | 618.2671 | 649.1862 | 611.0797 | 576.47 | 533.1462 | 507.2276 | 453.2482 | 588.6928 | 732.0788 | 798.168 | 898.0955 | 1008.8652 | 1035.396 | 1042.0257 | 1009.6223 | 949.232 | 865.9142
2032-06-07 | 793.0433 | 705.372 | 657.9109 | 646.121 | 686.472 | 775.1988 | 861.6997 | 833.4546 | 800.2094 | 719.3531 | 680.7139 | 581.1106 | 563.0802 | 538.4948 | 571.7886 | 657.8066 | 824.6946 | 924.9252 | 1058.3374 | 1096.2611 | 1094.1666 | 1045.1767 | 984.3265 | 904.6182
2032-06-08 | 795.5978 | 732.1477 | 673.2789 | 650.4624 | 689.5719 | 785.4856 | 879.7945 | 845.0916 | 816.7732 | 739.1867 | 677.8398 | 620.6908 | 569.7342 | 511.5216 | 549.0911 | 680.4666 | 810.6431 | 936.4853 | 1021.8061 | 1083.6051 | 1066.0539 | 1028.8857 | 955.957 | 869.9279
2032-06-09 | 765.4552 | 712.212 | 667.6367 | 648.5653 | 684.2575 | 776.1712 | 869.8517 | 847.9097 | 816.0029 | 759.9994 | 719.1469 | 697.6807 | 615.8831 | 587.6532 | 653.1343 | 778.6122 | 900.2673 | 952.9716 | 1022.5644 | 1056.4589 | 1040.4151 | 1024.8474 | 964.542 | 874.2443
2032-06-10 | 760.0613 | 706.8321 | 665.123 | 647.5146 | 683.9047 | 778.989 | 872.558 | 862.5425 | 849.5497 | 789.0292 | 750.7913 | 736.2719 | 640.4209 | 585.7685 | 648.3878 | 763.0856 | 870.9565 | 954.1082 | 1018.7967 | 1062.1082 | 1055.2354 | 1032.0159 | 957.6083 | 873.977
2032-06-11 | 807.196 | 758.1231 | 703.6779 | 666.4713 | 675.1669 | 692.2032 | 715.5571 | 690.0339 | 741.2891 | 691.4397 | 636.5312 | 529.4948 | 476.2986 | 466.5923 | 502.7024 | 634.6542 | 749.4891 | 868.6319 | 935.6828 | 957.0193 | 988.8518 | 998.9871 | 961.5576 | 900.8426
2032-06-12 | 796.7269 | 732.9709 | 678.6266 | 655.8769 | 661.171 | 683.8773 | 706.1554 | 704.0088 | 714.6262 | 683.3055 | 638.1486 | 545.9349 | 486.5447 | 452.5123 | 481.0621 | 637.3432 | 789.7046 | 899.9479 | 969.7299 | 982.9066 | 1010.6905 | 997.3265 | 967.1158 | 909.5865
2032-06-13 | 788.1182 | 729.1665 | 678.0348 | 649.6422 | 649.7116 | 646.9773 | 643.9364 | 600.5234 | 651.195 | 595.4554 | 564.6349 | 440.8602 | 417.1723 | 380.9945 | 481.7564 | 593.8798 | 742.2222 | 890.7466 | 1007.9294 | 1044.4269 | 1053.8552 | 1021.2538 | 960.0951 | 875.5237
2032-06-14 | 793.7046 | 704.5118 | 655.9459 | 644.7227 | 685.1687 | 769.1301 | 867.9214 | 829.9029 | 817.1336 | 748.0758 | 708.9091 | 654.2454 | 589.6456 | 549.7212 | 608.8243 | 711.7607 | 856.1451 | 941.6508 | 1065.5001 | 1089.1293 | 1095.5198 | 1046.4964 | 983.2055 | 905.0095
2032-06-15 | 794.1727 | 729.5259 | 670.5058 | 647.9035 | 687.0382 | 781.1572 | 880.269 | 869.9778 | 860.6818 | 805.7178 | 713.687 | 749.8077 | 684.3402 | 630.6579 | 598.3348 | 691.4461 | 828.6202 | 938.515 | 1026.0203 | 1078.0759 | 1060.7419 | 1025.6345 | 954.0751 | 867.1792
2032-06-16 | 758.5198 | 708.1355 | 660.6808 | 640.5705 | 676.6229 | 763.9862 | 860.2813 | 830.7711 | 801.4341 | 741.3319 | 675.5939 | 599.4264 | 542.5901 | 518.6644 | 594.9799 | 717.351 | 855.0951 | 957.0012 | 1009.6232 | 1045.677 | 1027.3026 | 1014.9608 | 954.3151 | 864.0659
2032-06-17 | 747.1287 | 694.7955 | 653.0418 | 634.2404 | 668.2176 | 761.7786 | 857.2033 | 854.2485 | 855.7166 | 806.9301 | 756.3812 | 715.7919 | 646.5628 | 558.9792 | 591.8873 | 669.4637 | 797.044 | 913.2515 | 998.7246 | 1047.0711 | 1040.0596 | 1011.2349 | 940.5409 | 858.5062
2032-06-18 | 767.6051 | 714.7914 | 668.3844 | 647.6582 | 679.9997 | 770.1754 | 867.6511 | 855.6933 | 870.8615 | 798.3871 | 724.7054 | 664.4695 | 550.5207 | 522.9448 | 557.7315 | 698.7208 | 845.2766 | 920.6929 | 979.596 | 1013.5049 | 1024.6107 | 1007.3725 | 968.1575 | 895.0385
2032-06-19 | 786.7873 | 722.6729 | 674.6885 | 647.3465 | 649.8215 | 668.763 | 705.0989 | 686.3934 | 696.4048 | 643.7208 | 600.747 | 497.8573 | 462.5481 | 399.3971 | 430.0377 | 587.0649 | 709.7641 | 836.9747 | 924.3972 | 957.5761 | 992.7072 | 984.9738 | 951.699 | 895.0343
2032-06-20 | 768.8282 | 707.1087 | 658.4678 | 631.9535 | 632.0633 | 625.0299 | 618.5561 | 597.0123 | 656.3472 | 616.7221 | 562.1883 | 538.7277 | 463.4569 | 389.4768 | 434.1444 | 522.4659 | 665.3016 | 820.3142 | 961.9508 | 1013.185 | 1030.9201 | 990.8516 | 931.6513 | 849.5687
2032-06-21 | 777.0212 | 686.9992 | 641.78 | 629.5667 | 667.6191 | 749.9682 | 848.052 | 807.7709 | 776.1929 | 716.013 | 685.1536 | 639.7977 | 591.9574 | 529.954 | 563.2835 | 647.7858 | 770.6249 | 881.9537 | 1015.3309 | 1065.8293 | 1071.3074 | 1026.2581 | 961.5056 | 886.2286
2032-06-22 | 792.6289 | 724.6507 | 667.7078 | 646.7775 | 686.1402 | 779.8521 | 874.517 | 839.8095 | 796.7442 | 729.2184 | 667.7571 | 567.2812 | 511.6405 | 488.6803 | 527.2207 | 640.1502 | 793.0961 | 914.5339 | 1001.1178 | 1065.9048 | 1058.2267 | 1021.394 | 948.1692 | 863.7213
2032-06-23 | 754.3767 | 701.8563 | 656.3457 | 638.1444 | 673.326 | 764.6468 | 861.7043 | 834.6518 | 807.2 | 736.4119 | 676.2857 | 604.8845 | 537.724 | 514.1328 | 531.3512 | 646.087 | 780.6676 | 898.8298 | 988.188 | 1041.8533 | 1024.6443 | 1005.5721 | 942.7406 | 858.8408
2032-06-24 | 766.0327 | 711.2182 | 668.7744 | 653.7955 | 688.1937 | 790.9994 | 888.1506 | 868.2652 | 856.1723 | 804.5514 | 771.8769 | 776.6971 | 725.8107 | 665.2577 | 701.0989 | 792.4384 | 872.009 | 975.1897 | 1032.7894 | 1069.2684 | 1063.6328 | 1037.718 | 966.6922 | 882.5548
2032-06-25 | 773.3736 | 720.8717 | 672.4921 | 652.0599 | 687.1167 | 776.0978 | 869.4951 | 857.664 | 856.4154 | 789.1164 | 705.6766 | 582.1101 | 516.4515 | 513.8428 | 558.8686 | 681.5702 | 803.9752 | 905.4454 | 973.8732 | 1011.9724 | 1026.5426 | 1009.5619 | 967.8878 | 895.5671
2032-06-26 | 781.0601 | 718.5532 | 670.1186 | 643.4008 | 645.2451 | 663.5003 | 697.3161 | 686.9627 | 692.6519 | 679.3804 | 629.0923 | 564.1864 | 476.0752 | 423.5183 | 407.9088 | 558.5648 | 732.0532 | 857.1326 | 923.9276 | 951.0674 | 985.6455 | 974.388 | 943.1624 | 886.8784
2032-06-27 | 788.7059 | 726.7878 | 679.486 | 650.9191 | 651.6872 | 648.2312 | 652.7907 | 615.4193 | 641.6392 | 577.7873 | 550.4471 | 425.6753 | 385.9834 | 367.702 | 500.6042 | 630.5526 | 770.6064 | 875.4681 | 999.6869 | 1038.8453 | 1050.0954 | 1022.8063 | 958.1142 | 876.0174
2032-06-28 | 792.1698 | 701.2025 | 657.1813 | 645.3871 | 684.0899 | 774.4667 | 871.1813 | 853.2074 | 829.6674 | 772.5565 | 731.2685 | 687.8997 | 651.374 | 615.3343 | 657.2265 | 761.8604 | 890.3328 | 957.5871 | 1062.5729 | 1091.0419 | 1092.3118 | 1046.9606 | 982.8224 | 904.6341
2032-06-29 | 799.795 | 735.4281 | 678.31 | 654.161 | 693.2098 | 801.1593 | 907.0289 | 869.3579 | 842.2472 | 778.2489 | 713.3234 | 639.3099 | 576.513 | 555.7833 | 610.958 | 765.1926 | 851.0894 | 946.6345 | 1048.0084 | 1100.1183 | 1069.9063 | 1035.0779 | 961.1701 | 877.4384
2032-06-30 | 757.5346 | 705.3123 | 661.0642 | 641.0346 | 677.9117 | 784.3551 | 886.9243 | 860.6664 | 836.8562 | 774.29 | 696.608 | 634.4184 | 543.935 | 516.5269 | 619.9111 | 712.2401 | 864.6661 | 948.7787 | 1029.7161 | 1065.0203 | 1034.9703 | 1015.7019 | 959.2459 | 867.2941
2032-07-01 | 799.6078 | 755.1669 | 710.8841 | 691.8533 | 723.996 | 833.6838 | 930.1162 | 901.8967 | 883.1258 | 820.795 | 776.7369 | 735.2596 | 692.4886 | 729.1376 | 753.6906 | 816.6207 | 952.977 | 1031.2188 | 1087.0661 | 1134.209 | 1102.9624 | 1079.5003 | 999.7962 | 910.7201
2032-07-02 | 817.5854 | 772.1667 | 722.7578 | 701.6484 | 737.0078 | 842.4544 | 942.1092 | 925.5155 | 912.5748 | 837.5629 | 786.1272 | 707.8048 | 653.9707 | 628.7361 | 674.3838 | 781.5164 | 900.3109 | 1000.8417 | 1050.8152 | 1083.3127 | 1085.2591 | 1067.0499 | 1020.1076 | 942.9858
2032-07-03 | 833.0409 | 776.4064 | 725.2676 | 695.3299 | 691.3736 | 705.0012 | 744.3825 | 756.1433 | 799.8268 | 772.4659 | 730.5469 | 694.0128 | 576.729 | 521.9571 | 539.6994 | 641.7833 | 792.5213 | 926.9043 | 986.8446 | 1012.0241 | 1041.7354 | 1032.6688 | 991.5922 | 937.5005
2032-07-04 | 819.1162 | 761.7875 | 713.8875 | 683.8687 | 678.3172 | 662.2838 | 666.7224 | 659.0029 | 675.9707 | 654.2705 | 611.8978 | 526.3673 | 465.953 | 407.8979 | 505.8146 | 593.1664 | 754.9417 | 901.7238 | 1008.6357 | 1064.8446 | 1088.7905 | 1052.7553 | 982.2972 | 900.4766
2032-07-05 | 856.5146 | 770.3705 | 720.6531 | 692.4372 | 700.6151 | 713.7889 | 743.2597 | 727.7072 | 749.9307 | 715.0827 | 720.5166 | 650.5962 | 564.8889 | 537.6137 | 564.5232 | 666.9674 | 844.1648 | 947.5179 | 1046.9604 | 1075.0105 | 1065.9177 | 1071.0294 | 996.5561 | 928.0378
2032-07-06 | 821.8523 | 756.8669 | 696.2695 | 679.5228 | 717.14 | 809.1918 | 921.0314 | 917.063 | 882.1905 | 825.6409 | 777.2094 | 759.4027 | 614.0978 | 599.7197 | 608.8591 | 735.2178 | 856.323 | 972.9673 | 1045.6248 | 1120.6608 | 1100.0945 | 1063.0158 | 981.8452 | 892.7183
2032-07-07 | 792.3506 | 740.7977 | 698.8506 | 678.9205 | 712.038 | 804.5643 | 910.7027 | 909.9816 | 845.4252 | 794.3261 | 748.4436 | 700.3513 | 607.0368 | 601.7216 | 626.9029 | 736.5612 | 865.3679 | 981.891 | 1045.1595 | 1101.6903 | 1073.4812 | 1063.4502 | 991.9706 | 896.9761
2032-07-08 | 796.6051 | 747.9636 | 708.1457 | 687.7746 | 719.2134 | 822.0192 | 927.9404 | 928.3867 | 913.0018 | 833.1327 | 774.6296 | 761.267 | 678.6164 | 668.6001 | 651.7496 | 715.257 | 850.2703 | 976.9624 | 1057.0065 | 1120.9968 | 1106.8712 | 1083.6148 | 999.9918 | 907.1751
2032-07-09 | 795.7464 | 748.5533 | 700.1888 | 679.8919 | 709.0921 | 798.586 | 902.3204 | 889.7067 | 873.3804 | 801.1549 | 733.5354 | 628.1703 | 562.3828 | 555.3085 | 590.5246 | 706.0202 | 861.911 | 957.0769 | 1006.0175 | 1051.8956 | 1052.1791 | 1035.8259 | 985.4674 | 913.749
2032-07-10 | 831.6622 | 775.0991 | 724.5582 | 696.0368 | 693.5129 | 707.2664 | 745.8852 | 755.6184 | 759.5409 | 725.9046 | 695.0008 | 624.6395 | 511.3163 | 471.1831 | 555.1477 | 663.9538 | 831.9807 | 918.8223 | 983.9269 | 1012.0486 | 1032.4135 | 1030.3095 | 990.133 | 931.6459
2032-07-11 | 820.3183 | 764.8181 | 714.7838 | 685.2703 | 680.1489 | 672.1937 | 687.2396 | 675.7571 | 727.2833 | 681.4231 | 662.9523 | 637.2485 | 523.4158 | 438.6895 | 505.3207 | 586.9326 | 742.4675 | 901.651 | 1033.2243 | 1083.4513 | 1085.6798 | 1055.42 | 988.1913 | 901.9406
2032-07-12 | 830.8085 | 744.2749 | 699.3217 | 686.7537 | 722.3412 | 814.74 | 921.8763 | 918.2069 | 868.9349 | 810.9531 | 785.2055 | 731.1184 | 666.7979 | 700.6283 | 771.3045 | 876.6538 | 987.2363 | 1032.9266 | 1122.6252 | 1154.8817 | 1142.3205 | 1103.6918 | 1026.72 | 939.6581
2032-07-13 | 833.7153 | 776.7721 | 718.1188 | 694.4702 | 729.2683 | 825.2833 | 936.0474 | 937.8316 | 933.8067 | 898.3781 | 841.68 | 807.7447 | 735.2759 | 651.4312 | 650.9943 | 759.1771 | 908.6541 | 1025.7614 | 1072.924 | 1137.5975 | 1111.6718 | 1079.2015 | 997.0476 | 908.7246
2032-07-14 | 811.7945 | 762.5849 | 718.1272 | 697.9875 | 730.3583 | 829.9991 | 941.8274 | 940.8298 | 895.2133 | 836.9715 | 781.5391 | 761.9247 | 654.4827 | 644.8665 | 675.2901 | 810.5185 | 945.4628 | 1031.8731 | 1086.4036 | 1127.0437 | 1103.9707 | 1090.5339 | 1017.4655 | 923.6918
2032-07-15 | 808.7381 | 759.7679 | 721.0393 | 702.1562 | 732.9213 | 833.8961 | 943.5803 | 942.7271 | 898.5666 | 815.0193 | 768.3516 | 750.592 | 699.2008 | 715.56 | 736.3316 | 822.0244 | 926.9131 | 1017.0324 | 1084.3214 | 1139.4361 | 1123.7775 | 1100.7016 | 1015.1874 | 925.0816
2032-07-16 | 815.9942 | 768.6769 | 718.8769 | 697.5677 | 729.89 | 823.2384 | 928.1086 | 927.1414 | 929.6954 | 852.0076 | 769.2831 | 703.052 | 624.888 | 645.4154 | 704.3127 | 802.5198 | 898.7768 | 1000.1512 | 1053.8467 | 1084.1859 | 1087.0182 | 1068.8932 | 1024.7709 | 945.5558
2032-07-17 | 826.2631 | 770.9118 | 720.3065 | 690.9021 | 688.2645 | 704.225 | 748.5036 | 776.407 | 776.4382 | 755.644 | 725.7835 | 709.9019 | 604.2544 | 584.9354 | 610.6763 | 714.0898 | 848.9783 | 957.6042 | 994.7274 | 1015.157 | 1031.1226 | 1031.1185 | 989.7068 | 932.5886
2032-07-18 | 816.1535 | 762.6283 | 711.0694 | 681.4179 | 675.7318 | 666.3718 | 679.5403 | 669.9172 | 721.0414 | 667.8002 | 665.0961 | 660.2157 | 620.5258 | 561.2394 | 647.4166 | 737.6416 | 870.1857 | 957.6442 | 1048.9928 | 1086.2961 | 1090.3393 | 1057.1708 | 984.0212 | 898.9067
2032-07-19 | 828.0949 | 744.6308 | 698.8726 | 686.2385 | 720.9688 | 808.2592 | 920.2144 | 917.6399 | 877.2748 | 811.4154 | 786.9722 | 763.7934 | 658.4183 | 654.6991 | 682.2834 | 750.963 | 906.3925 | 1001.4314 | 1115.081 | 1150.233 | 1142.1286 | 1096.9605 | 1019.7185 | 935.2243
2032-07-20 | 824.3837 | 767.28 | 707.9863 | 685.1649 | 719.4052 | 815.6087 | 926.6023 | 918.7566 | 866.3453 | 785.763 | 730.0645 | 660.288 | 594.7333 | 590.2521 | 640.2634 | 758.3174 | 869.8715 | 987.8035 | 1056.2745 | 1121.7619 | 1096.3916 | 1065.847 | 982.4985 | 893.5433
2032-07-21 | 808.2051 | 760.416 | 716.4744 | 695.6609 | 728.0754 | 828.7536 | 940.458 | 928.4058 | 881.544 | 805.4482 | 748.8346 | 693.6532 | 624.3157 | 627.6864 | 685.351 | 808.3049 | 936.8113 | 1023.5395 | 1078.4933 | 1119.5032 | 1096.9138 | 1086.5522 | 1015.6851 | 918.7597
2032-07-22 | 811.3647 | 762.0498 | 722.8973 | 703.2546 | 735.1796 | 840.1459 | 953.1264 | 980.1662 | 953.4144 | 844.2233 | 789.6011 | 771.164 | 680.2942 | 669.9713 | 710.4529 | 845.8932 | 1004.0103 | 1056.3992 | 1096.1569 | 1134.7007 | 1123.6738 | 1102.9601 | 1018.7047 | 928.0111
2032-07-23 | 811.1978 | 764.1616 | 713.9277 | 692.1881 | 722.0272 | 816.6832 | 923.5772 | 923.3061 | 928.5867 | 866.3131 | 799.4079 | 756.0459 | 659.1401 | 675.4599 | 711.7591 | 794.2532 | 898.204 | 988.1496 | 1033.7015 | 1067.1665 | 1067.8085 | 1055.8826 | 1004.967 | 930.3353
2032-07-24 | 831.3453 | 772.7293 | 723.8869 | 694.4722 | 691.3709 | 706.8272 | 753.2197 | 791.0689 | 830.0144 | 813.7799 | 783.5333 | 775.7064 | 770.3054 | 658.8451 | 660.6348 | 747.2076 | 866.4394 | 952.0559 | 1003.7266 | 1017.1009 | 1038.6815 | 1033.1412 | 993.0334 | 935.5283
2032-07-25 | 820.9025 | 767.0705 | 715.0357 | 685.7856 | 680.6017 | 672.8921 | 686.1289 | 669.9689 | 700.3464 | 652.6052 | 633.9768 | 574.5938 | 497.5126 | 470.2689 | 549.5013 | 671.3604 | 827.1427 | 945.976 | 1047.5808 | 1085.527 | 1089.3115 | 1057.885 | 987.3387 | 902.5417
2032-07-26 | 825.5236 | 741.0303 | 695.3437 | 682.7844 | 717.8066 | 807.6841 | 918.8337 | 914.3856 | 895.7071 | 830.5401 | 794.8925 | 802.5329 | 684.9428 | 633.7907 | 671.9557 | 755.4554 | 919.262 | 1003.6823 | 1105.0586 | 1141.701 | 1132.1239 | 1093.1607 | 1014.0476 | 931.2837
2032-07-27 | 843.4922 | 780.912 | 725.9084 | 701.4655 | 736.1337 | 834.5554 | 951.2825 | 955.997 | 913.636 | 856.4844 | 779.4408 | 742.8162 | 632.4753 | 615.5382 | 625.1282 | 760.2196 | 896.8926 | 1011.8356 | 1084.1088 | 1140.9024 | 1123.1235 | 1088.4133 | 1006.3357 | 916.6862
2032-07-28 | 809.9342 | 760.4452 | 717.417 | 696.6772 | 728.6468 | 825.2115 | 939.3186 | 928.2313 | 882.3107 | 810.9387 | 747.2935 | 726.2949 | 650.2928 | 618.4042 | 643.1965 | 771.6844 | 907.7064 | 1019.9274 | 1076.3244 | 1116.0822 | 1096.1973 | 1084.5006 | 1014.0166 | 919.5792
2032-07-29 | 790.8156 | 742.4768 | 702.5491 | 682.2866 | 712.1435 | 809.7591 | 918.4335 | 909.2843 | 857.52 | 790.209 | 726.8086 | 626.0212 | 585.6186 | 602.3007 | 626.723 | 717.9766 | 863.4706 | 980.777 | 1050.9497 | 1102.5152 | 1093.3404 | 1074.1836 | 991.6949 | 902.9443
2032-07-30 | 796.6749 | 749.1126 | 698.707 | 676.1426 | 705.1433 | 795.0819 | 900.449 | 899.5776 | 869.1836 | 786.1093 | 732.2009 | 644.5175 | 562.9632 | 563.6659 | 623.3548 | 711.2135 | 854.5857 | 946.19 | 1020.064 | 1051.2467 | 1049.6196 | 1040.0019 | 992.0027 | 917.8964
2032-07-31 | 834.8745 | 779.1647 | 727.8554 | 698.5228 | 696.0631 | 714.445 | 760.9374 | 785.2981 | 789.3582 | 737.6324 | 717.4484 | 721.7576 | 609.1328 | 613.3702 | 705.2741 | 785.1354 | 905.4193 | 994.5572 | 998.7927 | 1021.2688 | 1039.1012 | 1035.6215 | 998.6614 | 941.3889
2032-08-01 | 882.4906 | 818.7842 | 765.2022 | 736.0267 | 736.6021 | 747.4102 | 774.2427 | 770.5031 | 826.5507 | 798.9419 | 763.3097 | 731.921 | 640.9249 | 580.1894 | 611.3292 | 689.6691 | 842.0802 | 989.6599 | 1122.4937 | 1160.7073 | 1164.4248 | 1126.0188 | 1044.2187 | 956.8386
2032-08-02 | 882.3338 | 790.522 | 742.544 | 730.8266 | 769.7456 | 871.4741 | 988.8862 | 959.2738 | 923.5871 | 850.3386 | 813.3773 | 764.0148 | 723.0378 | 692.6087 | 740.6475 | 794.6411 | 960.2875 | 1062.6227 | 1168.3462 | 1207.488 | 1197.9566 | 1150.265 | 1070.5813 | 987.9791
2032-08-03 | 890.3184 | 823.9723 | 761.7481 | 739.0935 | 777.5587 | 884.3587 | 1004.7348 | 966.7827 | 896.5792 | 813.9967 | 753.5696 | 644.4074 | 638.2237 | 624.8915 | 653.5349 | 783.1847 | 932.3016 | 1064.8071 | 1130.7802 | 1187.9387 | 1169.281 | 1129.1528 | 1039.914 | 950.556
2032-08-04 | 852.5726 | 801.4087 | 747.3927 | 731.1975 | 765.5742 | 871.3378 | 987.0425 | 964.9689 | 895.1877 | 821.1741 | 794.4373 | 746.974 | 657.3721 | 642.4924 | 650.1285 | 757.4384 | 922.5796 | 1062.8629 | 1121.6942 | 1162.0838 | 1141.0471 | 1122.759 | 1048.6787 | 955.1246
2032-08-05 | 840.7443 | 788.2541 | 742.2393 | 724.7909 | 759.7227 | 870.9458 | 985.7376 | 955.3499 | 915.9858 | 850.0292 | 782.2416 | 776.3012 | 735.6989 | 703.1721 | 733.178 | 823.39 | 964.5551 | 1051.5228 | 1106.7983 | 1164.0773 | 1151.5514 | 1123.2234 | 1034.2746 | 948.646
2032-08-06 | 843.4162 | 792.0099 | 736.7241 | 717.7587 | 752.1215 | 855.7836 | 970.3533 | 952.2036 | 946.9707 | 895.3144 | 800.9067 | 771.4773 | 705.997 | 671.6242 | 713.1445 | 799.9155 | 924.221 | 1009.6371 | 1066.9254 | 1103.4667 | 1100.7612 | 1083.1414 | 1028.3746 | 954.4543
2032-08-07 | 883.0729 | 820.1292 | 765.6811 | 738.7467 | 740.792 | 775.6941 | 834.9209 | 845.4128 | 868.1493 | 803.5723 | 758.9306 | 707.751 | 635.4542 | 601.5192 | 632.6627 | 727.6478 | 892.8444 | 1020.4558 | 1065.4537 | 1076.1097 | 1095.9928 | 1086.4324 | 1038.8637 | 978.7889
2032-08-08 | 873.1574 | 811.9506 | 757.754 | 729.84 | 730.696 | 740.574 | 767.8731 | 737.84 | 752.6154 | 709.6018 | 663.0839 | 548.4462 | 521.4343 | 469.9759 | 563.6221 | 651.6494 | 862.9668 | 1007.4845 | 1114.2218 | 1147.7277 | 1148.7716 | 1119.5298 | 1032.6418 | 949.2758
2032-08-09 | 873.8702 | 781.7209 | 733.4504 | 722.6547 | 761.5504 | 861.2605 | 981.8535 | 983.4186 | 959.0593 | 869.6933 | 830.5633 | 815.5964 | 752.237 | 717.5743 | 748.9443 | 833.2564 | 986.4454 | 1074.0731 | 1156.134 | 1198.5395 | 1187.2085 | 1141.7158 | 1059.4442 | 979.3583
2032-08-10 | 891.4736 | 823.2475 | 763.2605 | 741.0024 | 779.3161 | 889.6298 | 1010.7478 | 990.8917 | 955.1762 | 870.981 | 805.9725 | 771.1723 | 676.1008 | 648.848 | 660.9191 | 743.068 | 904.8165 | 1056.6225 | 1134.7464 | 1194.2091 | 1166.5976 | 1133.9791 | 1044.2692 | 958.2233
2032-08-11 | 834.2293 | 780.1018 | 730.6761 | 713.7869 | 748.6078 | 854.5485 | 972.8931 | 942.0153 | 865.5472 | 797.0957 | 753.0405 | 685.4928 | 601.5281 | 591.7648 | 643.1162 | 760.3749 | 940.6886 | 1048.8417 | 1099.5163 | 1140.4323 | 1114.3787 | 1096.0016 | 1020.1615 | 928.8974
2032-08-12 | 839.3155 | 786.9245 | 738.3073 | 722.0316 | 754.999 | 869.175 | 985.5313 | 948.7237 | 895.7664 | 808.9858 | 766.3068 | 679.6885 | 624.9312 | 613.0974 | 647.3734 | 749.0489 | 915.4363 | 1025.6535 | 1094.904 | 1158.4011 | 1143.639 | 1116.0703 | 1028.1486 | 939.923
2032-08-13 | 852.0821 | 799.2754 | 744.4168 | 724.669 | 759.4365 | 866.558 | 983.591 | 953.8093 | 935.4566 | 849.3793 | 766.6583 | 663.2183 | 617.7295 | 610.6262 | 671.0261 | 774.599 | 916.6066 | 1027.4472 | 1080.5693 | 1109.6524 | 1114.9581 | 1091.9327 | 1041.2664 | 966.8266
2032-08-14 | 877.7415 | 814.2927 | 759.6373 | 733.36 | 735.6634 | 770.4106 | 828.1368 | 834.9916 | 844.2265 | 766.929 | 712.5674 | 648.068 | 583.6695 | 574.87 | 652.0932 | 779.8891 | 918.5366 | 1023.1768 | 1059.0936 | 1067.0624 | 1091.5291 | 1077.5185 | 1029.8054 | 972.4612
2032-08-15 | 861.137 | 800.1777 | 745.8494 | 719.0596 | 719.299 | 726.7842 | 754.3465 | 724.9947 | 744.7116 | 670.6429 | 645.6015 | 522.1879 | 514.1273 | 476.1511 | 555.1667 | 647.1312 | 870.5778 | 984.6042 | 1094.2654 | 1126.7036 | 1130.394 | 1094.3909 | 1013.5602 | 928.0761
2032-08-16 | 875.6959 | 784.1709 | 733.0797 | 723.2269 | 760.2721 | 863.7111 | 983.8364 | 947.6555 | 883.9133 | 828.8209 | 801.1016 | 775.7579 | 690.859 | 688.437 | 777.5672 | 869.0321 | 1009.9117 | 1105.0426 | 1176.3239 | 1196.0082 | 1187.0699 | 1138.3729 | 1056.2791 | 975.1798
2032-08-17 | 883.0163 | 816.9081 | 754.8258 | 732.6961 | 770.4133 | 878.9587 | 1002.4364 | 967.3498 | 907.8435 | 823.8946 | 763.0613 | 671.4433 | 641.7973 | 663.2877 | 701.804 | 792.8754 | 952.4763 | 1081.1327 | 1138.8821 | 1191.475 | 1162.7918 | 1121.1888 | 1033.7959 | 949.2077
2032-08-18 | 849.3966 | 793.5175 | 745.7136 | 727.6781 | 762.5161 | 869.6823 | 991.0922 | 954.569 | 878.7406 | 828.6231 | 772.863 | 717.1229 | 685.887 | 684.2117 | 756.5768 | 875.2211 | 1005.5476 | 1088.4089 | 1133.4328 | 1159.7008 | 1132.5265 | 1116.7546 | 1041.3188 | 949.3295
2032-08-19 | 835.1737 | 782.6632 | 735.7266 | 718.0007 | 751.7948 | 866.9392 | 982.3023 | 955.7797 | 905.3874 | 824.9097 | 782.0105 | 740.7896 | 626.5728 | 636.5886 | 659.6371 | 755.7367 | 938.1195 | 1054.5387 | 1111.1011 | 1152.3787 | 1140.4495 | 1111.8796 | 1021.9269 | 936.4861
2032-08-20 | 880.3024 | 826.0162 | 767.4019 | 730.4647 | 740.3321 | 771.4835 | 823.6285 | 779.7391 | 816.2446 | 771.4639 | 729.3861 | 618.9359 | 558.4635 | 538.2863 | 607.8266 | 790.9396 | 921.6256 | 1030.5093 | 1049.3198 | 1051.0941 | 1061.0613 | 1066.5994 | 1016.6087 | 953.3556
2032-08-21 | 869.6949 | 804.8196 | 745.9824 | 725.5396 | 731.0162 | 761.2463 | 823.1114 | 823.3805 | 819.6275 | 798.8984 | 761.5873 | 708.6761 | 599.9483 | 555.8117 | 587.0564 | 702.8026 | 866.7752 | 998.1136 | 1056.8965 | 1060.9624 | 1085.0296 | 1069.5734 | 1025.0139 | 965.9228
2032-08-22 | 872.0916 | 811.6296 | 756.9684 | 729.7498 | 730.5036 | 740.1097 | 771.7488 | 746.6383 | 781.0399 | 746.1558 | 704.8137 | 673.0391 | 618.9521 | 587.5525 | 707.9868 | 770.9109 | 928.9372 | 1051.0435 | 1126.8913 | 1146.607 | 1146.6719 | 1109.8753 | 1029.4712 | 944.0629
2032-08-23 | 868.5045 | 778.7483 | 727.1957 | 715.851 | 753.4659 | 857.2568 | 978.9263 | 984.9613 | 963.1764 | 948.7891 | 932.7209 | 925.9091 | 934.0558 | 914.3464 | 938.7351 | 995.3895 | 1097.1839 | 1121.2659 | 1165.4485 | 1187.588 | 1177.5971 | 1131.3896 | 1049.6764 | 972.3209
2032-08-24 | 883.6379 | 813.4485 | 750.2009 | 728.5441 | 766.0388 | 873.2466 | 1003.4816 | 1031.5184 | 1006.7259 | 943.444 | 884.7058 | 883.7639 | 863.9505 | 787.0459 | 838.7058 | 935.0981 | 1059.5474 | 1140.787 | 1148.5116 | 1180.0506 | 1154.6942 | 1114.6751 | 1026.7418 | 942.2546
2032-08-25 | 854.5874 | 798.8675 | 747.2336 | 729.1528 | 761.2244 | 872.0834 | 993.527 | 974.0476 | 939.1982 | 864.0186 | 827.988 | 846.7427 | 799.677 | 784.0519 | 826.2364 | 924.2959 | 1047.8723 | 1127.7423 | 1143.6425 | 1159.9166 | 1138.4637 | 1119.4838 | 1045.1118 | 952.4193
2032-08-26 | 842.0284 | 785.391 | 737.5828 | 720.474 | 753.6074 | 865.7322 | 983.7582 | 968.0033 | 910.3134 | 855.5147 | 783.751 | 762.0299 | 690.5979 | 701.0902 | 809.473 | 933.3653 | 1044.6526 | 1090.7363 | 1122.4557 | 1153.169 | 1142.434 | 1115.1215 | 1026.4177 | 938.7657
2032-08-27 | 844.1995 | 789.0445 | 734.011 | 713.7948 | 747.1512 | 846.6092 | 961.0126 | 944.8126 | 940.7233 | 884.0223 | 818.5306 | 792.3041 | 684.2381 | 709.6099 | 813.852 | 890.8028 | 984.5045 | 1051.955 | 1080.2801 | 1101.883 | 1099.0859 | 1079.1121 | 1023.8919 | 949.9936
2032-08-28 | 861.928 | 797.0373 | 743.6894 | 718.0489 | 720.0683 | 748.6861 | 810.3155 | 813.2195 | 789.3719 | 759.105 | 730.855 | 675.4217 | 633.6121 | 573.8198 | 613.2666 | 720.2851 | 897.2698 | 1015.081 | 1048.3038 | 1050.8111 | 1071.8446 | 1058.4529 | 1009.1029 | 951.686
2032-08-29 | 856.6882 | 797.4917 | 744.8974 | 718.5776 | 716.6129 | 722.1257 | 750.6973 | 709.5293 | 725.5878 | 662.0993 | 628.0216 | 512.6588 | 492.726 | 500.147 | 612.9583 | 705.9626 | 894.6177 | 997.1094 | 1083.8639 | 1111.0902 | 1123.661 | 1090.4192 | 1012.0566 | 926.5869
2032-08-30 | 865.4447 | 771.6682 | 723.194 | 711.6611 | 750.0338 | 845.2276 | 973.1973 | 938.8645 | 892.0725 | 817.1593 | 793.6927 | 731.3377 | 666.6395 | 661.4544 | 717.1366 | 789.105 | 966.3906 | 1062.8744 | 1157.6444 | 1182.5697 | 1175.7021 | 1125.8032 | 1041.5939 | 962.4477
2032-08-31 | 867.1937 | 797.6975 | 734.4164 | 715.2409 | 752.931 | 856.3985 | 976.9154 | 973.0946 | 930.8502 | 839.9821 | 767.9793 | 717.8029 | 634.2789 | 635.5607 | 635.0591 | 741.4653 | 882.7489 | 985.3759 | 1078.8949 | 1151.103 | 1118.6478 | 1095.4679 | 1006.2491 | 920.0272
2032-09-01 | 824.2273 | 778.9163 | 734.2225 | 720.5862 | 754.7101 | 858.1904 | 983.3625 | 945.4746 | 888.5408 | 774.2092 | 729.0837 | 707.8624 | 676.6793 | 657.5179 | 655.9447 | 737.117 | 913.2274 | 1013.5687 | 1108.0996 | 1120.4178 | 1095.0922 | 1073.462 | 999.9321 | 916.536
2032-09-02 | 832.2647 | 785.5527 | 747.6531 | 730.8456 | 765.2831 | 875.8974 | 995.6242 | 958.8035 | 914.8844 | 845.8482 | 809.2485 | 802.3051 | 715.4902 | 693.9263 | 703.5782 | 796.0199 | 953.5869 | 1054.1923 | 1135.1639 | 1153.3973 | 1131.2513 | 1102.6412 | 1017.1387 | 936.8856
2032-09-03 | 842.8043 | 789.8549 | 747.3959 | 729.6521 | 762.3338 | 866.153 | 986.7381 | 972.6051 | 981.1716 | 921.2991 | 894.6584 | 892.7001 | 902.6202 | 861.6485 | 813.5422 | 859.6938 | 971.4106 | 1031.895 | 1109.3135 | 1099.5733 | 1089.082 | 1073.0994 | 1027.0463 | 957.9215
2032-09-04 | 873.7318 | 814.2947 | 764.926 | 739.2661 | 739.7291 | 776.1834 | 843.0608 | 821.6092 | 803.0667 | 756.5864 | 727.6051 | 681.7572 | 604.3846 | 602.8687 | 610.3711 | 693.6822 | 838.5672 | 962.6428 | 1044.442 | 1025.7578 | 1046.7904 | 1036.0973 | 1002.106 | 952.4292
2032-09-05 | 862.0372 | 807.0805 | 759.6179 | 733.1321 | 733.2178 | 748.626 | 780.1821 | 727.1964 | 721.8877 | 654.6704 | 633.1777 | 489.3401 | 486.6053 | 474.6768 | 564.6617 | 681.5865 | 851.4535 | 980.1021 | 1129.0271 | 1129.8203 | 1122.6314 | 1086.4552 | 1014.1843 | 931.474
2032-09-06 | 893.9678 | 808.8185 | 761.4303 | 736.2093 | 753.4642 | 794.2992 | 853.3504 | 795.8546 | 790.4749 | 723.0577 | 719.9748 | 622.6368 | 559.1276 | 532.8566 | 570.5916 | 697.4045 | 866.5695 | 992.8957 | 1123.1529 | 1113.5944 | 1120.7049 | 1091.96 | 1015.9342 | 950.0141
2032-09-07 | 869.5285 | 807.4596 | 748.7266 | 733.5354 | 770.3627 | 879.8409 | 1011.947 | 984.2943 | 957.8646 | 854.3332 | 774.3768 | 743.7478 | 688.4804 | 708.0566 | 713.9852 | 810.3074 | 945.8674 | 1051.8754 | 1147.773 | 1165.2499 | 1137.3809 | 1094.7162 | 1013.3962 | 934.9633
2032-09-08 | 826.8586 | 780.8007 | 738.7066 | 722.908 | 756.4204 | 860.2352 | 985.0442 | 935.6579 | 862.5274 | 760.3271 | 716.0378 | 656.6685 | 610.7499 | 597.2675 | 644.3864 | 783.8906 | 947.219 | 1027.0297 | 1125.4801 | 1131.2487 | 1100.6812 | 1079.5062 | 1008.5503 | 918.2294
2032-09-09 | 829.8058 | 780.369 | 742.406 | 725.9847 | 759.7638 | 867.7774 | 990.5973 | 955.7691 | 904.2691 | 811.857 | 784.2284 | 736.0684 | 628.2963 | 643.8822 | 658.2389 | 768.9868 | 922.0792 | 1029.704 | 1125.1213 | 1135.0999 | 1122.1904 | 1094.6656 | 1010.0267 | 926.8406
2032-09-10 | 838.3253 | 788.1899 | 740.9665 | 722.3324 | 752.5572 | 854.1639 | 970.4105 | 919.4123 | 895.426 | 801.3675 | 757.3151 | 695.5667 | 637.6452 | 629.1744 | 649.3316 | 772.2318 | 929.8512 | 1023.4974 | 1099.5393 | 1087.5321 | 1080.7792 | 1059.6706 | 1008.3183 | 942.1459
2032-09-11 | 858.7585 | 800.2021 | 751.4048 | 726.8967 | 728.7527 | 762.5724 | 831.5268 | 813.4702 | 823.7066 | 756.7412 | 718.6654 | 714.6535 | 678.144 | 707.0598 | 723.2722 | 831.656 | 936.4879 | 1021.2991 | 1058.8629 | 1039.8935 | 1052.2715 | 1041.8656 | 996.005 | 941.6739
2032-09-12 | 851.1659 | 797.3516 | 749.4327 | 723.3051 | 723.8447 | 738.2722 | 777.3099 | 756.1996 | 792.4582 | 749.7117 | 758.7185 | 757.5184 | 767.7839 | 680.8825 | 731.0256 | 852.6914 | 975.2559 | 1038.6196 | 1138.799 | 1127.8611 | 1121.0006 | 1080.4912 | 1003.837 | 919.5753
2032-09-13 | 860.6845 | 772.0938 | 726.7137 | 716.983 | 754.6362 | 849.7947 | 975.0039 | 952.4613 | 944.0142 | 909.9082 | 898.8087 | 894.7154 | 899.2829 | 849.3144 | 879.7968 | 924.2459 | 1043.4216 | 1072.7473 | 1166.087 | 1160.6115 | 1148.5906 | 1099.4524 | 1028.4815 | 953.0779
2032-09-14 | 858.4651 | 794.6633 | 737.2881 | 717.5901 | 753.7413 | 863.4572 | 990.4351 | 954.5205 | 897.3342 | 816.8724 | 786.5078 | 785.51 | 702.1698 | 698.2659 | 698.0714 | 800.1792 | 947.0472 | 1060.1937 | 1123.017 | 1145.0141 | 1109.4843 | 1069.5435 | 987.2597 | 908.2566
2032-09-15 | 843.6156 | 795.0972 | 753.7139 | 735.9712 | 769.481 | 880.5498 | 1011.3412 | 1010.1188 | 966.4894 | 878.3197 | 789.8402 | 791.8005 | 744.7042 | 684.7928 | 729.5974 | 844.7561 | 1008.2988 | 1086.5482 | 1156.0259 | 1148.2113 | 1115.9906 | 1098.0452 | 1024.2197 | 938.8037
2032-09-16 | 844.1729 | 797.4618 | 757.6434 | 740.2424 | 772.7959 | 889.3726 | 1010.0968 | 984.5818 | 947.9797 | 860.179 | 812.0055 | 770.0676 | 621.4237 | 631.7586 | 650.1975 | 750.2129 | 948.4312 | 1066.2062 | 1152.3874 | 1155.8921 | 1140.6347 | 1113.9557 | 1026.0638 | 947.1311
2032-09-17 | 844.4828 | 794.2535 | 746.2788 | 727.4604 | 761.4001 | 863.3822 | 985.9333 | 947.3623 | 928.5819 | 852.1395 | 772.7407 | 735.1567 | 712.1344 | 687.3877 | 701.599 | 806.5889 | 963.1733 | 1056.1182 | 1103.6539 | 1093.8812 | 1084.4926 | 1067.2622 | 1012.8524 | 947.0071
2032-09-18 | 864.1985 | 806.8976 | 758.7639 | 733.6276 | 735.6234 | 775.3912 | 839.8597 | 819.0222 | 789.7414 | 699.4946 | 665.7397 | 538.7267 | 482.6217 | 474.4633 | 523.4933 | 652.8707 | 838.3583 | 976.7875 | 1065.2919 | 1046.7387 | 1063.8818 | 1051.7416 | 1008.4561 | 954.2906
2032-09-19 | 853.3359 | 798.2669 | 751.1117 | 725.6438 | 726.248 | 740.1586 | 777.4322 | 737.8522 | 763.2493 | 698.2496 | 661.3774 | 583.2172 | 504.5068 | 491.5161 | 590.9257 | 683.0128 | 840.9935 | 984.0755 | 1127.6693 | 1121.2863 | 1115.9276 | 1077.79 | 1005.5644 | 924.8025
2032-09-20 | 866.8363 | 781.1657 | 735.9527 | 725.7199 | 762.1245 | 864.7895 | 988.841 | 964.7144 | 928.1492 | 828.8522 | 790.8469 | 717.9876 | 620.6447 | 613.0431 | 664.2543 | 782.1511 | 968.7584 | 1060.0002 | 1172.5211 | 1174.0126 | 1160.1297 | 1110.5035 | 1032.7187 | 959.9552
2032-09-21 | 874.302 | 815.6771 | 760.2123 | 738.9002 | 775.7569 | 882.2982 | 1015.9398 | 983.1606 | 945.6225 | 865.6857 | 812.5823 | 804.8687 | 703.2264 | 707.0941 | 672.5817 | 781.7898 | 974.5296 | 1103.3446 | 1157.3236 | 1167.9886 | 1139.8128 | 1098.983 | 1016.3051 | 934.6497
2032-09-22 | 833.9085 | 788.2873 | 744.2638 | 726.9352 | 757.6737 | 865.21 | 994.3584 | 992.3486 | 915.1393 | 818.162 | 766.2737 | 723.0745 | 628.9942 | 621.8257 | 655.4228 | 792.8689 | 952.5184 | 1072.9719 | 1145.2702 | 1135.8543 | 1107.212 | 1087.6615 | 1011.5915 | 925.9442
2032-09-23 | 837.0259 | 788.565 | 747.131 | 730.2484 | 764.6139 | 879.4413 | 1003.3881 | 970.3097 | 912.2413 | 782.2318 | 763.1396 | 709.3954 | 634.4499 | 660.8965 | 710.337 | 817.1603 | 998.7517 | 1085.4826 | 1152.2595 | 1151.0164 | 1131.3212 | 1098.8265 | 1019.9157 | 940.7424
2032-09-24 | 851.4952 | 800.1356 | 753.017 | 733.8865 | 764.5333 | 873.9142 | 997.1912 | 955.0749 | 930.744 | 835.4778 | 764.345 | 671.7714 | 599.759 | 604.1672 | 636.5622 | 752.1222 | 942.2428 | 1062.0037 | 1120.2017 | 1105.618 | 1099.4528 | 1074.6445 | 1028.4065 | 958.2372
2032-09-25 | 879.694 | 819.1313 | 771.4976 | 745.3867 | 747.7493 | 787.9286 | 860.9648 | 864.9248 | 851.0317 | 807.0294 | 738.1128 | 673.0398 | 575.9458 | 561.4412 | 606.1342 | 739.3185 | 911.6763 | 1021.0042 | 1092.1051 | 1060.0573 | 1076.2593 | 1066.5443 | 1022.0941 | 967.6263
2032-09-26 | 869.3224 | 813.5857 | 765.1499 | 738.9422 | 739.3085 | 756.1471 | 797.0508 | 775.0604 | 795.7112 | 764.1496 | 754.0574 | 729.2841 | 664.0147 | 623.3211 | 711.0289 | 766.0457 | 937.9713 | 1062.4679 | 1157.4715 | 1144.6402 | 1136.8495 | 1098.3401 | 1024.2767 | 942.8692
2032-09-27 | 860.3388 | 775.6066 | 730.4232 | 720.289 | 758.3292 | 860.1951 | 986.5777 | 969.5668 | 937.3067 | 886.4989 | 888.7853 | 867.8713 | 826.6189 | 781.0892 | 859.9832 | 928.2051 | 1061.0234 | 1111.2957 | 1184.8842 | 1172.5354 | 1157.8128 | 1106.1929 | 1032.1066 | 958.3229
2032-09-28 | 873.7359 | 809.1513 | 752.62 | 731.625 | 764.0699 | 873.7354 | 996.0652 | 973.3166 | 925.4365 | 827.533 | 764.3875 | 737.7638 | 665.8749 | 636.6998 | 656.1849 | 792.5753 | 963.242 | 1065.308 | 1125.1966 | 1150.2299 | 1123.8189 | 1082.8863 | 1002.4649 | 923.3149
2032-09-29 | 840.4991 | 792.4848 | 751.1579 | 734.1032 | 765.8606 | 877.8052 | 1003.9363 | 963.7552 | 897.4832 | 800.2586 | 758.4288 | 723.2007 | 646.0528 | 693.4249 | 744.4739 | 868.9204 | 1011.7636 | 1091.2318 | 1132.0503 | 1135.2211 | 1113.2721 | 1094.1633 | 1020.7459 | 934.5341
2032-09-30 | 824.4144 | 778.9778 | 738.4082 | 722.5909 | 751.7444 | 860.0975 | 978.893 | 944.47 | 879.319 | 763.9916 | 727.8665 | 692.6605 | 635.1506 | 636.0553 | 629.3221 | 748.6644 | 938.9571 | 1037.6473 | 1106.2166 | 1120.1738 | 1113.5012 | 1085.3126 | 996.8391 | 917.8218
2032-10-01 | 799.0241 | 749.4679 | 701.233 | 680.2971 | 704.3409 | 798.407 | 907.759 | 894.9967 | 881.1554 | 806.9641 | 746.7095 | 708.1117 | 595.2246 | 600.5503 | 686.0101 | 805.0993 | 940.5457 | 1037.0577 | 1094.0031 | 1049.6883 | 1051.4328 | 1028.1071 | 972.7482 | 896.4592
2032-10-02 | 823.0868 | 767.3598 | 717.8349 | 691.3706 | 686.4176 | 724.9596 | 784.5761 | 776.2803 | 764.6103 | 703.7242 | 688.9855 | 687.3493 | 573.1537 | 591.2973 | 624.525 | 742.5764 | 882.5256 | 1008.2035 | 1073.4937 | 1016.4757 | 1031.1019 | 1023.711 | 977.9928 | 916.9911
2032-10-03 | 815.5441 | 758.7872 | 708.9896 | 682.6892 | 674.1679 | 680.6643 | 706.1256 | 679.5886 | 704.8607 | 674.2298 | 691.64 | 676.539 | 585.7549 | 572.9904 | 628.3115 | 706.2702 | 896.3139 | 1026.1792 | 1126.0508 | 1089.9956 | 1090.9939 | 1052.0087 | 972.047 | 886.1067
2032-10-04 | 818.6153 | 736.1721 | 691.7646 | 680.6336 | 707.1959 | 799.2606 | 912.4371 | 904.1063 | 869.9638 | 792.226 | 776.1706 | 788.7367 | 692.3572 | 737.1786 | 806.8368 | 912.8547 | 1026.4468 | 1084.8192 | 1163.6801 | 1126.1291 | 1122.0885 | 1075.0887 | 991.0389 | 906.7954
2032-10-05 | 819.2934 | 760.8656 | 703.8333 | 682.2341 | 707.8986 | 804.7322 | 926.6698 | 919.478 | 877.4153 | 822.7129 | 771.928 | 785.0787 | 697.0022 | 697.1989 | 722.9333 | 837.5785 | 974.947 | 1092.6378 | 1137.9334 | 1123.0062 | 1084.3258 | 1054.7578 | 964.9072 | 871.4506
2032-10-06 | 791.8092 | 743.3425 | 701.7683 | 683.6001 | 708.5019 | 811.0193 | 923.9576 | 908.2783 | 862.9529 | 818.3817 | 771.406 | 800.7105 | 735.8552 | 696.513 | 741.9202 | 854.324 | 985.0996 | 1084.2006 | 1129.3996 | 1091.5382 | 1070.2985 | 1049.6136 | 973.0448 | 879.7521
2032-10-07 | 787.539 | 741.439 | 699.4008 | 682.6721 | 706.9356 | 808.5071 | 922.8023 | 905.8434 | 850.7678 | 775.2833 | 751.7101 | 763.0984 | 668.7071 | 709.8078 | 752.0647 | 859.9541 | 989.3959 | 1065.8469 | 1122.6154 | 1097.1312 | 1085.2557 | 1055.9833 | 968.2176 | 881.8002
2032-10-08 | 801.8088 | 752.6955 | 704.8758 | 684.8377 | 707.1846 | 801.61 | 913.7771 | 895.1571 | 853.1018 | 764.9007 | 712.5277 | 660.7232 | 635.0544 | 694.9159 | 777.2045 | 904.0206 | 1009.8925 | 1087.0292 | 1106.1977 | 1054.1792 | 1054.6097 | 1031.9467 | 982.5075 | 911.339
2032-10-09 | 826.3561 | 767.5588 | 717.7174 | 688.6552 | 676.2571 | 702.7151 | 754.7939 | 754.301 | 747.4412 | 681.7915 | 649.8011 | 582.8096 | 491.6252 | 486.0609 | 548.8722 | 700.902 | 890.0435 | 1019.3171 | 1056.6169 | 1002.099 | 1024.7095 | 1011.7492 | 970.3255 | 912.0942
2032-10-10 | 813.6887 | 758.7062 | 710.154 | 683.1386 | 674.6021 | 681.4095 | 710.708 | 694.43 | 704.1941 | 658.3801 | 635.0066 | 615.488 | 537.3708 | 526.0734 | 618.2387 | 705.7004 | 893.9518 | 1024.0031 | 1115.0237 | 1080.7043 | 1080.8353 | 1047.8318 | 966.8722 | 883.2994
2032-10-11 | 826.0084 | 741.1061 | 696.7299 | 687.6956 | 721.5414 | 832.5132 | 951.4477 | 936.2925 | 893.0376 | 814.1895 | 802.5335 | 777.4206 | 705.8983 | 728.0837 | 758.0962 | 880.2952 | 1037.5514 | 1117.8807 | 1185.7366 | 1147.3 | 1139.0627 | 1084.4575 | 1007.0392 | 924.4649
2032-10-12 | 836.689 | 774.9095 | 717.9883 | 694.8496 | 720.6105 | 823.1201 | 946.4558 | 938.0111 | 903.1102 | 845.1995 | 795.9081 | 819.0655 | 785.3616 | 832.5554 | 844.8484 | 927.8825 | 1068.0993 | 1136.5505 | 1156.418 | 1133.3595 | 1104.4274 | 1064.06 | 978.6136 | 890.1702
2032-10-13 | 790.9932 | 745.278 | 699.4409 | 681.4034 | 705.1108 | 812.8538 | 928.5996 | 932.6395 | 898.5843 | 851.6146 | 807.1052 | 825.5615 | 864.0755 | 768.2186 | 792.2767 | 871.479 | 1025.1632 | 1110.2417 | 1139.0205 | 1102.0275 | 1072.4057 | 1050.4602 | 976.283 | 888.1115
2032-10-14 | 795.3599 | 746.9754 | 704.3223 | 686.8731 | 710.9564 | 823.1174 | 938.9178 | 920.8264 | 869.5942 | 787.6125 | 781.4028 | 804.1086 | 726.3354 | 750.8133 | 810.1168 | 923.3339 | 1041.9022 | 1108.4149 | 1138.014 | 1110.1194 | 1092.8037 | 1063.9031 | 976.3134 | 892.3572
2032-10-15 | 810.8332 | 760.8592 | 712.6533 | 692.5016 | 715.9952 | 821.5369 | 936.1084 | 969.9726 | 987.5153 | 911.4482 | 843.9557 | 812.2717 | 799.8029 | 748.4595 | 795.8303 | 918.0681 | 1055.4526 | 1107.9984 | 1121.1148 | 1067.3037 | 1064.4559 | 1045.2449 | 989.7153 | 922.8566
2032-10-16 | 824.4756 | 765.2445 | 716.514 | 690.9746 | 684.1922 | 716.8523 | 774.1179 | 782.5194 | 776.6805 | 717.8768 | 679.8237 | 659.2427 | 576.0514 | 567.9996 | 617.989 | 755.1726 | 929.7969 | 1037.1667 | 1061.7766 | 1008.4587 | 1028.4037 | 1020.3229 | 974.2412 | 913.2992
2032-10-17 | 821.4891 | 765.2007 | 716.5782 | 688.9669 | 680.2498 | 688.6811 | 719.3623 | 720.9997 | 744.3529 | 728.7452 | 701.5732 | 653.215 | 583.7621 | 582.3986 | 667.6711 | 780.9483 | 936.657 | 1062.6577 | 1128.5152 | 1093.071 | 1092.0812 | 1052.1148 | 973.759 | 888.8378
2032-10-18 | 819.9336 | 734.7434 | 688.4268 | 677.4901 | 705.5446 | 804.9532 | 920.846 | 915.9663 | 873.283 | 821.467 | 828.0191 | 808.486 | 711.3959 | 739.5831 | 746.7628 | 825.9796 | 1008.3054 | 1090.8821 | 1165.2695 | 1127.6763 | 1118.4292 | 1073.6851 | 988.4494 | 910.0823
2032-10-19 | 817.2542 | 755.0015 | 696.657 | 674.9103 | 700.756 | 803.1003 | 922.2226 | 902.2686 | 858.9993 | 789.2966 | 760.5826 | 768.8265 | 667.0932 | 692.4853 | 742.58 | 876.6706 | 1001.2347 | 1094.0658 | 1116.7853 | 1102.2906 | 1071.8809 | 1033.4007 | 947.1526 | 865.0899
2032-10-20 | 796.7344 | 751.3126 | 706.7693 | 688.5708 | 713.2692 | 820.0022 | 938.5734 | 962.8652 | 903.8532 | 830.7742 | 793.9772 | 772.5914 | 678.5338 | 679.1208 | 750.8587 | 867.0856 | 1028.8504 | 1118.8075 | 1144.715 | 1104.1502 | 1082.0326 | 1059.7704 | 980.9839 | 892.3141
2032-10-21 | 791.4305 | 743.7138 | 701.3305 | 683.9612 | 707.9274 | 816.3687 | 932.1884 | 925.0787 | 872.8115 | 784.7231 | 745.5225 | 719.454 | 641.6467 | 652.7191 | 706.9984 | 846.9008 | 1000.7381 | 1097.7448 | 1125.2653 | 1100.7389 | 1086.2685 | 1059.1362 | 970.1659 | 884.9923
2032-10-22 | 792.0516 | 742.8003 | 694.6512 | 675.7226 | 698.8233 | 796.8238 | 911.2136 | 902.947 | 871.9839 | 779.1365 | 728.8931 | 678.2676 | 614.9236 | 649.6363 | 700.1761 | 844.1597 | 974.2516 | 1077.944 | 1085.8765 | 1045.3126 | 1040.033 | 1016.7935 | 959.8541 | 889.4999
2032-10-23 | 817.9378 | 759.9968 | 710.8089 | 685.7019 | 679.2478 | 713.6834 | 769.6192 | 784.9645 | 781.9897 | 759.5252 | 755.0114 | 758.6397 | 738.6681 | 658.3969 | 698.8801 | 815.3626 | 957.4231 | 1059.8887 | 1063.2701 | 1005.703 | 1029.3549 | 1015.4294 | 970.0112 | 912.5923
2032-10-24 | 811.3649 | 755.637 | 706.3459 | 679.4564 | 670.6204 | 676.9658 | 706.7484 | 705.4905 | 724.5622 | 671.264 | 633.4835 | 635.2701 | 555.0447 | 557.7541 | 694.8353 | 802.2843 | 937.0848 | 1047.5833 | 1110.0307 | 1076.6372 | 1077.6498 | 1037.9221 | 958.5501 | 873.6718
2032-10-25 | 811.9066 | 725.8923 | 679.4811 | 669.1145 | 696.8964 | 791.4887 | 907.8833 | 905.6473 | 853.2345 | 770.1356 | 728.8513 | 760.1659 | 696.0502 | 751.2539 | 775.5752 | 890.7051 | 1012.7545 | 1089.2682 | 1144.1032 | 1108.7536 | 1107.5325 | 1055.7869 | 976.2474 | 901.1829
2032-10-26 | 816.7095 | 755.1039 | 699.6201 | 677.3836 | 703.0108 | 804.344 | 928.155 | 912.5058 | 863.7345 | 783.5626 | 743.2935 | 734.7346 | 656.9016 | 700.8803 | 724.6954 | 872.738 | 1033.9404 | 1127.1958 | 1139.501 | 1112.9347 | 1076.7656 | 1032.0634 | 949.8611 | 861.2619
2032-10-27 | 767.9867 | 722.807 | 677.007 | 660.7007 | 684.7608 | 783.3837 | 903.5287 | 891.558 | 833.6764 | 766.2857 | 724.3944 | 733.1982 | 675.9424 | 675.2066 | 751.4937 | 888.7146 | 1033.3467 | 1104.9717 | 1116.8079 | 1079.1817 | 1037.4299 | 1013.2075 | 937.3145 | 847.8361
2032-10-28 | 776.8591 | 729.9419 | 687.8971 | 670.2526 | 694.3722 | 802.2953 | 920.4185 | 922.3629 | 872.4049 | 804.6297 | 758.4325 | 737.4775 | 728.0127 | 763.2142 | 848.9545 | 951.0263 | 1061.8347 | 1107.2281 | 1113.2677 | 1084.6018 | 1073.0863 | 1042.1085 | 957.6658 | 868.2803
2032-10-29 | 795.4452 | 746.7808 | 699.5675 | 680.469 | 704.3369 | 804.9483 | 922.9194 | 929.7478 | 930.4268 | 877.4762 | 852.2118 | 840.2428 | 832.4808 | 735.3972 | 789.5168 | 909.2833 | 1038.2346 | 1101.197 | 1093.8866 | 1050.5698 | 1045.4414 | 1020.1076 | 963.6145 | 896.0635
2032-10-30 | 806.0121 | 748.1505 | 700.0477 | 675.3192 | 668.7565 | 699.9627 | 761.09 | 784.0084 | 768.7995 | 747.7093 | 732.5294 | 708.4645 | 663.8417 | 609.5731 | 660.7654 | 809.1556 | 970.48 | 1054.7029 | 1056.6143 | 1000.7389 | 1004.217 | 993.757 | 945.7676 | 883.1694
2032-10-31 | 800.8214 | 748.1042 | 699.2274 | 672.8919 | 663.9209 | 671.6781 | 705.4078 | 717.622 | 753.7935 | 712.1549 | 685.6846 | 625.5051 | 613.0489 | 553.9411 | 654.5228 | 741.7912 | 908.0307 | 1040.4654 | 1097.7518 | 1073.4437 | 1065.3142 | 1025.6118 | 944.444 | 863.0911
2032-11-01 | 780.6141 | 692.5075 | 649.3717 | 636.0364 | 672.4847 | 777.4905 | 901.8787 | 882.3085 | 824.1658 | 764.2097 | 748.3713 | 745.6391 | 658.5897 | 650.408 | 699.1781 | 849.5229 | 993.1819 | 1072.4691 | 1136.3958 | 1075.2995 | 1065.2216 | 1012.0326 | 937.6211 | 868.4296
2032-11-02 | 822.7562 | 764.3745 | 705.1607 | 665.89 | 678.8667 | 743.3463 | 777.7497 | 788.2528 | 768.2158 | 697.2259 | 662.9933 | 642.1642 | 522.5915 | 514.3716 | 553.4055 | 728.5816 | 917.7958 | 1047.8973 | 1059.2337 | 1011.1144 | 973.4681 | 971.443 | 904.6978 | 836.4876
2032-11-03 | 756.9297 | 705.2701 | 660.5055 | 646.7813 | 684.5109 | 818.466 | 924.133 | 911.6556 | 856.0368 | 772.7848 | 732.191 | 728.9456 | 635.7249 | 609.6444 | 690.7242 | 852.9938 | 1001.7435 | 1091.6627 | 1110.403 | 1056.3263 | 1004.7916 | 991.4299 | 932.8753 | 848.2985
2032-11-04 | 755.171 | 705.1861 | 666.532 | 648.6115 | 685.5656 | 821.4321 | 929.8564 | 934.4543 | 872.3674 | 802.3866 | 763.5746 | 751.791 | 684.2334 | 651.2434 | 710.393 | 837.782 | 994.0731 | 1078.89 | 1107.7604 | 1059.6968 | 1017.418 | 999.3786 | 921.4605 | 847.4405
2032-11-05 | 764.1476 | 713.4603 | 668.5229 | 648.7105 | 685.2726 | 816.0541 | 924.0063 | 936.7077 | 923.0699 | 864.2276 | 802.2359 | 766.7643 | 712.2151 | 619.712 | 685.8138 | 811.984 | 966.2405 | 1065.4581 | 1069.383 | 1006.6797 | 978.7304 | 964.7004 | 923.6479 | 860.006
2032-11-06 | 774.2578 | 716.2399 | 670.7652 | 643.1537 | 644.4752 | 697.1039 | 756.0138 | 771.8707 | 731.721 | 666.9703 | 619.593 | 597.7524 | 482.4216 | 470.8874 | 525.2255 | 675.2604 | 854.9606 | 990.9929 | 1014.377 | 944.886 | 935.9262 | 943.5247 | 905.0372 | 857.4101
2032-11-07 | 774.9335 | 714.5817 | 667.5402 | 640.5372 | 642.3856 | 669.0265 | 704.3632 | 707.3119 | 718.0805 | 695.4314 | 708.0893 | 690.4545 | 693.7877 | 639.2276 | 719.8871 | 770.2338 | 903.5472 | 1011.1221 | 1060.7975 | 1029.9486 | 1018.1769 | 983.9923 | 914.3761 | 838.0407
2032-11-08 | 765.5805 | 677.3205 | 633.9815 | 623.7314 | 664.4396 | 784.4906 | 892.6775 | 890.2117 | 830.1068 | 718.339 | 705.5587 | 698.4977 | 620.337 | 597.8323 | 678.7226 | 806.2953 | 965.0302 | 1046.4798 | 1108.7017 | 1058.1269 | 1021.2689 | 980.2976 | 912.8254 | 843.7005
2032-11-09 | 767.6129 | 703.3816 | 647.6233 | 627.183 | 664.801 | 794.4762 | 901.8256 | 900.752 | 823.0047 | 726.3202 | 679.1627 | 650.8985 | 567.2173 | 567.5364 | 657.5695 | 817.6974 | 972.0975 | 1046.9019 | 1066.9978 | 1037.9502 | 981.6925 | 950.0811 | 873.4271 | 801.7549
2032-11-10 | 732.7804 | 682.0508 | 636.7641 | 619.6893 | 654.055 | 781.9463 | 888.1978 | 895.0557 | 851.8305 | 779.9416 | 733.8084 | 722.1376 | 728.3621 | 643.4833 | 696.977 | 808.1422 | 958.1817 | 1044.1397 | 1061.1637 | 1017.3068 | 963.5198 | 946.296 | 884.2253 | 809.3786
2032-11-11 | 757.9145 | 707.5364 | 661.4793 | 629.761 | 640.6289 | 698.5159 | 732.9384 | 730.3253 | 725.0653 | 668.8216 | 655.2216 | 631.8377 | 630.732 | 577.1078 | 644.5398 | 758.4866 | 885.5588 | 977.1219 | 993.7768 | 948.1259 | 921.4976 | 926.9738 | 859.8339 | 794.0983
2032-11-12 | 745.8083 | 690.8873 | 641.0055 | 628.1249 | 666.9583 | 794.3989 | 892.5098 | 899.5428 | 856.5686 | 762.3316 | 714.9653 | 675.9871 | 606.9325 | 598.5661 | 653.536 | 785.0712 | 942.3605 | 1034.5721 | 1042.1637 | 983.2807 | 953.3707 | 940.5016 | 899.609 | 839.4944
2032-11-13 | 773.2581 | 711.5262 | 664.7845 | 639.0384 | 642.3469 | 694.8545 | 757.9843 | 773.3134 | 745.1192 | 688.5167 | 628.3792 | 593.4729 | 511.0514 | 485.9052 | 540.9093 | 689.1681 | 853.4738 | 987.6293 | 1010.0893 | 941.4333 | 936.3694 | 936.8383 | 895.4562 | 846.577
2032-11-14 | 770.4103 | 710.5061 | 663.1436 | 636.0473 | 637.828 | 663.735 | 691.9627 | 707.366 | 697.9675 | 622.0617 | 582.9432 | 539.3821 | 457.4076 | 408.8112 | 532.2167 | 699.873 | 894.1501 | 994.0895 | 1055.4846 | 1027.6097 | 1016.4711 | 977.543 | 904.9794 | 829.6759
2032-11-15 | 787.3247 | 697.7391 | 654.6691 | 643.2781 | 683.5973 | 806.2314 | 912.0265 | 921.2928 | 876.5952 | 792.6411 | 776.2194 | 778.0718 | 714.9969 | 678.8776 | 790.3586 | 883.6889 | 1018.1516 | 1082.6548 | 1132.6746 | 1079.883 | 1041.3161 | 996.5442 | 933.6782 | 862.8938
2032-11-16 | 778.0505 | 715.0627 | 658.657 | 637.3685 | 675.2802 | 807.074 | 915.1666 | 935.7326 | 867.244 | 790.6074 | 759.1922 | 780.1019 | 757.3768 | 702.6277 | 747.1326 | 876.0784 | 1006.7823 | 1068.7594 | 1080.8622 | 1050.7933 | 994.549 | 968.8673 | 895.9758 | 817.5562
2032-11-17 | 741.0361 | 693.7409 | 649.6623 | 631.2947 | 665.4509 | 795.7258 | 900.2597 | 924.0118 | 854.5969 | 780.1454 | 767.9614 | 761.7055 | 797.1672 | 745.8531 | 781.3446 | 864.3161 | 997.6573 | 1060.1159 | 1072.0096 | 1023.5233 | 971.8012 | 963.7174 | 906.2513 | 822.3523
2032-11-18 | 741.3288 | 687.1602 | 650.0494 | 633.3088 | 670.4655 | 801.742 | 914.0684 | 941.1087 | 880.4881 | 779.4012 | 715.3086 | 693.9639 | 670.438 | 616.3089 | 710.9699 | 853.1582 | 977.0407 | 1052.9234 | 1073.745 | 1046.6501 | 1003.663 | 971.5623 | 898.3945 | 822.3073
2032-11-19 | 758.2316 | 706.54 | 661.0316 | 641.2803 | 675.2183 | 803.6433 | 902.0337 | 928.8026 | 912.7609 | 848.4852 | 786.995 | 768.5622 | 778.5898 | 714.2294 | 800.654 | 893.6347 | 1002.6778 | 1055.6771 | 1053.3814 | 993.1429 | 968.8446 | 956.314 | 923.0188 | 854.6856
2032-11-20 | 780.5379 | 718.8332 | 671.7544 | 644.8934 | 647.4227 | 701.9659 | 762.3597 | 817.2398 | 805.9118 | 727.9655 | 735.7263 | 733.1719 | 735.3997 | 671.5653 | 719.8729 | 829.3009 | 955.7733 | 1026.5807 | 1025.6466 | 955.3372 | 947.4308 | 954.6929 | 914.9963 | 864.4823
2032-11-21 | 773.2312 | 713.1773 | 666.0722 | 639.0634 | 641.0999 | 667.4223 | 695.3667 | 740.8652 | 766.8133 | 735.3491 | 734.0044 | 724.8745 | 733.8344 | 675.6727 | 695.9186 | 794.5959 | 937.1616 | 1020.039 | 1070.1338 | 1039.2361 | 1031.3939 | 994.8703 | 920.6363 | 841.6341
2032-11-22 | 773.4816 | 681.8164 | 641.5388 | 630.9813 | 672.0947 | 791.9591 | 904.94 | 944.258 | 903.4615 | 841.2243 | 809.552 | 825.6938 | 814.2064 | 791.6018 | 817.6593 | 875.4593 | 1009.6976 | 1055.6103 | 1116.6773 | 1089.3147 | 1046.5559 | 993.452 | 926.8774 | 855.0155
2032-11-23 | 774.0603 | 711.0684 | 654.0901 | 633.1568 | 670.107 | 799.2438 | 914.3585 | 951.8727 | 930.8324 | 861.3925 | 780.5286 | 773.3143 | 774.3516 | 756.4413 | 751.4886 | 864.5674 | 995.6716 | 1064.9426 | 1069.7326 | 1040.5453 | 987.3191 | 952.3568 | 885.64 | 812.437
2032-11-24 | 725.9454 | 676.2292 | 629.7417 | 613.3746 | 647.2092 | 772.9351 | 877.7657 | 907.0096 | 853.0876 | 771.568 | 724.9005 | 739.0203 | 787.8237 | 773.739 | 734.5094 | 851.117 | 973.055 | 1024.8968 | 1034.8921 | 995.9167 | 944.2038 | 937.3806 | 873.8966 | 792.8994
2032-11-25 | 755.2229 | 704.3652 | 657.8497 | 627.6404 | 640.9463 | 707.7627 | 763.3246 | 782.212 | 786.6279 | 710.7831 | 685.0952 | 677.3286 | 696.3856 | 640.3978 | 646.331 | 779.6291 | 926.167 | 1006.1519 | 1016.3563 | 967.7282 | 936.7583 | 944.6862 | 864.3625 | 798.6574
2032-11-26 | 735.4129 | 681.6648 | 631.2592 | 619.2626 | 658.0161 | 780.5033 | 879.8811 | 910.7336 | 897.1786 | 823.9968 | 742.0113 | 735.8148 | 748.1251 | 656.432 | 717.0547 | 834.9349 | 945.7148 | 1012.4053 | 1014.655 | 964.4277 | 933.9524 | 924.2942 | 882.3125 | 821.5978
2032-11-27 | 766.5274 | 704.6448 | 655.7995 | 630.725 | 632.8843 | 683.8821 | 748.3108 | 805.3798 | 803.0227 | 764.2808 | 736.3508 | 718.3461 | 711.4731 | 650.9176 | 675.5525 | 780.7107 | 920.3866 | 1005.7673 | 1006.8087 | 943.1586 | 929.6287 | 926.4289 | 887.8592 | 840.091
2032-11-28 | 758.6362 | 699.3748 | 652.3674 | 626.6367 | 628.4355 | 650.222 | 674.3912 | 712.7505 | 717.7771 | 691.045 | 685.612 | 661.0026 | 641.6768 | 519.9747 | 639.75 | 732.4964 | 886.7237 | 983.1382 | 1039.2681 | 1006.8075 | 996.3754 | 956.215 | 885.6319 | 810.2523
2032-11-29 | 761.2995 | 672.7181 | 628.9349 | 619.2877 | 659.8948 | 777.3437 | 885.7001 | 918.3387 | 862.6302 | 784.7595 | 764.6171 | 757.8907 | 740.2014 | 697.0565 | 769.293 | 872.0415 | 993.3369 | 1040.6603 | 1091.8236 | 1043.6049 | 1009.0176 | 968.5272 | 903.9624 | 837.8799
2032-11-30 | 772.1805 | 708.152 | 652.7094 | 633.3242 | 671.4409 | 803.6817 | 912.3041 | 963.0971 | 930.513 | 866.1165 | 819.5376 | 807.9272 | 833.8186 | 843.1228 | 821.0236 | 837.8391 | 981.6775 | 1055.7407 | 1063.8164 | 1039.1512 | 983.2285 | 954.9958 | 884.784 | 811.1512
2032-12-01 | 717.4768 | 664.688 | 620.0558 | 600.8433 | 633.5468 | 738.5928 | 823.2923 | 843.1346 | 783.9246 | 732.1464 | 695.7985 | 677.4868 | 673.3941 | 645.1263 | 620.7146 | 740.2607 | 871.4503 | 960.6836 | 985.4449 | 964.464 | 931.7263 | 928.6263 | 875.5089 | 803.2576
2032-12-02 | 709.2835 | 659.5924 | 616.3637 | 598.0452 | 629.574 | 736.6383 | 820.8818 | 859.1845 | 814.5271 | 757.8947 | 720.2706 | 694.3922 | 719.7814 | 713.6112 | 729.4158 | 739.2103 | 860.4841 | 944.2282 | 978.1045 | 965.4289 | 952.9244 | 936.3389 | 872.4545 | 800.5021
2032-12-03 | 726.0357 | 674.6604 | 627.0454 | 606.1818 | 639.2861 | 741.6844 | 828.8729 | 846.6026 | 823.9845 | 731.9184 | 628.5224 | 597.7296 | 545.8988 | 538.9002 | 616.3659 | 757.804 | 852.836 | 949.6433 | 964.1559 | 928.1301 | 920.503 | 916.235 | 883.6483 | 828.9526
2032-12-04 | 739.6031 | 680.0393 | 630.8839 | 603.1677 | 604.9381 | 638.8105 | 685.1956 | 736.8971 | 711.9341 | 662.543 | 631.7532 | 612.996 | 593.1114 | 533.6869 | 571.865 | 687.2521 | 825.5917 | 916.3338 | 938.3216 | 893.993 | 907.5324 | 916.6352 | 883.4407 | 833.0968
2032-12-05 | 749.3755 | 691.1371 | 642.8006 | 614.842 | 616.0649 | 624.5637 | 640.5361 | 679.2505 | 672.9698 | 597.3367 | 558.0285 | 520.4055 | 464.4033 | 405.657 | 519.0897 | 610.7218 | 793.8467 | 918.4033 | 981.0852 | 968.0187 | 982.6179 | 951.0101 | 888.4895 | 822.9132
2032-12-06 | 744.4166 | 656.7894 | 610.7934 | 598.1943 | 635.7347 | 732.0098 | 821.5943 | 853.4794 | 790.8669 | 717.1841 | 648.3338 | 644.1811 | 577.7647 | 553.5799 | 623.788 | 730.2241 | 878.8405 | 953.1631 | 1019.2959 | 989.4459 | 978.4833 | 948.3676 | 891.6675 | 832.7169
2032-12-07 | 749.6145 | 687.1959 | 629.8673 | 607.8758 | 642.4776 | 750.0757 | 842.7651 | 884.9224 | 823.2258 | 743.1807 | 650.5798 | 647.2546 | 660.7209 | 588.4523 | 633.1332 | 735.4546 | 874.6393 | 959.6362 | 982.7665 | 976.8556 | 943.1067 | 928.326 | 870.3942 | 801.8321
2032-12-08 | 718.8228 | 668.5749 | 622.3844 | 603.0149 | 636.1562 | 741.7935 | 833.2362 | 868.3703 | 825.2056 | 774.1402 | 723.8354 | 746.4873 | 738.3467 | 753.9419 | 760.4286 | 803.5046 | 894.9216 | 958.9663 | 978.6895 | 963.9475 | 941.5683 | 940.4623 | 885.0285 | 805.8194
2032-12-09 | 725.5723 | 675.3584 | 633.2835 | 614.1699 | 647.1839 | 757.6817 | 840.3781 | 875.1566 | 817.5617 | 748.0703 | 686.1665 | 666.2258 | 694.4456 | 679.8444 | 694.3531 | 777.9807 | 905.8818 | 967.4013 | 996.0855 | 973.7701 | 964.4212 | 954.6452 | 887.6618 | 816.9362
2032-12-10 | 737.4383 | 686.5694 | 640.194 | 618.2529 | 651.6123 | 755.9151 | 835.2735 | 876.3735 | 848.9971 | 779.6584 | 702.4431 | 692.1571 | 700.2915 | 634.441 | 696.1754 | 786.5044 | 893.331 | 975.1498 | 986.0214 | 946.4846 | 936.4711 | 934.4964 | 906.3089 | 845.7173
2032-12-11 | 761.379 | 701.362 | 653.7224 | 625.608 | 627.9172 | 665.5832 | 718.4191 | 766.4908 | 733.9277 | 699.3005 | 642.4367 | 614.1671 | 591.0266 | 466.7874 | 526.6657 | 676.529 | 838.6477 | 930.5552 | 951.6001 | 906.2395 | 917.5649 | 932.3131 | 898.5831 | 851.1084
2032-12-12 | 747.5883 | 689.8689 | 642.0119 | 614.2325 | 615.3003 | 625.5234 | 639.9132 | 683.4304 | 677.8416 | 637.519 | 605.9414 | 594.6346 | 610.8062 | 533.505 | 603.5421 | 684.6184 | 828.3922 | 929.4464 | 992.1171 | 971.983 | 986.9526 | 953.2232 | 893.9632 | 822.7657
2032-12-13 | 749.5983 | 663.1951 | 617.5553 | 604.9066 | 641.9972 | 739.4 | 822.2891 | 854.0172 | 805.886 | 711.5876 | 656.657 | 652.9561 | 622.1306 | 548.2053 | 601.3165 | 689.7218 | 852.0799 | 947.5691 | 1021.3919 | 989.5284 | 982.3983 | 950.1256 | 893.0169 | 837.4878
2032-12-14 | 748.4846 | 685.7165 | 627.5658 | 605.1822 | 639.6175 | 746.695 | 838.4195 | 877.545 | 817.1129 | 747.01 | 668.1985 | 653.1835 | 614.1072 | 566.5524 | 598.6056 | 725.7851 | 860.6893 | 971.066 | 999.4394 | 987.7076 | 954.7207 | 926.3476 | 862.5945 | 802.3178
2032-12-15 | 723.9891 | 672.3459 | 625.7423 | 606.1598 | 639.25 | 745.1047 | 837.5636 | 879.4851 | 821.4063 | 739.822 | 680.8549 | 668.0591 | 662.5745 | 561.9299 | 589.446 | 720.6659 | 866.8865 | 975.2509 | 1007.8797 | 977.1734 | 951.019 | 935.087 | 890.434 | 812.9523
2032-12-16 | 733.7707 | 682.6882 | 640.1958 | 620.8118 | 653.2621 | 764.8265 | 856.4662 | 903.401 | 832.5411 | 739.7545 | 668.9545 | 659.583 | 640.7411 | 579.8328 | 615.6725 | 757.8037 | 907.9456 | 993.7032 | 1032.059 | 1005.4019 | 984.094 | 965.0349 | 899.6351 | 831.1683
2032-12-17 | 737.9859 | 685.4581 | 638.552 | 617.1335 | 650.9399 | 754.0818 | 844.7072 | 896.4054 | 856.2603 | 764.8312 | 690.8924 | 670.4039 | 673.0585 | 584.702 | 642.0053 | 740.7162 | 877.284 | 975.0643 | 991.6948 | 952.3732 | 942.2569 | 933.396 | 901.8893 | 843.5452
2032-12-18 | 760.635 | 700.5454 | 652.6706 | 624.483 | 626.7363 | 663.3163 | 716.3686 | 777.2213 | 754.8917 | 713.7208 | 683.6783 | 659.0143 | 644.3042 | 602.6711 | 589.6658 | 721.9716 | 864.0479 | 954.8496 | 970.5553 | 919.6562 | 931.9184 | 942.3658 | 905.4906 | 855.0291
2032-12-19 | 761.487 | 702.0248 | 654.5115 | 626.2583 | 628.2353 | 640.0152 | 659.7367 | 716.4644 | 734.0787 | 703.1036 | 633.6886 | 598.5325 | 635.8283 | 665.7356 | 638.6107 | 694.8547 | 845.0652 | 936.0992 | 1008.9358 | 989.2939 | 1000.0033 | 975.507 | 910.7172 | 837.6194
2032-12-20 | 758.5028 | 671.1122 | 624.5793 | 611.5736 | 648.0326 | 746.4936 | 838.3217 | 893.1121 | 860.2996 | 820.7445 | 791.5655 | 738.6751 | 737.6204 | 749.7939 | 738.528 | 802.401 | 927.8317 | 990.0444 | 1055.6529 | 1023.2069 | 1010.8353 | 976.5638 | 917.5042 | 852.0525
2032-12-21 | 762.6062 | 700.041 | 641.8317 | 618.9273 | 653.8147 | 764.2135 | 862.8033 | 915.0566 | 853.8352 | 765.9731 | 683.2855 | 668.7963 | 676.697 | 606.478 | 611.89 | 728.5176 | 868.8151 | 986.829 | 1024.021 | 1005.9723 | 976.3606 | 937.9592 | 881.1242 | 812.1454
2032-12-22 | 719.8944 | 669.707 | 622.0501 | 602.5362 | 636.0043 | 741.8482 | 837.3613 | 883.7314 | 813.9318 | 737.9483 | 678.5407 | 679.2513 | 680.1965 | 623.956 | 585.1884 | 692.017 | 847.3117 | 955.5864 | 997.3894 | 973.2968 | 938.525 | 923.0934 | 879.3259 | 803.3894
2032-12-23 | 711.4627 | 661.1251 | 617.1217 | 598.865 | 631.1639 | 738.5548 | 824.5469 | 863.0947 | 798.6599 | 721.1479 | 651.2409 | 630.7135 | 625.3479 | 527.3632 | 576.0054 | 687.3452 | 838.5996 | 936.697 | 982.2947 | 961.5262 | 941.5691 | 927.0339 | 868.2056 | 798.0697
2032-12-24 | 753.7026 | 703.3289 | 652.0413 | 617.1029 | 629.8905 | 673.998 | 719.0009 | 756.0516 | 755.8519 | 699.3443 | 636.0721 | 600.7181 | 607.8023 | 544.0916 | 537.4376 | 673.3559 | 805.0513 | 909.7599 | 941.7196 | 909.7592 | 913.5993 | 917.0992 | 875.5725 | 824.1907
2032-12-25 | 741.8951 | 677.4173 | 625.1795 | 601.3196 | 606.4388 | 638.9192 | 689.5548 | 751.9769 | 713.4175 | 642.1606 | 594.4995 | 586.778 | 596.3626 | 594.6516 | 532.1 | 644.4542 | 795.856 | 905.8006 | 943.2142 | 896.1533 | 912.4653 | 910.9887 | 874.7011 | 826.9393
2032-12-26 | 727.3944 | 669.6187 | 619.8078 | 593.9412 | 595.1814 | 600.5786 | 616.6032 | 661.0408 | 677.3654 | 667.9076 | 628.1071 | 587.288 | 592.1317 | 583.3269 | 661.3816 | 688.6733 | 801.0613 | 879.721 | 951.2278 | 948.6128 | 969.4519 | 934.9934 | 871.2556 | 791.729
2032-12-27 | 727.644 | 641.3852 | 593.2597 | 581.7611 | 617.9017 | 710.3914 | 795.6652 | 838.7504 | 768.9505 | 689.3922 | 638.3356 | 646.3102 | 666.299 | 594.2373 | 610.7118 | 672.2426 | 827.9908 | 916.4396 | 991.6662 | 968.1182 | 956.333 | 921.6288 | 866.5371 | 807.001
2032-12-28 | 733.3758 | 671.0044 | 612.1951 | 591.3308 | 625.6924 | 730.1067 | 824.1169 | 872.5484 | 821.4031 | 736.4819 | 687.0471 | 684.246 | 689.172 | 700.7448 | 650.4354 | 712.748 | 833.8572 | 931.5133 | 962.0436 | 956.8232 | 929.011 | 901.5859 | 844.5809 | 777.3299
2032-12-29 | 702.4588 | 651.901 | 604.66 | 586.5401 | 619.8199 | 723.1805 | 817.2711 | 862.6462 | 796.9923 | 737.4305 | 628.6406 | 606.2112 | 613.7786 | 519.0273 | 536.7884 | 654.6642 | 805.0639 | 908.1578 | 962.8085 | 941.9282 | 913.8546 | 887.9575 | 857.8235 | 778.258
2032-12-30 | 708.3612 | 659.2877 | 615.673 | 597.9872 | 630.4276 | 738.6861 | 828.4979 | 886.4613 | 833.705 | 757.505 | 705.0528 | 688.1032 | 683.5778 | 687.2451 | 674.6482 | 720.826 | 828.1165 | 926.0777 | 971.8204 | 958.7202 | 942.5779 | 918.2899 | 861.511 | 790.4521
2032-12-31 | 703.008 | 653.0412 | 604.4839 | 587.0121 | 616.5874 | 722.1437 | 830.9492 | 879.2789 | 835.2544 | 743.4841 | 640.0957 | 602.2138 | 609.5343 | 500.3748 | 547.3024 | 680.943 | 808.3141 | 898.9108 | 949.8283 | 931.1965 | 930.2328 | 906.6639 | 862.2576 | 799.0596
2033-01-01 | 729.9622 | 686.562 | 645.1921 | 619.4116 | 622.6285 | 672.6106 | 746.3236 | 800.2146 | 761.6442 | 680.3416 | 594.8207 | 578.9713 | 545.1258 | 483.2152 | 564.2274 | 651.2316 | 839.8175 | 935.789 | 975.3327 | 937.5834 | 919.1699 | 912.1626 | 871.8923 | 807.2464
2033-01-02 | 744.9178 | 696.0904 | 652.8614 | 628.7818 | 632.9436 | 672.0667 | 736.2804 | 774.7741 | 786.3079 | 692.4994 | 625.7356 | 614.4903 | 588.3174 | 508.1628 | 563.8644 | 710.0322 | 878.867 | 985.3117 | 1046.1606 | 1002.5315 | 1009.9073 | 967.3063 | 887.4365 | 806.1965
2033-01-03 | 722.5399 | 674.497 | 630.6084 | 608.7432 | 635.0365 | 692.2067 | 770.0407 | 793.3251 | 784.6115 | 702.6019 | 644.3525 | 632.3164 | 620.9154 | 535.8082 | 528.2145 | 638.1582 | 834.1522 | 961.0943 | 1015.1458 | 970.9453 | 945.9951 | 929.1472 | 833.7632 | 765.8876
2033-01-04 | 671.5129 | 638.214 | 602.3832 | 585.0013 | 626.9959 | 731.5129 | 858.9393 | 862.6281 | 806.0726 | 720.9836 | 660.8769 | 613.0651 | 574.8343 | 526.8127 | 594.7692 | 661.2487 | 823.3517 | 939.5411 | 995.5564 | 1005.5894 | 970.1241 | 898.9577 | 814.6311 | 736.3641
2033-01-05 | 691.3415 | 633.6937 | 593.3605 | 576.4308 | 615.5024 | 717.6178 | 841.0686 | 850.8291 | 771.615 | 676.179 | 627.4094 | 601.6318 | 626.4284 | 530.2823 | 546.7997 | 664.1452 | 833.186 | 919.4833 | 997.9507 | 982.8654 | 958.4702 | 902.4333 | 833.6443 | 766.3851
2033-01-06 | 703.266 | 656.9789 | 604.278 | 587.3474 | 626.567 | 744.6388 | 874.356 | 893.2153 | 817.7222 | 718.259 | 642.6375 | 616.3844 | 609.3936 | 528.2184 | 548.3578 | 665.3194 | 832.5143 | 938.5137 | 987.6624 | 993.2264 | 943.3669 | 907.6009 | 830.1064 | 750.2985
2033-01-07 | 680.6695 | 643.3865 | 599.127 | 584.3894 | 623.6352 | 739.1409 | 870.0134 | 887.4627 | 833.0539 | 724.1229 | 632.307 | 599.7373 | 582.1475 | 506.9445 | 533.3491 | 646.3708 | 800.1704 | 920.3264 | 962.0597 | 946.9257 | 901.2208 | 878.5417 | 830.5925 | 757.6219
2033-01-08 | 724.4749 | 683.0134 | 639.7402 | 615.5129 | 619.9803 | 672.0738 | 755.1037 | 804.0481 | 765.2309 | 694.3838 | 622.9315 | 606.3827 | 533.8006 | 446.608 | 481.9274 | 614.9797 | 812.233 | 921.3761 | 985.4178 | 957.3066 | 943.485 | 918.7789 | 869.0201 | 800.3775
2033-01-09 | 707.6018 | 660.2012 | 613.9346 | 592.1906 | 596.8521 | 628.128 | 691.3866 | 727.2519 | 711.4453 | 631.9677 | 575.6743 | 542.0105 | 494.1638 | 392.5066 | 439.9093 | 559.9962 | 764.4366 | 900.2702 | 989.8296 | 965.2884 | 969.0013 | 917.7634 | 829.9686 | 750.6481
2033-01-10 | 704.7925 | 657.3738 | 617.7158 | 611.1888 | 655.4786 | 781.8477 | 923.6274 | 951.8687 | 888.6221 | 787.0487 | 717.7335 | 693.1551 | 671.2378 | 593.0246 | 604.9413 | 734.7218 | 903.8357 | 1010.2136 | 1079.6192 | 1038.9192 | 1006.6727 | 960.0044 | 869.9526 | 789.4237
2033-01-11 | 697.036 | 664.1087 | 628.8646 | 610.3468 | 652.0282 | 761.4821 | 889.981 | 901.8826 | 852.5911 | 772.0921 | 741.5557 | 715.2947 | 711.0323 | 581.0161 | 621.9635 | 668.6155 | 850.4051 | 964.9853 | 1032.7582 | 1032.0437 | 1003.959 | 934.0018 | 849.9178 | 775.9609
2033-01-12 | 726.1775 | 669.1325 | 630.3416 | 611.209 | 650.5994 | 758.8766 | 886.1398 | 905.899 | 833.5031 | 726.9412 | 679.3086 | 653.8366 | 594.1611 | 506.6393 | 584.6447 | 683.4386 | 854.355 | 972.2256 | 1057.3535 | 1029.6563 | 1006.6396 | 956.6554 | 885.8827 | 812.7087
2033-01-13 | 727.0228 | 683.1648 | 630.4371 | 612.2442 | 651.797 | 774.8116 | 907.5239 | 933.538 | 849.3077 | 745.1609 | 676.982 | 639.8705 | 547.1793 | 516.024 | 538.6907 | 681.0121 | 857.0032 | 971.5587 | 1032.5402 | 1026.0855 | 985.4026 | 946.923 | 863.737 | 780.4755
2033-01-14 | 717.601 | 680.8578 | 638.606 | 621.0497 | 660.7967 | 783.3983 | 917.1709 | 948.9159 | 903.8934 | 810.1805 | 713.5759 | 687.8174 | 651.9819 | 567.1814 | 634.849 | 753.2726 | 898.8218 | 988.8359 | 1023.5797 | 994.6504 | 950.4556 | 931.1183 | 882.8975 | 808.0544
2033-01-15 | 711.4266 | 666.8298 | 622.0069 | 599.2852 | 603.0258 | 654.2789 | 733.7107 | 784.2772 | 758.6116 | 696.6407 | 615.3198 | 588.243 | 565.258 | 463.7267 | 506.3294 | 635.8667 | 799.6432 | 901.6342 | 960.4126 | 931.7601 | 923.759 | 896.561 | 846.9006 | 780.56
2033-01-16 | 731.0643 | 682.8777 | 639.3381 | 616.1428 | 620.2165 | 656.0108 | 718.3164 | 756.1046 | 777.5179 | 698.2976 | 630.3332 | 588.7782 | 571.4934 | 450.6393 | 489.1398 | 612.6676 | 809.1992 | 926.0643 | 1020.6161 | 981.5922 | 987.0784 | 949.1546 | 864.3256 | 781.2831
2033-01-17 | 731.3245 | 686.887 | 642.8906 | 620.0494 | 635.5085 | 693.0561 | 775.3162 | 805.1813 | 808.937 | 736.5503 | 699.8541 | 667.5302 | 622.9935 | 539.3909 | 539.0667 | 646.8828 | 814.44 | 958.5773 | 1026.3138 | 972.2236 | 964.9259 | 943.9361 | 847.6111 | 781.4781
2033-01-18 | 689.5853 | 652.0123 | 615.0216 | 603.0939 | 648.5951 | 757.3965 | 885.366 | 894.6929 | 837.3483 | 736.4972 | 681.7581 | 636.5876 | 540.4037 | 516.8466 | 550.9174 | 634.2079 | 819.6528 | 937.9998 | 1022.3271 | 1033.7325 | 1001.6096 | 932.1979 | 846.2669 | 768.7062
2033-01-19 | 712.9542 | 654.1871 | 617.1408 | 599.0335 | 638.4625 | 745.146 | 871.4662 | 891.3548 | 819.5216 | 723.5684 | 680.9487 | 654.3123 | 582.4999 | 516.8246 | 575.0494 | 670.8577 | 844.7789 | 942.0894 | 1035.8839 | 1014.0763 | 993.4215 | 941.4154 | 869.8424 | 796.249
2033-01-20 | 703.2196 | 657.9796 | 605.5906 | 591.373 | 630.0677 | 748.9776 | 876.5869 | 897.5976 | 850.839 | 766.7803 | 681.2467 | 690.535 | 705.3368 | 681.5184 | 664.3571 | 769.5241 | 886.0931 | 944.8235 | 997.118 | 1001.1309 | 952.2376 | 918.9285 | 836.6965 | 754.0647
2033-01-21 | 713.7175 | 676.2071 | 633.0886 | 615.5938 | 655.0912 | 776.9214 | 909.9594 | 938.0164 | 890.4029 | 802.8201 | 717.3277 | 692.3791 | 675.3147 | 562.2672 | 595.9177 | 720.4418 | 852.0192 | 955.6374 | 1008.9461 | 985.756 | 940.799 | 915.7997 | 878.0268 | 802.0391
2033-01-22 | 715.6002 | 673.5527 | 629.464 | 605.774 | 610.1901 | 662.6455 | 742.2134 | 790.0813 | 769.019 | 702.8748 | 638.0751 | 588.2221 | 550.1299 | 449.1324 | 461.3292 | 578.8977 | 736.5447 | 873.2298 | 962.8291 | 934.1259 | 925.3885 | 901.4188 | 853.8693 | 786.2685
2033-01-23 | 678.7573 | 632.8871 | 586.1882 | 566.7599 | 570.7061 | 597.3861 | 656.0167 | 678.5106 | 666.8382 | 571.1459 | 476.4448 | 459.5886 | 456.3995 | 402.7084 | 432.3766 | 538.7557 | 710.6898 | 806.1297 | 918.3316 | 903.0205 | 909.4121 | 876.9597 | 789.5827 | 711.9582
2033-01-24 | 662.6864 | 616.9944 | 578.024 | 574.31 | 617.7951 | 738.8008 | 872.8715 | 903.5043 | 829.9123 | 725.2752 | 661.8097 | 647.6605 | 641.1261 | 562.4565 | 543.7221 | 629.6483 | 782.7516 | 898.1428 | 994.4679 | 973.5748 | 944.5293 | 898.6459 | 806.9569 | 732.4866
2033-01-25 | 667.1242 | 634.2167 | 597.7311 | 580.6645 | 621.8095 | 726.1797 | 851.4978 | 860.1786 | 811.5962 | 745.8628 | 680.0954 | 650.6786 | 676.8131 | 584.7368 | 616.4605 | 653.3625 | 790.681 | 895.4196 | 988.6258 | 994.5953 | 965.1107 | 899.9819 | 813.6073 | 740.0748
2033-01-26 | 731.0325 | 672.6459 | 634.6861 | 615.3126 | 654.6183 | 764.0451 | 892.9836 | 918.4292 | 846.1238 | 740.8952 | 669.262 | 629.6306 | 543.2185 | 491.7502 | 539.374 | 649.6855 | 808.1379 | 923.8015 | 1043.9887 | 1018.454 | 994.3234 | 954.6841 | 888.1723 | 814.675
2033-01-27 | 708.8078 | 665.0307 | 613.2748 | 596.5091 | 636.7995 | 760.2914 | 893.3678 | 918.3781 | 839.6899 | 734.3031 | 668.3665 | 662.3109 | 668.0768 | 602.0444 | 616.326 | 741.7479 | 854.8686 | 930.7359 | 997.7437 | 993.016 | 951.4449 | 926.2623 | 843.978 | 762.9537
2033-01-28 | 688.368 | 651.244 | 607.9408 | 592.4642 | 630.4839 | 747.7159 | 882.3919 | 905.7881 | 837.3675 | 729.3257 | 655.3348 | 657.7016 | 650.2269 | 541.3045 | 526.1139 | 640.3008 | 782.9967 | 885.1534 | 974.7291 | 951.0255 | 903.9388 | 881.716 | 841.8528 | 769.1289
2033-01-29 | 704.1954 | 663.2782 | 620.4996 | 597.6022 | 602.0893 | 654.2092 | 736.132 | 791.222 | 763.7852 | 684.2168 | 623.3201 | 571.9814 | 540.2775 | 441.4078 | 448.9691 | 566.8062 | 759.6715 | 877.9081 | 964.9142 | 930.0216 | 915.7249 | 887.6343 | 840.0303 | 776.5087
2033-01-30 | 714.8334 | 668.5005 | 624.4391 | 603.0527 | 606.4368 | 641.6993 | 702.8035 | 737.8742 | 728.4584 | 645.3334 | 568.4506 | 548.4149 | 467.6723 | 412.8515 | 427.7309 | 558.0993 | 734.1304 | 870.5308 | 1011.7132 | 969.7874 | 973.4719 | 927.871 | 844.659 | 764.1079
2033-01-31 | 698.9746 | 652.1501 | 613.9125 | 607.1417 | 649.7507 | 777.4241 | 919.8283 | 959.2346 | 896.1801 | 797.1555 | 720.6256 | 696.8917 | 649.1871 | 570.2376 | 599.6604 | 697.3483 | 853.8628 | 976.6602 | 1086.7067 | 1041.6656 | 1012.4557 | 961.2471 | 869.7212 | 791.6419
2033-02-01 | 741.2825 | 719.381 | 683.9234 | 659.6637 | 704.2598 | 819.8724 | 935.7924 | 954.2424 | 880.2797 | 765.7696 | 723.8563 | 714.1949 | 649.5208 | 592.2649 | 612.2809 | 657.1762 | 816.8597 | 956.5194 | 1031.7681 | 1059.6371 | 1040.2365 | 971.375 | 887.4852 | 820.5284
2033-02-02 | 756.2358 | 706.0086 | 664.6707 | 643.9283 | 686.1202 | 798.2662 | 913.1204 | 935.331 | 859.9274 | 777.1362 | 738.3947 | 674.8155 | 605.7022 | 511.9611 | 625.5081 | 667.4817 | 839.9359 | 921.5387 | 1020.8967 | 1022.7466 | 1007.6007 | 965.6439 | 890.2978 | 831.1027
2033-02-03 | 748.4938 | 719.7099 | 661.7709 | 640.1988 | 683.6588 | 810.38 | 928.0631 | 962.5842 | 900.3354 | 807.7094 | 725.185 | 708.4651 | 668.0965 | 634.9531 | 571.5347 | 657.8387 | 825.8842 | 932.3371 | 989.0316 | 1017.9786 | 982.7357 | 945.035 | 860.8397 | 794.8466
2033-02-04 | 722.0819 | 696.679 | 651.1479 | 632.2734 | 675.0698 | 798.9316 | 916.4787 | 942.319 | 886.1332 | 799.3181 | 703.3356 | 679.992 | 680.4684 | 587.3906 | 574.3617 | 652.261 | 806.4095 | 914.299 | 973.1625 | 982.2093 | 946.8206 | 922.2238 | 866.9725 | 803.9458
2033-02-05 | 755.576 | 724.353 | 678.3441 | 651.174 | 662.3854 | 730.2411 | 806.2474 | 853.0207 | 809.7779 | 701.0366 | 638.0068 | 603.7364 | 602.4478 | 502.284 | 498.2674 | 577.6082 | 738.5674 | 886.9366 | 976.2867 | 972.3078 | 966.4543 | 936.9614 | 878.7939 | 822.0935
2033-02-06 | 755.993 | 721.5991 | 675.3623 | 650.8253 | 660.5518 | 711.4974 | 764.4127 | 800.3098 | 797.6979 | 708.4215 | 648.0928 | 639.4829 | 592.18 | 519.5205 | 478.3986 | 578.452 | 765.5511 | 900.7212 | 1000.802 | 992.337 | 1003.6948 | 962.6759 | 870.4929 | 802.5115
2033-02-07 | 739.796 | 704.4851 | 663.4013 | 651.8675 | 697.6971 | 829.2567 | 960.6274 | 994.257 | 875.4408 | 733.1352 | 661.29 | 648.1352 | 511.4725 | 527.1241 | 525.6369 | 638.9383 | 818.1224 | 943.5948 | 1051.6448 | 1047.089 | 1030.8431 | 984.0913 | 889.3694 | 824.8567
2033-02-08 | 732.9694 | 711.3153 | 675.5247 | 651.8618 | 696.3813 | 810.5637 | 926.3807 | 935.7531 | 852.6657 | 721.9705 | 647.9345 | 617.3307 | 489.4802 | 471.6394 | 539.3128 | 606.7655 | 779.5139 | 915.1629 | 1013.3374 | 1046.309 | 1023.1749 | 961.1995 | 873.1804 | 811.9118
2033-02-09 | 776.4228 | 727.3948 | 690.3141 | 665.9111 | 708.7248 | 825.5395 | 940.2264 | 951.9611 | 847.3159 | 727.11 | 665.2858 | 641.391 | 507.1065 | 484.1789 | 516.3408 | 605.4844 | 800.7213 | 922.8181 | 1041.0373 | 1046.8433 | 1031.8604 | 992.9586 | 921.1743 | 860.8012
2033-02-10 | 775.4413 | 741.4875 | 688.4938 | 666.3994 | 710.6056 | 843.3088 | 956.7816 | 984.4525 | 913.8215 | 780.3508 | 715.3408 | 672.3731 | 638.61 | 571.5656 | 583.1955 | 702.9466 | 850.2452 | 959.8491 | 1032.7912 | 1047.8052 | 1018.3909 | 986.6481 | 900.2519 | 830.138
2033-02-11 | 731.4076 | 708.8738 | 663.8549 | 643.1415 | 684.6107 | 811.2224 | 917.9394 | 941.9657 | 880.8895 | 770.2415 | 687.3459 | 662.4322 | 614.58 | 540.7471 | 537.3222 | 606.3275 | 762.1756 | 898.25 | 973.4412 | 979.6239 | 950.7393 | 924.3194 | 878.5919 | 816.054
2033-02-12 | 746.6363 | 717.9656 | 674.5091 | 647.1302 | 658.2387 | 723.6086 | 799.331 | 841.8421 | 777.5743 | 670.3548 | 574.4914 | 545.7615 | 413.6904 | 350.2506 | 359.7962 | 505.8415 | 714.6753 | 834.8776 | 947.3707 | 957.1934 | 959.4024 | 930.8126 | 875.7468 | 822.0328
2033-02-13 | 761.704 | 726.289 | 684.6529 | 659.4826 | 671.2968 | 724.5427 | 786.3705 | 824.6272 | 837.9655 | 773.794 | 725.6517 | 584.288 | 574.5988 | 519.6572 | 505.8239 | 598.5576 | 771.9168 | 899.0608 | 1002.8707 | 1011.5816 | 1023.9467 | 976.0837 | 889.983 | 818.7971
2033-02-14 | 743.1953 | 708.0647 | 667.4316 | 655.8577 | 702.3893 | 833.7494 | 961.6758 | 996.2073 | 938.2493 | 843.8781 | 786.5126 | 799.961 | 777.3183 | 738.8588 | 631.3273 | 700.8659 | 856.3986 | 965.0426 | 1064.4657 | 1053.6806 | 1029.9179 | 986.5499 | 895.179 | 829.417
2033-02-15 | 752.7994 | 731.0293 | 698.1006 | 673.5753 | 718.2976 | 837.5631 | 955.0067 | 971.2688 | 914.3825 | 807.6186 | 705.7369 | 671.7581 | 583.6089 | 548.2243 | 559.3942 | 602.8822 | 766.1484 | 912.9208 | 1035.742 | 1068.0847 | 1047.0063 | 990.008 | 905.4941 | 840.5432
2033-02-16 | 760.4903 | 711.1668 | 672.3826 | 650.9805 | 693.7932 | 807.8502 | 920.8427 | 918.3599 | 834.2134 | 718.3576 | 632.8256 | 611.3206 | 500.4995 | 485.3608 | 522.532 | 580.2788 | 764.0427 | 881.4132 | 1011.35 | 1021.2921 | 1008.5622 | 972.3412 | 899.9915 | 840.1436
2033-02-17 | 754.3654 | 724.57 | 670.361 | 648.7975 | 692.4028 | 822.1982 | 941.7661 | 955.6814 | 842.5132 | 742.398 | 692.4561 | 662.6226 | 573.01 | 510.9043 | 504.2987 | 615.0116 | 779.1007 | 903.4134 | 994.3392 | 1026.9156 | 993.8835 | 962.6403 | 874.8407 | 806.6725
2033-02-18 | 752.5209 | 727.9192 | 687.8163 | 666.4524 | 708.6766 | 839.2117 | 960.6113 | 973.9936 | 908.7983 | 781.3918 | 739.6773 | 745.9903 | 730.898 | 722.4024 | 677.7098 | 736.3809 | 867.0189 | 954.8309 | 1015.277 | 1017.0579 | 986.2192 | 958.7157 | 913.5906 | 849.9965
2033-02-19 | 763.8241 | 732.0826 | 688.7329 | 661.4435 | 672.9082 | 743.7739 | 820.5989 | 849.8913 | 813.4149 | 717.6125 | 628.0186 | 579.3704 | 473.6621 | 389.5911 | 439.7773 | 563.7011 | 725.8177 | 867.1021 | 967.597 | 981.4545 | 976.3559 | 949.0409 | 892.7693 | 836.5503
2033-02-20 | 761.3996 | 729.3064 | 684.278 | 659.7369 | 670.5797 | 723.8525 | 783.4697 | 807.4506 | 773.8171 | 661.2407 | 603.3717 | 570.8172 | 495.4844 | 464.5786 | 484.4026 | 590.271 | 734.6719 | 870.0375 | 999.3934 | 998.1796 | 1012.2528 | 977.7379 | 888.6729 | 817.1856
2033-02-21 | 757.2341 | 721.4214 | 680.3061 | 655.3377 | 679.005 | 753.0927 | 835.4228 | 838.2126 | 798.6918 | 686.2077 | 620.9912 | 600.0044 | 491.1964 | 496.8943 | 470.3985 | 563.8408 | 741.0734 | 873.2661 | 977.1091 | 971.7165 | 969.4968 | 960.6237 | 860.7789 | 806.2801
2033-02-22 | 744.8133 | 719.0011 | 679.7361 | 661.6667 | 708.9707 | 826.3025 | 942.0409 | 945.3966 | 865.465 | 777.1214 | 746.1407 | 706.9908 | 653.1485 | 582.9884 | 635.4674 | 691.7949 | 838.4531 | 938.5463 | 1038.8575 | 1065.0594 | 1042.9712 | 979.2772 | 896.1547 | 829.3216
2033-02-23 | 764.8448 | 715.1355 | 678.0374 | 655.0352 | 698.0344 | 813.1115 | 925.7692 | 927.4709 | 847.0285 | 716.4802 | 655.8883 | 632.1754 | 548.0551 | 506.5243 | 577.3119 | 621.9921 | 786.6175 | 898.6547 | 1025.3782 | 1031.6381 | 1025.2124 | 982.2481 | 906.1977 | 843.5815
2033-02-24 | 754.1933 | 722.8354 | 668.1873 | 648.9331 | 691.6416 | 822.3042 | 942.053 | 952.4892 | 878.8937 | 763.5389 | 674.9418 | 651.0671 | 645.1178 | 587.6201 | 578.0362 | 682.3942 | 799.7034 | 914.8929 | 1002.1691 | 1036.4909 | 1001.0811 | 957.871 | 879.5023 | 809.1421
2033-02-25 | 716.9799 | 694.087 | 648.4668 | 628.9023 | 671.4334 | 793.0224 | 910.3772 | 914.4283 | 848.524 | 737.0287 | 667.5683 | 648.7213 | 593.3598 | 552.8537 | 646.3214 | 709.0337 | 787.2964 | 889.5592 | 962.7866 | 970.5486 | 927.7779 | 914.4087 | 856.7601 | 795.1293
2033-02-26 | 734.2139 | 706.8365 | 662.4559 | 637.3954 | 648.5871 | 714.379 | 792.5343 | 813.6798 | 763.3717 | 633.5952 | 564.2504 | 525.3305 | 403.6096 | 371.548 | 365.7719 | 468.0264 | 667.3331 | 808.5462 | 910.9464 | 922.5908 | 925.2102 | 912.0154 | 855.2833 | 801.3726
2033-02-27 | 718.7683 | 685.263 | 640.1728 | 617.9814 | 627.9087 | 672.9432 | 725.9951 | 737.8309 | 685.41 | 540.1058 | 485.514 | 467.7677 | 344.961 | 396.9892 | 441.1126 | 515.2254 | 703.6758 | 824.4024 | 949.5793 | 973.2583 | 975.4884 | 920.4627 | 829.3427 | 762.9972
2033-02-28 | 732.3114 | 699.7758 | 657.1243 | 646.5478 | 692.4302 | 822.5195 | 948.2984 | 966.7359 | 910.5885 | 797.8951 | 739.5008 | 751.268 | 742.3091 | 684.078 | 708.5717 | 763.7714 | 885.7439 | 958.4015 | 1043.9152 | 1036.2562 | 1016.3307 | 973.8867 | 880.4207 | 818.3055
2033-03-01 | 766.5054 | 699.6207 | 663.1298 | 629.9861 | 669.1027 | 777.6796 | 890.4275 | 925.8885 | 876.621 | 789.077 | 732.6629 | 696.796 | 641.0327 | 562.4418 | 597.4661 | 651.65 | 797.4337 | 920.8939 | 1026.6116 | 1047.5336 | 1018.2529 | 981.6009 | 901.7936 | 839.9203
2033-03-02 | 729.8833 | 692.5752 | 636.7337 | 606.7223 | 643.5778 | 761.1317 | 875.5107 | 908.9121 | 813.5707 | 710.3228 | 654.3695 | 639.7348 | 581.0465 | 521.5763 | 479.857 | 571.5926 | 740.3523 | 868.879 | 958.6184 | 986.592 | 929.7823 | 933.4208 | 865.1247 | 783.8246
2033-03-03 | 692.6902 | 660.2459 | 621.8744 | 598.0275 | 636.2394 | 753.073 | 868.4158 | 876.9803 | 789.0151 | 722.9641 | 658.3138 | 575.7281 | 517.4167 | 479.5445 | 540.0503 | 624.6286 | 748.3252 | 853.5843 | 942.4857 | 972.3551 | 916.369 | 926.36 | 841.9197 | 765.8361
2033-03-04 | 708.524 | 682.6126 | 639.4617 | 611.1937 | 647.5427 | 765.1685 | 876.7877 | 918.6339 | 857.6284 | 758.7984 | 677.2835 | 652.2795 | 600.2429 | 518.0917 | 585.3733 | 680.7417 | 804.2924 | 877.6902 | 947.3849 | 950.0823 | 912.5022 | 909.908 | 872.7001 | 800.2272
2033-03-05 | 716.5562 | 679.3911 | 636.7778 | 603.2871 | 607.9772 | 658.0686 | 724.2853 | 747.2473 | 693.4781 | 585.1176 | 516.8267 | 397.1056 | 289.6039 | 256.9457 | 286.6575 | 403.1727 | 580.9513 | 756.0779 | 901.6651 | 904.6616 | 903.5868 | 893.5857 | 848.6372 | 793.0074
2033-03-06 | 732.1843 | 689.0028 | 644.57 | 607.9071 | 609.2856 | 628.8039 | 684.1911 | 710.1027 | 657.5828 | 569.1029 | 499.7758 | 414.2466 | 300.8558 | 272.709 | 302.4686 | 434.6906 | 614.7815 | 798.3382 | 944.1157 | 938.1744 | 969.8758 | 956.7978 | 867.7294 | 791.1246
2033-03-07 | 712.3888 | 667.9477 | 628.7503 | 603.6745 | 639.0833 | 727.539 | 858.0961 | 872.8038 | 780.1499 | 664.5443 | 603.3053 | 537.7372 | 460.9413 | 463.8792 | 545.8522 | 606.3162 | 765.4648 | 885.4585 | 1003.8187 | 1020.5287 | 1009.8639 | 979.0401 | 894.9932 | 815.8315
2033-03-08 | 742.2489 | 674.6097 | 637.7531 | 601.3436 | 632.7312 | 716.4867 | 847.0514 | 864.7095 | 794.9915 | 700.8954 | 642.3647 | 620.0679 | 512.0066 | 546.8751 | 584.9097 | 600.7738 | 737.813 | 832.0123 | 978.7677 | 1008.9864 | 1006.4343 | 962.1761 | 882.6873 | 816.8928
2033-03-09 | 752.096 | 709.5801 | 653.8289 | 615.6263 | 644.6351 | 749.9688 | 884.7247 | 918.4561 | 834.3385 | 738.1148 | 653.6573 | 620.8991 | 515.1864 | 478.6185 | 519.306 | 608.8939 | 748.922 | 886.2698 | 999.6342 | 1013.3627 | 983.5915 | 982.7169 | 905.1279 | 819.1292
2033-03-10 | 717.7952 | 680.4161 | 643.0523 | 611.2851 | 640.4175 | 741.5476 | 877.7537 | 886.3689 | 795.3847 | 678.7667 | 629.9268 | 565.148 | 446.8554 | 435.0871 | 469.6583 | 588.5866 | 731.7869 | 868.3521 | 975.8313 | 1006.1413 | 983.2989 | 981.218 | 889.0059 | 803.2107
2033-03-11 | 720.9094 | 688.697 | 644.2877 | 609.3872 | 638.062 | 739.0374 | 868.241 | 907.1867 | 867.3302 | 773.8869 | 700.4469 | 677.6945 | 646.3296 | 538.7017 | 584.615 | 646.4146 | 779.5396 | 890.7643 | 972.9752 | 971.8575 | 931.3166 | 950.8375 | 895.5995 | 822.6183
2033-03-12 | 747.2334 | 706.2469 | 665.4592 | 624.865 | 626.5438 | 671.1057 | 739.5509 | 777.1441 | 764.8623 | 684.8324 | 622.334 | 582.7213 | 516.728 | 428.2429 | 418.3144 | 490.6856 | 651.3467 | 818.2415 | 962.9984 | 960.5471 | 958.9675 | 947.5096 | 898.4737 | 835.2804
2033-03-13 | 753.3157 | 706.055 | 660.8575 | 625.8726 | 627.1191 | 656.9024 | 713.351 | 728.1787 | 703.5151 | 614.559 | 547.1334 | 528.9827 | 403.6829 | 407.6439 | 439.9984 | 547.9398 | 711.9956 | 856.9628 | 990.127 | 980.5809 | 999.1121 | 989.5779 | 898.3914 | 821.8829
2033-03-14 | 726.4663 | 683.2796 | 646.8105 | 618.7032 | 654.0464 | 751.4779 | 881.6665 | 894.0924 | 824.0447 | 739.6215 | 710.2465 | 675.312 | 580.3416 | 584.9388 | 613.044 | 680.4484 | 816.3182 | 918.9656 | 1044.496 | 1065.9062 | 1036.3131 | 1003.9965 | 917.5271 | 834.4089
2033-03-15 | 749.6601 | 681.2663 | 642.7664 | 607.6824 | 639.1367 | 731.2569 | 861.0806 | 865.4408 | 818.1612 | 701.1058 | 633.2262 | 577.5568 | 458.7108 | 451.6906 | 504.7533 | 585.9048 | 718.7641 | 847.6284 | 998.0016 | 1024.7635 | 1013.8657 | 974.7143 | 893.4006 | 825.4233
2033-03-16 | 720.9974 | 679.4903 | 617.5374 | 583.8875 | 613.0466 | 715.0085 | 848.1295 | 845.0718 | 742.4735 | 640.6069 | 540.3042 | 490.3632 | 390.7455 | 421.6844 | 419.0133 | 509.7335 | 677.9024 | 834.3942 | 950.4775 | 980.958 | 938.1144 | 933.47 | 855.219 | 767.9175
2033-03-17 | 701.5495 | 665.4449 | 625.491 | 595.3279 | 623.8093 | 728.1083 | 862.0156 | 848.6647 | 748.0158 | 641.9606 | 574.8561 | 469.1132 | 393.5426 | 363.9196 | 396.399 | 512.7276 | 678.1323 | 829.9292 | 951.4331 | 996.9706 | 960.1314 | 951.8242 | 862.6624 | 780.0518
2033-03-18 | 695.9131 | 663.858 | 619.1763 | 586.1491 | 615.721 | 717.3781 | 843.1846 | 845.0605 | 784.4194 | 664.7313 | 570.6723 | 525.2484 | 426.0169 | 412.5695 | 470.332 | 541.9494 | 697.0342 | 825.5071 | 929.3345 | 945.7358 | 911.1462 | 918.784 | 861.5438 | 788.4694
2033-03-19 | 728.9886 | 687.4489 | 642.8145 | 604.6357 | 605.5131 | 646.0244 | 712.7958 | 719.8003 | 692.0895 | 630.0033 | 575.3947 | 552.9926 | 462.0038 | 407.0913 | 429.1798 | 475.4699 | 623.1899 | 777.6332 | 932.239 | 937.3441 | 928.4181 | 917.7114 | 868.5157 | 808.4732
2033-03-20 | 739.8594 | 692.9756 | 645.1788 | 612.6382 | 613.7787 | 641.7045 | 697.0319 | 689.9196 | 670.6415 | 575.3026 | 541.1729 | 513.7632 | 375.6955 | 389.2474 | 447.6318 | 537.79 | 682.817 | 820.6788 | 959.8721 | 963.4685 | 974.8377 | 962.2258 | 874.5133 | 798.5208
2033-03-21 | 719.8674 | 677.2653 | 639.6736 | 612.6718 | 648.2627 | 745.901 | 876.8003 | 875.3549 | 799.2267 | 716.4681 | 690.7126 | 641.0541 | 537.8108 | 501.6798 | 544.5548 | 614.5335 | 764.882 | 873.5877 | 1015.4831 | 1049.3441 | 1026.2718 | 986.7831 | 902.1711 | 819.5344
2033-03-22 | 762.1971 | 696.1667 | 660.6191 | 622.2048 | 653.847 | 748.5235 | 880.4295 | 874.9095 | 830.2175 | 738.1378 | 695.5437 | 690.5977 | 622.0689 | 561.8613 | 600.009 | 611.2937 | 799.8574 | 889.2941 | 1018.3667 | 1037.2124 | 1032.327 | 992.3322 | 907.1276 | 840.9482
2033-03-23 | 743.8058 | 702.1811 | 642.7467 | 607.7509 | 637.7776 | 738.766 | 876.6581 | 863.422 | 782.627 | 684.9887 | 623.7275 | 592.4192 | 460.4452 | 455.8074 | 485.7318 | 614.7817 | 758.0408 | 873.2712 | 977.7108 | 1003.6359 | 966.6024 | 967.9377 | 889.5326 | 805.7506
2033-03-24 | 713.1681 | 676.2056 | 638.2105 | 606.1329 | 634.6779 | 734.3389 | 869.0995 | 851.7208 | 781.5938 | 732.2031 | 665.2467 | 662.7763 | 625.0943 | 546.9195 | 564.0321 | 606.7168 | 736.0959 | 865.9437 | 967.9783 | 1002.0457 | 974.0467 | 962.2015 | 882.0682 | 799.3772
2033-03-25 | 755.445 | 722.7941 | 677.6417 | 625.8493 | 629.7706 | 669.0293 | 735.3218 | 712.9152 | 728.3187 | 666.5507 | 650.969 | 624.1817 | 499.5153 | 461.7729 | 489.0645 | 586.1315 | 731.4788 | 860.1275 | 938.5762 | 928.8436 | 906.8557 | 946.5807 | 893.2716 | 832.6403
2033-03-26 | 759.0438 | 718.1849 | 674.3367 | 632.8312 | 634.3901 | 680.5156 | 750.22 | 742.2232 | 709.6533 | 618.9117 | 559.2618 | 476.203 | 373.9457 | 337.9629 | 359.0157 | 467.4663 | 654.4512 | 851.5388 | 996.4309 | 988.4753 | 979.7701 | 961.3703 | 912.5178 | 849.227
2033-03-27 | 759.0408 | 709.9172 | 664.887 | 627.8153 | 633.4076 | 666.4041 | 720.5534 | 693.0485 | 649.485 | 534.7321 | 464.2283 | 323.3754 | 270.7025 | 255.3128 | 296.1392 | 411.5875 | 636.218 | 833.4268 | 993.1222 | 987.291 | 989.8504 | 986.3862 | 899.2563 | 824.9417
2033-03-28 | 726.7502 | 681.3591 | 641.5636 | 617.7553 | 658.0509 | 756.3896 | 876.2426 | 833.6674 | 781.7759 | 700.4616 | 679.4215 | 619.0609 | 512.2166 | 497.0971 | 516.8908 | 568.0103 | 723.4557 | 880.2575 | 1041.5183 | 1060.2086 | 1034.8834 | 996.8115 | 913.6898 | 836.2123
2033-03-29 | 760.9137 | 689.7834 | 651.9269 | 616.5983 | 654.6809 | 747.7471 | 862.2696 | 839.3854 | 785.7037 | 688.3137 | 594.7466 | 527.6134 | 416.485 | 395.769 | 453.0248 | 536.2684 | 712.5429 | 854.0717 | 1015.5931 | 1041.0599 | 1032.0376 | 990.1709 | 908.9887 | 840.2159
2033-03-30 | 746.5751 | 704.2698 | 645.4049 | 611.9334 | 648.772 | 752.772 | 881.3451 | 844.3456 | 764.5915 | 641.6087 | 563.6275 | 497.4817 | 395.7797 | 383.4574 | 411.7621 | 506.4883 | 685.6038 | 870.2009 | 996.959 | 1026.5138 | 988.3211 | 982.2655 | 901.8906 | 816.2681
2033-03-31 | 732.2546 | 693.3373 | 656.3232 | 627.1616 | 664.3544 | 770.3158 | 893.4393 | 856.1885 | 772.6976 | 704.6176 | 678.5765 | 679.3236 | 603.0296 | 552.5209 | 557.7378 | 629.6125 | 793.997 | 928.0364 | 1022.8888 | 1043.9012 | 1011.373 | 1003.3686 | 912.696 | 828.893
2033-04-01 | 769.6603 | 735.7933 | 681.5628 | 652.8119 | 691.4921 | 794.6331 | 911.76 | 904.9321 | 883.2698 | 767.3569 | 708.0774 | 648.7494 | 540.7331 | 511.4577 | 578.4824 | 686.3419 | 876.0848 | 962.4432 | 1023.5917 | 1022.8272 | 1016.7431 | 1018.6043 | 949.043 | 889.9222
2033-04-02 | 786.3631 | 744.0281 | 689.4349 | 654.25 | 663.0643 | 704.6894 | 767.9485 | 770.8178 | 778.7639 | 707.1454 | 655.3018 | 565.5243 | 472.3132 | 449.6003 | 510.5102 | 612.5704 | 784.9198 | 907.5668 | 1007.9509 | 993.9486 | 1014.8538 | 995.9615 | 933.7869 | 885.2367
2033-04-03 | 779.5302 | 734.9231 | 677.4586 | 645.9991 | 653.1723 | 674.7584 | 721.8779 | 713.6925 | 697.8821 | 591.3029 | 544.7018 | 411.0154 | 355.118 | 396.3103 | 474.4008 | 615.6923 | 763.2894 | 888.3703 | 1004.6681 | 994.987 | 1041.443 | 1016.4314 | 913.2364 | 851.0612
2033-04-04 | 748.4046 | 705.6642 | 656.5485 | 637.6542 | 681.4476 | 774.872 | 892.6292 | 865.7808 | 833.9545 | 746.8381 | 681.2048 | 601.1435 | 526.6846 | 484.5909 | 543.0224 | 646.1952 | 806.2067 | 931.036 | 1041.9984 | 1065.8442 | 1070.8535 | 1026.446 | 931.0485 | 864.6787
2033-04-05 | 778.023 | 711.5932 | 661.0593 | 631.4868 | 672.0429 | 759.7295 | 875.7392 | 848.4188 | 788.7548 | 712.4623 | 658.1277 | 598.731 | 545.2262 | 468.0653 | 525.3026 | 586.514 | 785.4836 | 894.0353 | 1028.0588 | 1053.0453 | 1069.3476 | 1010.5573 | 914.553 | 863.653
2033-04-06 | 767.0526 | 727.6254 | 658.2743 | 631.4255 | 669.5691 | 770.2335 | 888.4648 | 867.5617 | 784.453 | 700.3382 | 626.6807 | 567.0665 | 463.8946 | 451.8813 | 483.2232 | 587.3318 | 777.3416 | 902.6663 | 1004.1896 | 1035.4238 | 1022.7932 | 1000.512 | 909.409 | 840.9836
2033-04-07 | 727.5581 | 692.9855 | 642.388 | 620.4241 | 658.9004 | 756.0652 | 878.616 | 867.9473 | 823.3352 | 747.4544 | 664.6141 | 634.0789 | 596.7923 | 547.6196 | 648.2794 | 732.1647 | 846.7917 | 923.8252 | 991.272 | 1026.5724 | 1012.4875 | 991.2363 | 885.9659 | 821.2391
2033-04-08 | 721.6876 | 691.2003 | 635.998 | 608.7951 | 646.8585 | 743.3098 | 851.7139 | 847.7815 | 841.9391 | 729.4772 | 642.8652 | 603.3591 | 508.6412 | 496.415 | 524.5166 | 620.8621 | 781.5131 | 867.4887 | 956.2282 | 966.316 | 952.4494 | 952.1417 | 878.4416 | 825.1445
2033-04-09 | 748.9343 | 708.742 | 653.8455 | 620.5541 | 627.4049 | 663.131 | 722.4498 | 702.8269 | 698.5772 | 611.1605 | 547.3047 | 419.9394 | 390.2711 | 340.8657 | 385.2551 | 494.0526 | 680.8852 | 827.204 | 949.3996 | 955.1502 | 968.3708 | 948.1949 | 886.6922 | 843.5518
2033-04-10 | 759.7379 | 712.361 | 653.0248 | 622.8902 | 628.7455 | 647.3697 | 686.3791 | 663.0034 | 630.8998 | 546.2026 | 497.3179 | 382.6251 | 344.0762 | 323.212 | 393.5183 | 525.7938 | 709.312 | 846.6416 | 975.203 | 971.5956 | 1008.2451 | 977.7192 | 876.614 | 821.1894
2033-04-11 | 734.4078 | 692.0496 | 649.014 | 625.8993 | 671.653 | 760.7058 | 873.8663 | 850.8691 | 804.3147 | 701.9052 | 682.4731 | 615.5352 | 512.8699 | 453.1901 | 512.3925 | 607.9214 | 798.6101 | 898.1822 | 1023.061 | 1048.4675 | 1050.0533 | 1007.6579 | 907.9061 | 847.1102
2033-04-12 | 762.2574 | 697.2049 | 647.5725 | 616.3172 | 655.4955 | 739.5955 | 849.5209 | 808.7414 | 764.92 | 675.2018 | 596.4752 | 478.6509 | 438.5423 | 402.577 | 445.1074 | 538.3282 | 709.6566 | 849.5262 | 991.8139 | 1030.5257 | 1037.68 | 987.9621 | 887.7195 | 842.7424
2033-04-13 | 772.2329 | 733.8116 | 664.1834 | 635.7658 | 673.743 | 775.7617 | 893.7426 | 872.3741 | 797.2056 | 699.5406 | 585.6464 | 506.5323 | 437.6797 | 427.5525 | 502.0439 | 653.0426 | 828.7597 | 922.0117 | 1010.8961 | 1044.9118 | 1028.0103 | 1006.6432 | 916.7735 | 845.7481
2033-04-14 | 738.1003 | 703.3245 | 653.5403 | 631.3719 | 670.371 | 769.3246 | 886.8361 | 861.8805 | 826.8717 | 726.3445 | 655.3976 | 647.7769 | 575.7328 | 556.342 | 573.8061 | 679.6769 | 833.4485 | 935.3652 | 997.9107 | 1043.3701 | 1027.423 | 1003.1832 | 900.7596 | 833.4202
2033-04-15 | 773.8481 | 743.3281 | 686.3443 | 642.3413 | 654.2966 | 687.3009 | 734.3231 | 712.3833 | 720.8272 | 656.9768 | 580.7221 | 450.0819 | 395.1102 | 377.7396 | 453.6403 | 560.3506 | 729.7318 | 863.047 | 941.8972 | 935.467 | 944.3589 | 972.4942 | 902.6062 | 854.0715
2033-04-16 | 775.2617 | 728.9065 | 669.8187 | 643.1184 | 653.4079 | 694.0328 | 749.1341 | 741.7592 | 735.2384 | 665.4649 | 625.4512 | 546.7743 | 484.5516 | 445.5464 | 448.5173 | 547.5415 | 715.5265 | 860.2939 | 960.2167 | 962.9818 | 996.2062 | 976.8884 | 914.0441 | 870.2892
2033-04-17 | 782.293 | 737.5353 | 682.0279 | 650.2837 | 657.118 | 680.592 | 700.2517 | 703.6472 | 729.3559 | 657.7054 | 609.6786 | 575.2532 | 454.7425 | 446.4406 | 494.0172 | 614.2614 | 792.2213 | 910.4824 | 1015.746 | 1005.5342 | 1050.3467 | 1018.3359 | 917.5176 | 858.804
2033-04-18 | 751.3332 | 708.2562 | 661.6588 | 641.3927 | 684.4465 | 770.7199 | 877.8129 | 840.6521 | 775.7746 | 686.0292 | 634.4419 | 480.9032 | 457.8153 | 436.4823 | 512.6398 | 595.2914 | 778.4251 | 899.0458 | 1037.2221 | 1061.6318 | 1060.9505 | 1021.66 | 927.3952 | 865.1263
2033-04-19 | 787.4084 | 721.0328 | 669.8129 | 641.6893 | 682.0922 | 769.6794 | 879.1759 | 864.734 | 858.2039 | 792.2553 | 733.6456 | 696.4753 | 592.8572 | 544.3153 | 600.5306 | 667.8972 | 854.0746 | 937.3345 | 1044.1582 | 1074.2114 | 1084.7121 | 1031.8721 | 932.1173 | 880.7474
2033-04-20 | 779.4481 | 739.3753 | 670.2275 | 642.0392 | 681.0414 | 785.1468 | 894.2058 | 887.1694 | 830.8945 | 767.0573 | 735.8824 | 722.1017 | 647.9855 | 578.148 | 608.9792 | 719.4241 | 851.2165 | 959.2576 | 1038.8806 | 1062.0905 | 1041.9591 | 1021.9142 | 928.6778 | 860.1649
2033-04-21 | 750.0494 | 713.7593 | 668.3194 | 642.7361 | 680.8237 | 785.4517 | 894.4573 | 877.3284 | 810.9077 | 748.4044 | 691.2825 | 633.0473 | 559.3822 | 566.436 | 628.7749 | 716.6309 | 861.7884 | 938.4431 | 1029.2051 | 1062.8855 | 1047.677 | 1020.9389 | 916.428 | 853.4287
2033-04-22 | 760.1739 | 730.0102 | 674.0886 | 644.5212 | 682.7652 | 788.0962 | 896.0675 | 869.9642 | 859.8191 | 725.4167 | 640.2078 | 549.9268 | 556.351 | 584.7029 | 612.5518 | 685.5622 | 847.288 | 931.8387 | 1014.7815 | 1021.1555 | 1008.6645 | 1002.9715 | 934.8029 | 878.1553
2033-04-23 | 783.0627 | 746.5642 | 689.9047 | 653.1339 | 660.1843 | 702.2346 | 758.4582 | 748.5918 | 740.8751 | 673.7151 | 627.8285 | 548.7937 | 514.047 | 446.9171 | 463.4727 | 586.5082 | 770.4152 | 877.8768 | 995.9305 | 999.2497 | 1016.0021 | 994.492 | 931.1483 | 885.8554
2033-04-24 | 784.7747 | 740.4843 | 679.5246 | 646.8638 | 651.7172 | 677.2034 | 707.6264 | 673.0721 | 692.0415 | 611.1738 | 567.6585 | 499.3797 | 432.9258 | 394.5924 | 459.2294 | 591.5377 | 752.3437 | 886.7026 | 1008.3167 | 1009.1309 | 1039.6286 | 1011.8972 | 910.796 | 853.5731
2033-04-25 | 749.291 | 705.8359 | 659.2948 | 639.5214 | 682.6962 | 779.0244 | 892.4734 | 850.1276 | 769.9331 | 656.226 | 616.4424 | 479.5042 | 509.2261 | 449.3141 | 534.5216 | 595.8176 | 775.283 | 899.986 | 1039.707 | 1075.1972 | 1071.6195 | 1032.5386 | 933.7675 | 870.5651
2033-04-26 | 795.8715 | 722.4319 | 675.0865 | 646.0149 | 690.0021 | 777.2614 | 882.0759 | 841.0256 | 801.9953 | 701.5033 | 649.0407 | 543.9762 | 536.3416 | 513.5222 | 582.8845 | 650.0269 | 829.0767 | 913.763 | 1044.57 | 1073.3176 | 1086.2915 | 1026.4926 | 930.3791 | 879.1605
2033-04-27 | 771.8463 | 733.7689 | 666.0495 | 637.9698 | 678.8706 | 777.8071 | 891.4795 | 861.8654 | 804.9653 | 704.4859 | 627.1576 | 608.9003 | 555.9878 | 548.5169 | 607.7039 | 718.9463 | 863.7523 | 947.3332 | 1034.5527 | 1057.2299 | 1024.6438 | 1005.2192 | 916.874 | 846.0904
2033-04-28 | 730.6438 | 699.4335 | 649.4873 | 625.3606 | 666.4438 | 762.2759 | 865.1106 | 833.8935 | 795.1626 | 708.3556 | 655.9892 | 615.9387 | 533.9832 | 527.2976 | 565.7654 | 640.7719 | 812.7439 | 914.2137 | 992.2444 | 1035.0924 | 1018.6194 | 995.2312 | 889.6166 | 826.9214
2033-04-29 | 741.86 | 711.9185 | 655.3385 | 628.8114 | 670.0799 | 764.9716 | 864.0343 | 827.9945 | 788.4609 | 670.1518 | 621.764 | 503.1459 | 516.1706 | 506.2428 | 578.5943 | 684.1851 | 827.3111 | 896.4669 | 973.0342 | 998.5603 | 970.3362 | 973.1215 | 904.4971 | 847.5411
2033-04-30 | 759.625 | 722.3055 | 665.9024 | 633.1801 | 641.6698 | 678.0708 | 729.2803 | 719.0071 | 730.2276 | 675.9134 | 619.9033 | 541.9802 | 458.9293 | 432.57 | 416.7023 | 541.4076 | 702.7691 | 821.157 | 935.3198 | 943.7897 | 975.2999 | 954.4711 | 893.6851 | 851.0115
2033-05-01 | 792.5375 | 732.8778 | 690.3056 | 667.3893 | 673.0851 | 688.4347 | 670.9061 | 630.3248 | 612.5775 | 510.5488 | 487.3037 | 371.4 | 351.707 | 338.0529 | 430.3712 | 537.7309 | 738.3829 | 870.4531 | 956.2484 | 965.7009 | 1005.6645 | 986.1794 | 909.0698 | 847.8485
2033-05-02 | 771.4014 | 716.474 | 681.0693 | 668.8831 | 710.5365 | 779.2338 | 869.0406 | 803.7486 | 776.0059 | 696.0942 | 659.6667 | 571.0033 | 542.7672 | 518.4019 | 581.7137 | 630.2693 | 759.1274 | 892.6398 | 1000.1459 | 1040.3022 | 1041.5804 | 1002.4893 | 933.9152 | 868.2841
2033-05-03 | 812.1898 | 728.5899 | 694.6471 | 672.6415 | 706.0759 | 776.514 | 862.8987 | 804.5479 | 783.966 | 720.13 | 679.5779 | 605.39 | 547.5361 | 569.7099 | 621.7331 | 674.1435 | 814.3602 | 900.369 | 1010.5393 | 1045.6469 | 1049.7682 | 1005.4873 | 936.3545 | 884.5717
2033-05-04 | 807.6332 | 755.7529 | 700.112 | 677.12 | 712.7593 | 798.6352 | 886.8898 | 854.8594 | 852.2094 | 759.0984 | 687.8322 | 756.987 | 679.0109 | 591.1975 | 630.7025 | 739.1463 | 879.0379 | 976.4066 | 1016.7307 | 1041.6777 | 1021.7813 | 1007.5816 | 941.2125 | 870.1158
2033-05-05 | 786.3639 | 736.1226 | 702.8751 | 683.247 | 719.3634 | 805.5705 | 897.8064 | 859.6307 | 809.0009 | 724.3935 | 662.0138 | 607.5628 | 535.7398 | 516.7328 | 554.4064 | 650.3916 | 804.3751 | 929.1851 | 1011.2722 | 1050.4869 | 1033.4707 | 1019.2074 | 944.7477 | 869.5711
2033-05-06 | 785.6706 | 738.2258 | 698.9184 | 679.5923 | 715.1822 | 803.6248 | 887.082 | 852.3516 | 799.6587 | 686.7448 | 573.7624 | 471.2323 | 465.9181 | 466.7217 | 518.4771 | 635.0559 | 781.7359 | 912.7736 | 978.588 | 1007.1429 | 982.9943 | 989.4937 | 949.7248 | 887.006
2033-05-07 | 806.2361 | 751.6593 | 709.5119 | 682.9195 | 689.2616 | 721.7879 | 754.7646 | 722.8951 | 713.0474 | 629.3687 | 595.131 | 521.6162 | 438.4466 | 396.1905 | 428.5633 | 545.1223 | 729.7431 | 870.7168 | 960.4504 | 981.1805 | 986.9049 | 967.7856 | 933.5003 | 883.7664
2033-05-08 | 809.9534 | 752.8174 | 709.3233 | 684.6872 | 691.0025 | 707.1537 | 721.1686 | 689.0965 | 676.1896 | 622.1434 | 581.0509 | 568.844 | 546.9257 | 554.3251 | 610.0296 | 715.5393 | 821.6154 | 903.3617 | 984.6044 | 988.1215 | 1026.7053 | 1013.2362 | 936.8802 | 875.4717
2033-05-09 | 772.3833 | 716.3605 | 680.3061 | 669.7805 | 710.8169 | 781.5139 | 855.3158 | 810.4381 | 768.0431 | 675.9303 | 639.1171 | 566.2563 | 521.9437 | 492.2621 | 545.2233 | 630.4327 | 785.4026 | 918.6139 | 1008.8885 | 1046.1145 | 1046.0879 | 1005.5763 | 934.7767 | 869.8406
2033-05-10 | 823.8794 | 742.6397 | 707.7517 | 684.8265 | 724.1383 | 794.4382 | 886.7247 | 860.4249 | 817.4518 | 696.3128 | 650.8458 | 582.8462 | 524.1138 | 495.0686 | 549.5355 | 630.8241 | 772.0363 | 880.8545 | 996.0859 | 1045.8397 | 1063.059 | 1020.9286 | 954.3085 | 900.2435
2033-05-11 | 807.9316 | 752.6466 | 699.5549 | 677.0705 | 713.4333 | 798.2798 | 856.0185 | 827.0706 | 772.9514 | 667.4095 | 612.8505 | 517.1474 | 515.8373 | 493.7853 | 517.7578 | 630.3177 | 801.6557 | 911.6761 | 986.6527 | 1028.4802 | 1016.9132 | 1007.0501 | 939.6908 | 869.4481
2033-05-12 | 757.6788 | 707.395 | 670.703 | 653.2904 | 691.7565 | 772.2735 | 852.7614 | 783.1219 | 716.1854 | 645.0909 | 578.91 | 452.2941 | 424.5976 | 415.0039 | 459.5974 | 572.7274 | 731.2681 | 862.2437 | 932.7683 | 1002.9948 | 989.3191 | 974.193 | 898.0479 | 832.9701
2033-05-13 | 763.9758 | 716.9017 | 678.3711 | 659.2164 | 694.6903 | 779.1567 | 854.7679 | 801.0359 | 731.8972 | 641.2588 | 554.1966 | 441.5672 | 442.9377 | 412.6403 | 467.6241 | 572.6045 | 739.2969 | 856.5211 | 931.023 | 977.2485 | 949.7002 | 963.1523 | 917.851 | 858.5538
2033-05-14 | 783.5631 | 730.8148 | 688.6854 | 662.7637 | 668.9466 | 698.0567 | 725.4562 | 685.1446 | 673.6321 | 603.3703 | 568.6741 | 513.0338 | 454.35 | 386.9132 | 425.3486 | 517.6612 | 672.2363 | 807.1638 | 921.961 | 951.1983 | 956.3873 | 937.3036 | 902.3701 | 856.5353
2033-05-15 | 802.2835 | 746.0046 | 701.7862 | 677.556 | 683.952 | 698.7903 | 708.7183 | 648.4919 | 634.6856 | 553.9896 | 489.3234 | 389.9747 | 356.8081 | 325.8128 | 395.6118 | 495.5549 | 680.1694 | 850.2211 | 958.535 | 970.3888 | 1015.0561 | 991.6297 | 923.4441 | 860.851
2033-05-16 | 788.7006 | 734.6525 | 696.6747 | 683.3709 | 724.8537 | 804.1321 | 880.2712 | 830.5623 | 796.8569 | 690.7891 | 640.4195 | 523.3098 | 534.4302 | 485.3312 | 544.4896 | 616.7578 | 767.4422 | 886.0144 | 1007.0142 | 1060.3254 | 1062.9087 | 1024.2891 | 954.9432 | 889.4337
2033-05-17 | 817.5377 | 735.7409 | 702.4271 | 679.2936 | 718.5985 | 793.5408 | 873.7572 | 830.9932 | 801.3543 | 725.7813 | 647.4153 | 577.6386 | 518.4363 | 498.0736 | 559.5177 | 643.326 | 758.4083 | 874.9341 | 998.1038 | 1045.1185 | 1056.3894 | 1009.0778 | 942.488 | 889.413
2033-05-18 | 803.8948 | 752.9554 | 696.7292 | 674.3227 | 711.1684 | 798.5684 | 881.8097 | 842.5291 | 777.5803 | 688.2038 | 601.6961 | 499.5122 | 479.0748 | 446.8284 | 503.682 | 633.0245 | 783.8984 | 898.0826 | 975.0968 | 1024.4152 | 1008.2864 | 996.8708 | 932.5963 | 861.493
2033-05-19 | 774.8368 | 723.9627 | 690.383 | 670.8529 | 707.5232 | 794.6517 | 871.0954 | 790.8946 | 731.8972 | 650.2735 | 581.503 | 465.0174 | 487.2281 | 444.1078 | 506.1359 | 604.115 | 758.3922 | 881.8194 | 972.055 | 1032.2496 | 1018.7931 | 1003.3077 | 926.2622 | 858.843
2033-05-20 | 781.2897 | 735.218 | 696.4971 | 674.3387 | 712.3771 | 799.3263 | 874.5353 | 817.6644 | 759.6031 | 661.5177 | 596.7034 | 545.8263 | 538.3739 | 489.0791 | 531.4476 | 620.8371 | 769.9468 | 894.5118 | 970.0829 | 1002.8075 | 978.3283 | 984.7075 | 942.4263 | 880.9086
2033-05-21 | 798.3716 | 745.641 | 702.7054 | 675.7392 | 681.6494 | 712.8061 | 730.5109 | 674.754 | 656.1572 | 606.8616 | 547.3949 | 422.0921 | 426.0453 | 349.2288 | 411.5967 | 529.302 | 756.2535 | 848.0904 | 942.4636 | 972.2708 | 975.7038 | 963.3323 | 922.2993 | 875.9024
2033-05-22 | 814.2786 | 755.4537 | 711.9234 | 688.2263 | 695.2191 | 719.381 | 720.4921 | 669.7148 | 644.5486 | 570.3458 | 530.087 | 433.4405 | 449.4596 | 467.0172 | 541.1297 | 650.4802 | 757.1909 | 896.6375 | 999.1404 | 1020.6047 | 1030.9688 | 1009.1904 | 937.7879 | 874.2874
2033-05-23 | 796.5272 | 740.9148 | 704.8949 | 690.8168 | 732.2553 | 813.1104 | 887.197 | 827.8087 | 790.3464 | 705.4345 | 654.288 | 525.4596 | 531.8694 | 490.3749 | 568.2837 | 619.2499 | 771.1498 | 912.1796 | 1023.6471 | 1065.0004 | 1075.0866 | 1032.2225 | 964.3282 | 896.6612
2033-05-24 | 816.2203 | 730.8074 | 693.6358 | 671.1716 | 710.4607 | 783.0005 | 854.1864 | 797.4513 | 796.9718 | 725.8834 | 671.5095 | 626.4698 | 562.1156 | 515.7315 | 562.1114 | 623.4397 | 797.7819 | 883.3709 | 998.4871 | 1052.8211 | 1053.0027 | 1004.0365 | 937.1184 | 885.4096
2033-05-25 | 788.8904 | 743.1631 | 686.2027 | 664.1826 | 700.4056 | 784.2404 | 858.7573 | 799.9404 | 716.7149 | 627.4386 | 563.5794 | 476.1942 | 531.58 | 573.1416 | 594.8649 | 731.442 | 828.9943 | 913.3077 | 973.6357 | 1017.7011 | 996.862 | 988.7139 | 911.7677 | 850.6416
2033-05-26 | 775.2179 | 722.973 | 688.5303 | 669.5901 | 706.4828 | 789.7667 | 858.3261 | 802.285 | 733.6042 | 659.3702 | 642.5152 | 640.3119 | 694.8255 | 697.4591 | 729.3593 | 794.9355 | 890.2161 | 935.221 | 989.0787 | 1034.7282 | 1016.3621 | 999.973 | 922.6799 | 854.5201
2033-05-27 | 786.3751 | 740.2608 | 699.5848 | 679.6348 | 719.0727 | 809.7694 | 879.8716 | 829.8979 | 788.8845 | 680.0552 | 655.9606 | 669.8399 | 676.3786 | 677.5209 | 654.8221 | 753.5203 | 903.5961 | 966.9944 | 996.317 | 1018.6072 | 989.3894 | 993.0493 | 945.6369 | 884.1573
2033-05-28 | 803.2772 | 749.3918 | 707.444 | 681.9941 | 689.7707 | 725.6659 | 740.6937 | 699.5607 | 682.1173 | 635.8882 | 590.7413 | 563.5438 | 529.4 | 520.1673 | 621.1117 | 710.6827 | 818.4392 | 894.761 | 977.4214 | 992.0608 | 995.749 | 972.0915 | 938.4655 | 886.8076
2033-05-29 | 807.943 | 746.0543 | 701.65 | 678.5386 | 684.6123 | 697.6132 | 698.032 | 659.6256 | 641.3344 | 580.5065 | 548.0928 | 487.3233 | 497.4273 | 532.2041 | 624.9998 | 708.5752 | 820.8937 | 901.0616 | 980.6641 | 1001.617 | 1026.1537 | 1004.4313 | 926.4798 | 863.4513
2033-05-30 | 810.978 | 757.818 | 716.8981 | 690.7507 | 710.2536 | 744.8992 | 758.9927 | 694.5751 | 685.5705 | 639.1228 | 617.1989 | 577.665 | 540.6491 | 534.3483 | 584.2185 | 653.1766 | 774.9427 | 892.3659 | 993.3336 | 1022.6493 | 1025.4893 | 1003.8311 | 934.1809 | 881.6256
2033-05-31 | 821.9619 | 735.6842 | 698.9493 | 683.3403 | 727.0375 | 803.5484 | 875.4988 | 824.3616 | 810.7396 | 757.4031 | 713.0229 | 712.3163 | 639.1641 | 558.7732 | 657.1622 | 714.3026 | 850.1153 | 933.4087 | 1041.2153 | 1075.553 | 1075.3833 | 1023.1347 | 954.5052 | 901.3416
2033-06-01 | 807.8084 | 748.97 | 682.5632 | 658.9717 | 697.8143 | 798.0876 | 899.6767 | 874.5122 | 849.8253 | 778.2528 | 738.853 | 746.6405 | 701.2759 | 630.6578 | 686.7662 | 836.8091 | 964.3928 | 1021.0609 | 1075.4431 | 1099.3845 | 1071.6098 | 1050.7614 | 992.4866 | 899.8629
2033-06-02 | 768.61 | 715.3319 | 669.7979 | 651.2563 | 690.6275 | 789.093 | 884.4817 | 860.1165 | 823.8379 | 756.4112 | 690.6105 | 620.8652 | 570.0524 | 526.7277 | 563.7916 | 670.5358 | 831.5693 | 952.6683 | 1025.4153 | 1088.0352 | 1074.1707 | 1050.1898 | 974.3993 | 883.7836
2033-06-03 | 777.3418 | 722.4784 | 672.9629 | 652.8827 | 693.0732 | 790.4928 | 885.8195 | 859.907 | 859.0314 | 784.9914 | 697.2074 | 647.0989 | 591.3936 | 598.5918 | 644.7814 | 757.4888 | 891.7134 | 977.5842 | 1020.3962 | 1046.1545 | 1020.6225 | 1026.4007 | 985.869 | 904.5413
2033-06-04 | 802.13 | 740.3642 | 688.8284 | 659.8724 | 662.1805 | 692.3469 | 724.4579 | 721.7746 | 771.6137 | 759.2145 | 718.8349 | 709.3029 | 651.316 | 534.8174 | 591.7639 | 707.3402 | 821.198 | 928.2236 | 1016.7198 | 1013.9985 | 1024.7943 | 1004.0069 | 977.6309 | 913.3848
2033-06-05 | 804.6706 | 736.5913 | 681.9168 | 654.6302 | 655.0225 | 660.6073 | 668.3601 | 671.3375 | 702.7348 | 637.3984 | 608.6206 | 560.0187 | 450.6815 | 399.4292 | 474.1023 | 614.9791 | 817.1374 | 929.0905 | 1019.3448 | 1037.3315 | 1069.3955 | 1040.3342 | 970.3765 | 888.6636
2033-06-06 | 761.9991 | 701.3595 | 654.1495 | 641.8197 | 685.3351 | 771.0012 | 866.5804 | 847.062 | 815.7755 | 753.2897 | 714.6402 | 682.4668 | 674.2457 | 627.9909 | 737.6162 | 860.2964 | 909.4278 | 985.8997 | 1073.9282 | 1110.7631 | 1096.1169 | 1046.0821 | 976.3397 | 887.9199
2033-06-07 | 811.3106 | 725.2882 | 679.6852 | 656.4018 | 697.3568 | 778.614 | 867.9498 | 835.8834 | 816.0447 | 738.1849 | 687.7743 | 580.5861 | 563.8626 | 533.4067 | 565.5582 | 650.4509 | 821.4181 | 923.5874 | 1046.8532 | 1105.6021 | 1113.3092 | 1051.7773 | 987.7282 | 912.9999
2033-06-08 | 794.0152 | 736.423 | 668.3032 | 646.1509 | 684.9379 | 777.6246 | 874.6458 | 842.3099 | 810.3337 | 735.618 | 674.3518 | 624.8287 | 576.9092 | 514.3291 | 564.4952 | 698.5996 | 822.4234 | 945.6955 | 1023.6936 | 1075.1859 | 1053.4926 | 1034.9749 | 972.8625 | 882.9127
2033-06-09 | 766.0863 | 708.2618 | 665.073 | 647.5287 | 685.299 | 780.1685 | 877.0508 | 850.5438 | 824.2275 | 767.671 | 726.2808 | 702.222 | 628.3417 | 601.0476 | 653.722 | 772.0922 | 899.2807 | 955.7436 | 1028.124 | 1080.0037 | 1066.151 | 1043.8354 | 967.6544 | 879.7566
2033-06-10 | 802.7496 | 750.2152 | 697.5102 | 659.0667 | 667.9056 | 689.8216 | 713.6571 | 700.4903 | 761.1047 | 711.2986 | 682.3983 | 653.7087 | 535.0419 | 481.9088 | 559.0027 | 707.8648 | 815.7665 | 918.4051 | 959.2792 | 972.8769 | 963.9909 | 1001.5442 | 963.3841 | 897.2425
2033-06-11 | 807.1737 | 745.3477 | 693.2586 | 664.0227 | 665.5811 | 698.1911 | 735.4214 | 725.0443 | 744.7203 | 689.6888 | 623.6787 | 524.392 | 481.5869 | 451.681 | 484.993 | 607.7527 | 749.1349 | 883.9985 | 998.8617 | 1024.8121 | 1037.7307 | 1013.7505 | 985.4393 | 921.0597
2033-06-12 | 802.0623 | 736.4448 | 682.1693 | 654.7774 | 655.7113 | 660.0299 | 664.2762 | 653.2846 | 684.5353 | 637.2206 | 586.9061 | 507.5943 | 453.1658 | 431.0146 | 474.3329 | 630.4992 | 793.1596 | 910.9677 | 1014.5093 | 1035.9531 | 1071.4749 | 1042.7934 | 972.0636 | 891.1688
2033-06-13 | 769.4939 | 707.6067 | 660.9135 | 647.8534 | 691.2472 | 776.7021 | 866.603 | 826.0934 | 818.2773 | 735.015 | 699.8796 | 589.4619 | 582.3548 | 552.7889 | 628.8435 | 718.4667 | 846.5757 | 966.9143 | 1059.0317 | 1113.1429 | 1104.7835 | 1056.9365 | 987.0472 | 898.5683
2033-06-14 | 813.9868 | 726.0898 | 680.534 | 655.6911 | 697.5256 | 775.6688 | 875.8848 | 833.3501 | 835.8227 | 768.4804 | 720.4914 | 657.3813 | 594.3791 | 549.3877 | 606.4684 | 711.6427 | 863.6068 | 953.3834 | 1067.7736 | 1105.3257 | 1115.8494 | 1054.5697 | 988.5418 | 915.1881
2033-06-15 | 791.9776 | 733.7164 | 666.8703 | 642.9454 | 679.4852 | 772.3582 | 876.0366 | 870.9302 | 854.2592 | 803.7435 | 712.1716 | 754.7875 | 693.011 | 633.919 | 613.3928 | 712.2282 | 847.9601 | 955.1919 | 1037.6036 | 1074.8836 | 1050.0697 | 1029.6822 | 971.4206 | 880.8621
2033-06-16 | 759.3307 | 703.6472 | 659.4054 | 640.917 | 676.3873 | 771.6834 | 871.4134 | 837.9806 | 812.2535 | 755.0346 | 688.4962 | 609.5768 | 560.5267 | 537.0106 | 601.6982 | 716.163 | 858.9633 | 963.0473 | 1018.6221 | 1075.0744 | 1056.2016 | 1036.367 | 960.08 | 871.5268
2033-06-17 | 763.1541 | 708.7415 | 658.4374 | 638.664 | 675.5711 | 771.4029 | 868.6381 | 870.1446 | 881.3946 | 817.616 | 753.6882 | 709.6671 | 636.1868 | 548.5566 | 602.367 | 687.5244 | 808.8035 | 928.1967 | 995.6879 | 1030.4022 | 1003.3257 | 1005.6247 | 966.0598 | 887.6062
2033-06-18 | 798.1023 | 734.9794 | 684.6567 | 655.7769 | 657.8725 | 687.6952 | 727.9037 | 722.782 | 764.456 | 714.5141 | 650.4287 | 586.8754 | 461.3968 | 413.283 | 440.8795 | 599.1441 | 778.7528 | 886.2202 | 977.3589 | 1006.2821 | 1023.0962 | 999.9029 | 972.2384 | 909.9968
2033-06-19 | 793.3002 | 725.262 | 673.3302 | 647.2281 | 647.4149 | 650.2272 | 665.1974 | 639.3757 | 668.0414 | 596.979 | 551.6234 | 461.1005 | 426.7345 | 375.5687 | 424.7919 | 581.7935 | 721.8196 | 858.9251 | 976.797 | 1010.0341 | 1055.0919 | 1032.0329 | 958.012 | 879.0644
2033-06-20 | 750.1906 | 685.0916 | 640.3672 | 629.56 | 672.6669 | 754.227 | 844.0703 | 823.7575 | 822.5562 | 757.1583 | 696.6851 | 683.4137 | 626.7352 | 554.5595 | 575.8191 | 640.9513 | 763.9069 | 890.6403 | 1013.3111 | 1080.0537 | 1078.4181 | 1024.8495 | 955.797 | 870.293
2033-06-21 | 798.6295 | 709.6301 | 666.0922 | 643.9253 | 684.7537 | 765.8808 | 864.0068 | 812.7626 | 793.6372 | 737.2244 | 696.6311 | 642.2799 | 598.4853 | 534.3758 | 568.5806 | 651.3413 | 780.0481 | 897.9791 | 1016.0505 | 1081.9811 | 1094.1544 | 1034.5703 | 963.2035 | 896.3225
2033-06-22 | 791.4754 | 728.6607 | 665.1069 | 644.2718 | 681.013 | 780.2924 | 875.302 | 841.4951 | 792.1298 | 724.368 | 663.4032 | 570.1662 | 517.809 | 496.7017 | 547.1662 | 665.8457 | 819.1771 | 941.1253 | 1017.293 | 1067.8534 | 1051.0249 | 1030.4657 | 969.4734 | 879.4618
2033-06-23 | 756.621 | 698.8007 | 656.83 | 638.8624 | 677.0531 | 769.9868 | 872.3351 | 843.9274 | 819.4518 | 746.7962 | 682.108 | 607.5101 | 547.4696 | 524.1188 | 526.5682 | 635.0861 | 775.4066 | 897.1457 | 989.6972 | 1065.976 | 1050.2993 | 1027.7443 | 950.3829 | 864.5256
2033-06-24 | 778.0273 | 724.264 | 672.7391 | 653.7745 | 692.3671 | 789.7904 | 891.2387 | 879.1848 | 881.0529 | 812.6537 | 764.3755 | 766.9049 | 712.4747 | 649.6487 | 705.4856 | 804.4177 | 871.7866 | 976.2608 | 1021.8131 | 1045.4919 | 1021.0033 | 1027.1848 | 990.1445 | 909.937
2033-06-25 | 802.576 | 739.303 | 686.663 | 657.9988 | 660.1709 | 690.3821 | 726.5596 | 721.9154 | 746.2837 | 701.3854 | 631.1816 | 502.7572 | 423.779 | 399.77 | 437.1773 | 572.1898 | 730.0241 | 862.4642 | 970.5399 | 1006.7673 | 1021.4812 | 1002.4241 | 971.6989 | 910.5374
2033-06-26 | 780.6913 | 713.6928 | 660.8969 | 634.3494 | 635.4544 | 635.2685 | 652.2366 | 633.068 | 653.3391 | 626.6692 | 573.5645 | 522.0869 | 438.5199 | 395.346 | 395.418 | 544.9447 | 731.1991 | 866.4943 | 961.8375 | 993.7108 | 1033.2078 | 1010.5986 | 938.6822 | 861.6277
2033-06-27 | 762.6991 | 698.8688 | 655.0583 | 641.5311 | 684.587 | 782.0141 | 882.6505 | 838.4424 | 810.7364 | 723.8887 | 694.5165 | 578.9839 | 556.2346 | 543.0087 | 649.2337 | 757.546 | 873.9041 | 954.3988 | 1072.0127 | 1119.8034 | 1093.8137 | 1048.9413 | 976.2298 | 890.7193
2033-06-28 | 803.2255 | 715.0005 | 671.8221 | 647.8106 | 690.4797 | 786.8625 | 889.9826 | 857.1264 | 847.8809 | 793.0975 | 746.1613 | 688.6586 | 654.8917 | 611.8486 | 650.7697 | 752.5779 | 882.367 | 956.4961 | 1075.0454 | 1118.9897 | 1107.2459 | 1048.4788 | 979.2045 | 905.5831
2033-06-29 | 805.0667 | 745.0522 | 682.0905 | 658.5596 | 697.1318 | 793.0515 | 900.2616 | 875.813 | 840.6422 | 779.1194 | 709.1747 | 643.8825 | 582.1279 | 559.4744 | 628.1087 | 792.5727 | 878.1676 | 972.0804 | 1043.4271 | 1087.642 | 1070.5171 | 1053.0119 | 988.8691 | 897.0746
2033-06-30 | 761.3733 | 704.4769 | 661.7105 | 642.3598 | 679.9827 | 779.0934 | 884.4631 | 863.8142 | 844.4993 | 786.1141 | 704.73 | 641.6657 | 553.6427 | 525.4411 | 618.3655 | 705.5046 | 864.9254 | 951.3432 | 1018.1071 | 1076.357 | 1063.1933 | 1035.9747 | 966.0914 | 876.3096
2033-07-01 | 810.11 | 763.3163 | 711.7512 | 689.2102 | 722.2503 | 824.6833 | 928.1122 | 919.766 | 914.3333 | 835.1192 | 773.5054 | 729.1855 | 682.0612 | 717.4206 | 765.2287 | 837.2114 | 966.2964 | 1042.707 | 1063.7046 | 1098.4215 | 1061.3337 | 1070.2335 | 1025.8861 | 940.5598
2033-07-02 | 843.0571 | 784.726 | 730.7165 | 699.9754 | 696.8639 | 725.6542 | 762.4449 | 755.3179 | 778.4303 | 732.9989 | 694.1942 | 609.0641 | 543.9473 | 499.1292 | 538.6866 | 662.707 | 822.2666 | 953.6893 | 1043.8895 | 1070.9339 | 1077.7762 | 1058.9506 | 1023.4571 | 956.2078
2033-07-03 | 841.5161 | 779.3698 | 723.2362 | 694.684 | 690.1724 | 687.6821 | 707.9294 | 715.192 | 780.0141 | 732.316 | 688.3368 | 662.4335 | 550.4222 | 510.2732 | 543.6972 | 643.9144 | 813.5607 | 956.0766 | 1049.4483 | 1083.9244 | 1115.3958 | 1090.994 | 1005.21 | 919.756
2033-07-04 | 826.7336 | 766.3357 | 717.8264 | 687.5313 | 700.2195 | 719.3105 | 752.7873 | 731.7606 | 752.89 | 733.4531 | 713.0113 | 625.4356 | 561.0989 | 510.4559 | 577.4182 | 666.8904 | 812.2512 | 956.0562 | 1045.5421 | 1100.3087 | 1102.2819 | 1072.4322 | 991.6881 | 914.1806
2033-07-05 | 837.2999 | 743.0257 | 697.5883 | 680.9139 | 723.3712 | 807.284 | 915.9606 | 905.1767 | 874.571 | 809.2953 | 784.9163 | 720.1482 | 666.0384 | 633.7856 | 663.9269 | 744.7062 | 922.5037 | 1005.9697 | 1103.5799 | 1163.0381 | 1158.026 | 1103.4617 | 1019.5757 | 938.8366
2033-07-06 | 815.99 | 761.9943 | 695.2727 | 670.5527 | 704.8873 | 805.7221 | 922.3768 | 924.8698 | 879.4069 | 823.2776 | 777.1655 | 765.3884 | 624.6558 | 604.8229 | 625.3707 | 760.5463 | 878.7298 | 993.0893 | 1058.7884 | 1122.8904 | 1095.0193 | 1076.3888 | 1001.2169 | 900.4248
2033-07-07 | 793.7135 | 739.5939 | 696.6599 | 677.9042 | 711.143 | 810.0102 | 922.614 | 920.9915 | 868.1095 | 820.9595 | 772.2973 | 721.5663 | 633.9823 | 629.4303 | 639.9048 | 736.3497 | 869.507 | 988.9107 | 1058.5467 | 1134.9969 | 1105.2377 | 1085.7857 | 994.1628 | 903.1483
2033-07-08 | 809.8377 | 758.2859 | 711.4121 | 688.5657 | 721.6918 | 820.7433 | 933.4617 | 944.6653 | 951.4088 | 855.055 | 777.8573 | 758.9682 | 674.6145 | 661.9534 | 666.1473 | 737.8825 | 861.7788 | 988.8405 | 1054.5229 | 1102.5662 | 1063.7622 | 1076.0547 | 1029.9114 | 942.038
2033-07-09 | 822.0382 | 761.9991 | 709.0362 | 679.6139 | 675.8716 | 699.9034 | 738.9394 | 736.6525 | 751.6996 | 706.9658 | 650.609 | 541.3163 | 468.3379 | 439.401 | 467.8632 | 601.8235 | 791.2905 | 916.2349 | 1002.2999 | 1042.604 | 1044.4996 | 1026.4029 | 991.0441 | 925.9431
2033-07-10 | 830.733 | 768.2133 | 714.5626 | 685.2966 | 680.8906 | 679.9362 | 698.9303 | 701.866 | 730.8674 | 683.5708 | 651.8208 | 594.909 | 485.5679 | 458.264 | 561.0116 | 669.6912 | 854.8208 | 953.9112 | 1053.5322 | 1083.6013 | 1106.8898 | 1087.1373 | 1000.138 | 916.0338
2033-07-11 | 798.8993 | 739.6282 | 694.1235 | 683.0246 | 726.782 | 826.7538 | 946.4269 | 943.8193 | 926.4409 | 850.2579 | 829.7894 | 816.5287 | 717.7242 | 644.2376 | 679.0892 | 736.3764 | 869.9948 | 1001.3404 | 1105.3511 | 1176.8166 | 1154.2388 | 1097.9349 | 1017.5676 | 920.4605
2033-07-12 | 849.9871 | 762.8912 | 718.1898 | 695.6884 | 734.0133 | 824.6686 | 935.932 | 927.9051 | 889.9466 | 835.2636 | 801.0079 | 738.7231 | 683.9079 | 718.6513 | 790.2304 | 895.4912 | 1009.0832 | 1055.6457 | 1133.4355 | 1180.282 | 1172.496 | 1118.0646 | 1036.2161 | 954.411
2033-07-13 | 828.7169 | 775.7183 | 709.6742 | 685.7364 | 719.0452 | 817.7095 | 935.8648 | 944.8876 | 935.2981 | 906.2243 | 848.687 | 816.829 | 748.517 | 662.7727 | 675.0833 | 790.7392 | 934.0438 | 1049.0057 | 1090.7924 | 1144.3383 | 1109.8653 | 1092.3214 | 1017.1657 | 918.4748
2033-07-14 | 813.0395 | 758.6999 | 713.4336 | 693.6324 | 730.4433 | 832.5455 | 950.1259 | 944.8977 | 916.8713 | 866.994 | 816.8804 | 788.5584 | 683.8237 | 678.0423 | 695.3542 | 823.5725 | 966.3054 | 1055.0595 | 1109.9163 | 1169.3259 | 1142.0316 | 1117.7143 | 1027.0954 | 932.9861
2033-07-15 | 826.5923 | 773.7711 | 725.8064 | 702.9305 | 738.0887 | 836.8253 | 953.7969 | 966.1714 | 943.5509 | 842.7667 | 780.2665 | 759.004 | 699.9597 | 713.1176 | 757.7546 | 849.1041 | 945.379 | 1038.2589 | 1086.2782 | 1122.7531 | 1081.1036 | 1091.1272 | 1045.8343 | 959.2592
2033-07-16 | 842.9472 | 782.909 | 731.4684 | 699.9898 | 695.9443 | 723.7037 | 770.0008 | 781.6361 | 815.0022 | 762.5105 | 688.3145 | 621.7655 | 536.6912 | 532.4998 | 584.7974 | 699.9858 | 826.7797 | 962.1746 | 1055.8406 | 1080.6431 | 1083.6053 | 1061.6977 | 1027.9787 | 959.1406
2033-07-17 | 833.1258 | 771.0492 | 714.4848 | 685.3386 | 679.9834 | 678.1892 | 701.2323 | 720.4991 | 747.2535 | 716.2063 | 684.6181 | 682.5821 | 583.8677 | 575.7306 | 620.0921 | 724.0617 | 870.4274 | 990.021 | 1058.6681 | 1081.8171 | 1104.2926 | 1084.3029 | 998.6946 | 914.1632
2033-07-18 | 793.4867 | 736.8126 | 688.617 | 675.8274 | 714.754 | 803.1987 | 917.2829 | 909.6688 | 900.7121 | 822.0873 | 813.9308 | 821.0526 | 800.256 | 747.3921 | 804.6359 | 869.0421 | 980.2691 | 1039.1689 | 1102.5414 | 1157.4365 | 1142.1201 | 1094.5081 | 1009.5016 | 916.9889
2033-07-19 | 847.7286 | 764.5179 | 719.2116 | 694.0666 | 732.4016 | 824.191 | 938.6951 | 933.4606 | 907.4388 | 842.4269 | 809.0207 | 778.045 | 675.8209 | 667.3531 | 694.7033 | 758.2669 | 918.0757 | 1016.1896 | 1119.046 | 1172.7577 | 1172.1925 | 1112.4373 | 1031.1953 | 949.9123
2033-07-20 | 817.9901 | 765.6623 | 698.8875 | 675.3358 | 709.5621 | 810.212 | 927.8822 | 930.2595 | 865.6088 | 787.7597 | 735.6271 | 670.1211 | 605.2212 | 594.3868 | 655.763 | 779.7928 | 890.2073 | 1007.1581 | 1070.4069 | 1124.5746 | 1093.5138 | 1077.938 | 1002.8152 | 903.8575
2033-07-21 | 808.6679 | 756.1203 | 713.2874 | 692.8057 | 726.9298 | 831.3489 | 950.978 | 937.8946 | 894.1128 | 818.726 | 762.1279 | 705.9954 | 643.7176 | 650.8534 | 694.3145 | 810.106 | 943.953 | 1033.1534 | 1090.2892 | 1151.5513 | 1127.9931 | 1108.698 | 1019.6107 | 923.5896
2033-07-22 | 825.4066 | 774.0448 | 725.1649 | 702.2752 | 735.7968 | 840.8489 | 958.627 | 998.8241 | 990.8219 | 862.9751 | 790.475 | 769.8452 | 677.3936 | 664.4498 | 731.5595 | 875.6 | 1024.8692 | 1076.7949 | 1098.9793 | 1119.821 | 1079.4165 | 1094.6884 | 1048.3026 | 962.2724
2033-07-23 | 838.592 | 778.6444 | 724.0856 | 693.8668 | 690.2521 | 717.6495 | 763.5071 | 772.9682 | 814.2277 | 781.3626 | 726.1358 | 677.478 | 571.3776 | 567.7181 | 597.4947 | 698.4889 | 835.7297 | 953.7596 | 1037.7523 | 1064.6581 | 1066.792 | 1051.0364 | 1011.7023 | 947.1025
2033-07-24 | 834.9444 | 770.5656 | 717.2907 | 688.7154 | 683.8769 | 684.836 | 713.6314 | 753.6425 | 809.4002 | 776.303 | 741.6671 | 747.4916 | 744.4569 | 644.4252 | 665.9697 | 751.0793 | 884.635 | 982.0735 | 1066.8084 | 1084.9798 | 1108.7566 | 1084.372 | 1001.3206 | 918.408
2033-07-25 | 798.355 | 739.9275 | 691.8669 | 678.2683 | 717.5229 | 805.3612 | 920.3241 | 911.7043 | 882.1033 | 807.8459 | 787.1722 | 739.3425 | 681.2061 | 657.8453 | 707.7722 | 804.7359 | 938.8947 | 1032.8713 | 1108.9264 | 1162.2982 | 1144.9965 | 1096.3218 | 1013.3258 | 920.9865
2033-07-26 | 842.2065 | 755.8808 | 712.5573 | 688.1413 | 726.3071 | 811.9008 | 929.1314 | 919.0118 | 915.6299 | 853.4668 | 807.3623 | 809.4614 | 697.7695 | 643.7187 | 683.2664 | 763.494 | 930.7654 | 1017.9443 | 1107.6156 | 1160.8859 | 1156.0211 | 1105.2133 | 1019.9368 | 940.9812
2033-07-27 | 832.5908 | 775.8075 | 712.2241 | 686.3891 | 718.8858 | 818.2375 | 939.8367 | 952.199 | 906.6432 | 855.0491 | 776.7336 | 744.2806 | 639.4178 | 619.2955 | 643.2661 | 782.0447 | 917.222 | 1028.5949 | 1090.6262 | 1135.3989 | 1110.6691 | 1097.8773 | 1024.1668 | 925.3189
2033-07-28 | 802.9583 | 748.4624 | 705.8787 | 683.8893 | 717.172 | 818.5793 | 938.5138 | 932.1216 | 898.4524 | 830.945 | 768.4116 | 738.2438 | 668.381 | 634.3279 | 646.805 | 771.6671 | 914.9789 | 1027.2786 | 1085.3274 | 1146.4133 | 1123.727 | 1102.6138 | 1016.109 | 923.0576
2033-07-29 | 805.6127 | 753.6686 | 704.6248 | 680.0278 | 713.0499 | 810.7155 | 924.9806 | 926.6021 | 892.0038 | 804.5788 | 724.5668 | 618.6193 | 573.6107 | 587.2763 | 632.378 | 735.3726 | 874.8801 | 991.9489 | 1048.735 | 1084.3664 | 1051.3216 | 1064.4362 | 1017.7441 | 931.9533
2033-07-30 | 827.7633 | 768.6356 | 714.4039 | 682.7928 | 678.0841 | 702.8989 | 747.5618 | 757.184 | 756.5249 | 697.5842 | 656.5985 | 566.7291 | 477.007 | 458.8202 | 506.9562 | 611.7832 | 791.9121 | 915.0538 | 1024.9351 | 1050.6085 | 1052.5573 | 1040.0683 | 1001.7537 | 933.7594
2033-07-31 | 836.4452 | 775.7424 | 719.9084 | 690.1797 | 683.9333 | 685.0744 | 713.0906 | 734.1654 | 760.7176 | 690.738 | 673.597 | 685.0242 | 577.2534 | 594.2302 | 704.5954 | 781.7769 | 921.2847 | 1022.9891 | 1059.0035 | 1080.6818 | 1110.4536 | 1092.0599 | 1007.0657 | 920.8953
2033-08-01 | 866.3089 | 798.2951 | 747.8239 | 735.0445 | 777.3101 | 874.3691 | 995.7297 | 989.204 | 978.8693 | 924.8021 | 882.8108 | 863.9112 | 789.3836 | 736.0109 | 741.9708 | 795.1229 | 928.4992 | 1055.9762 | 1172.5991 | 1225.9851 | 1209.4264 | 1156.6352 | 1066.4169 | 976.5056
2033-08-02 | 901.3412 | 810.9559 | 761.5217 | 741.2974 | 781.4024 | 877.7579 | 997.102 | 961.4785 | 935.4613 | 859.7268 | 814.5213 | 761.5785 | 722.1654 | 691.5132 | 737.3307 | 791.5729 | 966.7612 | 1072.6678 | 1166.9053 | 1218.6022 | 1221.3576 | 1160.3921 | 1077.5675 | 998.8508
2033-08-03 | 881.0552 | 822.8515 | 751.7046 | 729.2564 | 766.7344 | 877.199 | 998.6194 | 963.2445 | 887.112 | 806.7161 | 746.2596 | 642.5364 | 637.8849 | 621.5455 | 661.5771 | 798.0343 | 945.5988 | 1077.9857 | 1136.4536 | 1181.3564 | 1158.3834 | 1137.8445 | 1059.2934 | 966.6291
2033-08-04 | 850.0322 | 795.2111 | 744.6388 | 726.6001 | 764.9704 | 877.4174 | 999.0812 | 970.1169 | 903.9354 | 830.8482 | 799.9139 | 745.2978 | 660.1819 | 643.6019 | 639.9204 | 741.2674 | 909.2108 | 1056.2564 | 1120.8361 | 1188.7161 | 1164.6663 | 1137.0308 | 1046.484 | 956.3094
2033-08-05 | 855.895 | 800.5075 | 745.8209 | 726.2015 | 764.5983 | 873.0244 | 993.0806 | 970.1922 | 943.5975 | 858.9082 | 774.5189 | 765.3113 | 721.6319 | 682.665 | 734.8447 | 833.9316 | 966.6599 | 1053.7991 | 1094.6881 | 1136.7402 | 1102.2847 | 1107.2643 | 1052.5367 | 973.8912
2033-08-06 | 875.3806 | 811.1117 | 753.8299 | 726.5194 | 728.5043 | 769.8417 | 827.4216 | 822.509 | 847.199 | 822.9234 | 740.4315 | 707.1865 | 633.8342 | 579.1328 | 614.4699 | 716.6593 | 873.5779 | 983.1163 | 1076.6685 | 1104.8375 | 1099.3598 | 1082.1208 | 1035.3112 | 973.3164
2033-08-07 | 888.238 | 820.0323 | 762.0171 | 736.2127 | 736.8533 | 756.7624 | 798.208 | 801.2988 | 847.7481 | 764.9701 | 715.2364 | 672.0096 | 604.2554 | 584.2707 | 632.5693 | 725.6264 | 906.2805 | 1040.2134 | 1121.5745 | 1137.2017 | 1165.4873 | 1136.1451 | 1046.5013 | 962.0783
2033-08-08 | 858.4968 | 792.1898 | 742.0278 | 730.2827 | 772.8622 | 872.509 | 994.3705 | 960.085 | 910.4328 | 840.1341 | 786.4041 | 683.2305 | 671.4895 | 629.2713 | 697.2816 | 761.6401 | 958.1317 | 1085.0768 | 1169.8951 | 1216.4807 | 1200.371 | 1152.5404 | 1061.4308 | 973.4001
2033-08-09 | 897.1485 | 805.1635 | 759.0091 | 736.1021 | 776.8494 | 875.6454 | 999.473 | 993.2789 | 977.5626 | 889.8211 | 843.6064 | 819.1697 | 758.7803 | 717.7815 | 750.8438 | 837.8079 | 994.5617 | 1089.449 | 1159.0479 | 1218.7785 | 1212.842 | 1152.6519 | 1066.7506 | 991.3949
2033-08-10 | 886.6269 | 824.6831 | 755.0971 | 733.4961 | 768.6558 | 883.9415 | 1008.1101 | 991.8621 | 949.0713 | 865.7259 | 801.9662 | 774.2371 | 683.3448 | 650.1673 | 669.1197 | 756.7752 | 914.7726 | 1066.0402 | 1138.4906 | 1185.0204 | 1156.9976 | 1142.7566 | 1061.9192 | 968.1231
2033-08-11 | 831.7459 | 772.2058 | 723.7473 | 707.6647 | 746.0555 | 857.4633 | 981.5201 | 943.4727 | 873.3562 | 803.3689 | 753.7181 | 681.7495 | 604.3028 | 595.6213 | 636.218 | 743.3275 | 933.1173 | 1042.9529 | 1098.9685 | 1162.3012 | 1137.8323 | 1110.9747 | 1019.2302 | 930.994
2033-08-12 | 852.4299 | 799.4582 | 743.2957 | 723.4212 | 759.7637 | 870.9992 | 988.9073 | 958.0778 | 918.4989 | 811.8163 | 751.2328 | 659.5149 | 599.7753 | 583.7662 | 642.3813 | 755.3631 | 912.7282 | 1021.7322 | 1076.6731 | 1125.1717 | 1089.1349 | 1098.9751 | 1048.1851 | 968.5803
2033-08-13 | 883.6803 | 818.498 | 761.9298 | 734.2283 | 736.0081 | 778.5561 | 838.4753 | 819.6408 | 831.4536 | 773.0202 | 701.1946 | 596.3658 | 542.4652 | 514.5188 | 563.7311 | 684.7608 | 858.3458 | 995.9974 | 1080.4153 | 1102.7858 | 1108.7058 | 1083.6946 | 1044.1023 | 977.1631
2033-08-14 | 879.5095 | 812.1279 | 752.9973 | 727.0466 | 728.1173 | 742.7189 | 781.5958 | 783.7116 | 814.2256 | 724.184 | 666.737 | 617.6833 | 556.2241 | 558.2125 | 650.0533 | 776.5944 | 929.5117 | 1045.5091 | 1113.1799 | 1127.2333 | 1154.0475 | 1124.9212 | 1033.6311 | 950.3769
2033-08-15 | 839.6297 | 776.0102 | 725.3156 | 714.4265 | 756.2048 | 852.6324 | 974.367 | 946.7656 | 901.4662 | 800.207 | 774.7211 | 666.6915 | 672.2873 | 643.1816 | 698.1722 | 765.9423 | 968.4391 | 1063.2166 | 1154.6795 | 1203.8212 | 1183.6696 | 1130.2132 | 1040.0304 | 955.0937
2033-08-16 | 892.8866 | 803.2737 | 755.2985 | 732.4875 | 772.9408 | 869.8832 | 991.8667 | 950.2915 | 895.8006 | 842.2693 | 805.9547 | 771.4419 | 690.0365 | 683.6252 | 776.7176 | 873.5787 | 1021.0385 | 1119.9871 | 1179.1749 | 1213.8306 | 1207.7715 | 1145.1768 | 1061.6297 | 987.308
2033-08-17 | 879.7433 | 819.7558 | 748.9584 | 726.0285 | 761.9176 | 877.6863 | 1002.8638 | 970.436 | 902.162 | 815.982 | 753.564 | 667.1475 | 641.5085 | 659.0111 | 708.4651 | 807.3501 | 968.3343 | 1093.3144 | 1140.7959 | 1183.2811 | 1151.5929 | 1129.4741 | 1051.5301 | 959.5013
2033-08-18 | 846.8241 | 785.7981 | 739.5173 | 722.4944 | 761.8867 | 874.7787 | 1001.4909 | 959.9723 | 887.9811 | 841.4364 | 782.3184 | 723.1534 | 697.645 | 697.0641 | 758.3631 | 869.2186 | 1009.0951 | 1099.901 | 1146.3592 | 1189.482 | 1158.7399 | 1133.7557 | 1039.823 | 951.2162
2033-08-19 | 880.5336 | 827.0961 | 766.081 | 729.4145 | 737.1921 | 775.3583 | 822.5601 | 796.8373 | 830.3819 | 766.7267 | 729.9925 | 669.6652 | 529.2279 | 537.956 | 578.2562 | 708.4893 | 888.9089 | 1029.7075 | 1058.1691 | 1060.6397 | 1046.1491 | 1079.5933 | 1028.1456 | 959.1303
2033-08-20 | 882.2948 | 810.9563 | 750.1733 | 729.4824 | 734.7616 | 777.3462 | 842.4505 | 813.5132 | 816.5379 | 763.6054 | 712.8019 | 611.3287 | 561.7211 | 518.2908 | 583.8066 | 754.8422 | 909.5166 | 1029.2563 | 1098.1916 | 1110.1695 | 1107.1995 | 1080.4281 | 1041.3861 | 975.191
2033-08-21 | 878.3152 | 811.3423 | 752.0906 | 726.3334 | 726.9276 | 741.4007 | 783.9281 | 777.3161 | 794.0253 | 756.675 | 716.8562 | 673.4876 | 569.4498 | 537.0041 | 589.0369 | 705.2362 | 884.5399 | 1026.73 | 1120.1467 | 1126.3711 | 1158.3244 | 1123.592 | 1034.7528 | 950.6166
2033-08-22 | 851.4766 | 787.5007 | 736.1841 | 724.6891 | 766.3711 | 864.0703 | 989.7259 | 964.7143 | 933.5834 | 872.8268 | 825.8294 | 805.3751 | 766.5392 | 742.828 | 838.4565 | 880.1513 | 1024.3762 | 1125.6272 | 1183.1004 | 1216.2453 | 1194.9168 | 1142.9815 | 1053.2868 | 967.4067
2033-08-23 | 886.3456 | 797.8052 | 748.142 | 726.449 | 763.876 | 863.2494 | 987.019 | 988.7685 | 978.1174 | 966.9443 | 943.6171 | 928.4013 | 937.7776 | 914.3038 | 938.935 | 998.0335 | 1106.7992 | 1138.0471 | 1171.7654 | 1206.6919 | 1201.8937 | 1141.1277 | 1057.3924 | 984.5018
2033-08-24 | 879.6645 | 814.3506 | 743.8807 | 721.8611 | 756.8344 | 868.084 | 1001.6233 | 1036.2769 | 1004.5647 | 939.7416 | 880.9102 | 885.9115 | 867.1039 | 787.6173 | 852.2555 | 953.5098 | 1074.9964 | 1157.3011 | 1157.4359 | 1172.8134 | 1144.6396 | 1123.9416 | 1047.7981 | 954.4805
2033-08-25 | 852.7694 | 792.2225 | 741.7354 | 722.5378 | 759.5156 | 866.8969 | 995.8481 | 971.2459 | 944.4291 | 870.9265 | 832.6509 | 844.7369 | 800.5017 | 786.3431 | 818.8654 | 908.0224 | 1040.6824 | 1125.6955 | 1142.5962 | 1180.7762 | 1160.5664 | 1131.8662 | 1040.3742 | 951.4358
2033-08-26 | 853.0175 | 795.0693 | 736.0275 | 717.6992 | 754.8735 | 858.8359 | 974.1656 | 969.2005 | 932.7933 | 863.5077 | 776.9861 | 753.8693 | 673.8159 | 681.8182 | 810.9101 | 943.5838 | 1042.0197 | 1080.4174 | 1092.669 | 1106.9176 | 1082.7375 | 1090.1397 | 1039.2697 | 956.6911
2033-08-27 | 873.919 | 808.5384 | 752.4595 | 725.818 | 725.3958 | 765.1218 | 819.3491 | 812.9317 | 840.1429 | 809.3701 | 749.0934 | 718.6497 | 606.946 | 614.1871 | 708.1242 | 795.2908 | 918.2448 | 1004.6818 | 1071.7405 | 1080.0328 | 1088.0954 | 1069.6839 | 1030.3766 | 965.6696
2033-08-28 | 864.2131 | 796.6901 | 739.2927 | 712.2012 | 713.0332 | 737.0541 | 776.6251 | 767.3059 | 765.5454 | 722.1859 | 691.4802 | 647.8289 | 610.842 | 557.7188 | 613.0907 | 717.0781 | 898.4104 | 1018.0418 | 1105.3169 | 1112.1413 | 1134.3714 | 1110.1474 | 1017.2579 | 937.579
2033-08-29 | 837.2072 | 771.3198 | 721.743 | 711.2229 | 750.4621 | 850.3327 | 976.1548 | 936.1575 | 883.2277 | 788.804 | 752.4319 | 652.0599 | 646.3834 | 660.3238 | 748.4168 | 823.6218 | 999.3409 | 1088.6861 | 1154.0791 | 1198.5035 | 1180.2425 | 1129.6584 | 1039.085 | 949.2414
2033-08-30 | 883.9727 | 795.0844 | 749.474 | 727.9254 | 765.6511 | 854.7185 | 982.2295 | 941.8145 | 904.7645 | 832.0657 | 798.4586 | 733.0997 | 676.3556 | 671.3943 | 726.9241 | 796.9976 | 975.6959 | 1062.2137 | 1139.8349 | 1180.6544 | 1195.0421 | 1135.6556 | 1048.1759 | 975.8765
2033-08-31 | 865.8431 | 806.3569 | 736.5331 | 715.6732 | 750.4335 | 852.1802 | 976.4991 | 977.1635 | 925.3913 | 839.2685 | 768.8416 | 724.3615 | 648.5391 | 645.1204 | 658.4324 | 771.279 | 912.1453 | 1012.4436 | 1093.344 | 1150.6627 | 1135.5852 | 1115.8513 | 1035.7352 | 946.1074
2033-09-01 | 836.1398 | 779.0207 | 737.0724 | 724.4024 | 760.98 | 869.0116 | 997.5946 | 959.3293 | 908.2792 | 792.6013 | 748.398 | 723.4837 | 701.3882 | 681.4053 | 665.4987 | 739.1379 | 925.8479 | 1033.5037 | 1132.0898 | 1160.8544 | 1126.7521 | 1099.9097 | 1013.33 | 932.1457
2033-09-02 | 852.0614 | 802.332 | 757.1798 | 737.0203 | 772.143 | 882.9082 | 1005.6577 | 973.2529 | 949.9127 | 863.031 | 810.7254 | 800.2001 | 710.291 | 687.4491 | 714.1258 | 813.4057 | 962.7886 | 1061.4903 | 1124.5573 | 1126.7391 | 1085.1621 | 1092.7218 | 1041.2374 | 966.1301
2033-09-03 | 872.3016 | 811.4018 | 765.3183 | 738.8968 | 740.5504 | 788.242 | 853.9334 | 847.072 | 884.7342 | 846.6974 | 826.7084 | 822.3893 | 822.1411 | 761.8207 | 705.6188 | 766.9565 | 909.5466 | 1000.1393 | 1114.8203 | 1095.922 | 1084.4543 | 1064.9654 | 1030.02 | 967.5818
2033-09-04 | 873.061 | 807.7811 | 755.6897 | 731.6588 | 731.8203 | 751.1903 | 803.4336 | 778.1524 | 779.5457 | 723.0936 | 692.9446 | 662.6697 | 584.978 | 592.2446 | 615.5802 | 699.5156 | 857.1743 | 993.5538 | 1115.4312 | 1103.3239 | 1125.6709 | 1095.1289 | 1010.6259 | 932.4145
2033-09-05 | 883.7444 | 827.5113 | 778.7171 | 752.2247 | 767.8763 | 810.1755 | 868.9163 | 806.9149 | 794.758 | 723.4794 | 719.3276 | 573.4493 | 566.8421 | 564.2232 | 623.3688 | 741.5236 | 891.8457 | 1011.7832 | 1118.0484 | 1117.8347 | 1120.2895 | 1093.7061 | 1022.4366 | 953.5944
2033-09-06 | 874.6363 | 790.5337 | 745.9591 | 731.1144 | 773.2743 | 866.4255 | 989.1573 | 932.6734 | 883.6188 | 791.147 | 760.8218 | 667.706 | 630.2516 | 600.1253 | 645.2136 | 747.0397 | 920.3432 | 1032.987 | 1161.0885 | 1177.1496 | 1177.9012 | 1114.8421 | 1034.3485 | 964.2403
2033-09-07 | 874.2848 | 819.1012 | 756.1958 | 734.8852 | 770.748 | 877.6525 | 1011.6606 | 987.3709 | 959.497 | 856.1263 | 774.7426 | 747.7948 | 694.7987 | 712.1975 | 729.0635 | 827.6957 | 959.9131 | 1065.1889 | 1156.8666 | 1164.4846 | 1133.8716 | 1107.7894 | 1037.0939 | 948.7466
2033-09-08 | 837.7647 | 781.8899 | 741.8128 | 725.8942 | 759.2988 | 866.6924 | 995.1939 | 938.6727 | 864.7502 | 769.0921 | 725.9423 | 662.906 | 621.5311 | 610.3624 | 645.1265 | 778.9435 | 950.0733 | 1032.5086 | 1136.7985 | 1158.9829 | 1127.4979 | 1099.4218 | 1014.7361 | 932.2098
2033-09-09 | 847.3225 | 797.2033 | 751.4826 | 733.0749 | 768.7801 | 874.4654 | 999.2228 | 969.4779 | 932.6531 | 820.9649 | 779.1188 | 730.4966 | 620.7644 | 633.8895 | 670.3219 | 792.37 | 940.6665 | 1048.917 | 1127.5567 | 1117.4412 | 1080.9398 | 1087.7483 | 1033.0112 | 959.0115
2033-09-10 | 865.5501 | 806.2996 | 756.51 | 730.2511 | 732.0826 | 778.9189 | 839.2975 | 801.1866 | 806.9803 | 734.8121 | 699.9099 | 637.8267 | 575.4969 | 546.5044 | 556.6876 | 693.425 | 882.7105 | 1008.9644 | 1120.5849 | 1097.0303 | 1084.238 | 1056.5518 | 1016.5923 | 953.5752
2033-09-11 | 866.637 | 804.2664 | 751.9544 | 728.5929 | 728.9702 | 752.3908 | 801.2875 | 775.4349 | 805.2644 | 721.1016 | 681.3783 | 686.5068 | 658.4506 | 699.1786 | 734.0784 | 839.0147 | 960.3771 | 1053.9118 | 1125.3792 | 1105.5022 | 1122.2859 | 1095.9355 | 1008.6068 | 932.4597
2033-09-12 | 837.8655 | 780.9416 | 736.315 | 725.8157 | 766.2948 | 867.7274 | 998.5916 | 977.0279 | 954.3584 | 880.644 | 885.1848 | 892.6954 | 912.4948 | 831.3466 | 856.5701 | 960.5464 | 1067.1719 | 1104.6868 | 1182.6008 | 1185.4239 | 1164.0853 | 1113.3966 | 1028.9869 | 947.7597
2033-09-13 | 883.1731 | 797.0147 | 754.2965 | 733.2866 | 771.975 | 869.8809 | 998.2292 | 970.3392 | 972.0013 | 935.8105 | 914.4677 | 901.5851 | 911.7468 | 858.3771 | 889.2269 | 936.2716 | 1062.6184 | 1095.9924 | 1177.5171 | 1184.9828 | 1172.0207 | 1110.392 | 1034.8554 | 968.3395
2033-09-14 | 859.4442 | 802.2679 | 737.0361 | 716.9946 | 750.8899 | 860.325 | 989.7034 | 958.2154 | 895.8446 | 818.2374 | 789.1848 | 793.3043 | 712.3088 | 704.8283 | 713.917 | 819.012 | 964.5855 | 1075.5893 | 1133.6299 | 1142.3996 | 1104.2703 | 1080.759 | 1005.5251 | 922.7634
2033-09-15 | 849.4278 | 796.1468 | 755.5675 | 737.5269 | 774.9111 | 883.7908 | 1019.9465 | 1015.298 | 975.8027 | 890.1118 | 798.956 | 797.8503 | 754.8754 | 695.6814 | 727.684 | 836.1602 | 1007.0576 | 1093.8443 | 1164.3128 | 1171.5819 | 1142.1651 | 1118.3329 | 1027.3695 | 948.1365
2033-09-16 | 856.6354 | 810.0934 | 760.1718 | 742.438 | 778.5628 | 889.5551 | 1014.5141 | 994.2299 | 969.0628 | 863.0053 | 799.2405 | 754.1225 | 603.4535 | 611.6612 | 651.4383 | 758.5443 | 949.7762 | 1070.0681 | 1140.1507 | 1128.7298 | 1091.7522 | 1099.0784 | 1049.1442 | 973.019
2033-09-17 | 868.8257 | 808.9998 | 760.1538 | 734.7664 | 736.6025 | 783.3127 | 849.6189 | 821.1203 | 831.0318 | 775.8299 | 704.063 | 663.6762 | 635.1697 | 594.6293 | 602.547 | 718.8656 | 903.651 | 1024.6846 | 1112.5905 | 1092.7151 | 1081.4232 | 1059.5343 | 1020.2982 | 960.5703
2033-09-18 | 873.2 | 810.6571 | 758.85 | 734.6502 | 735.6188 | 758.2533 | 805.0717 | 777.4577 | 765.3537 | 657.9626 | 622.6074 | 507.925 | 453.7176 | 456.6313 | 522.3695 | 649.3266 | 848.8831 | 998.1918 | 1115.9714 | 1098.5964 | 1126.1239 | 1096.5058 | 1014.9423 | 937.1609
2033-09-19 | 836.4552 | 780.1386 | 735.9928 | 725.4522 | 766.4298 | 859.8069 | 990.3581 | 950.1102 | 914.5874 | 825.8581 | 789.5981 | 724.0148 | 656.4014 | 647.5318 | 721.0934 | 793.5804 | 936.5338 | 1051.2409 | 1170.5795 | 1180.7394 | 1158.8221 | 1108.7585 | 1026.8623 | 943.6795
2033-09-20 | 882.4559 | 798.5516 | 755.8398 | 734.2943 | 770.3019 | 866.5913 | 994.2475 | 964.9245 | 939.4428 | 840.2234 | 792.7701 | 714.3684 | 623.927 | 613.4416 | 668.0196 | 786.0168 | 976.3943 | 1073.5907 | 1174.2415 | 1191.2949 | 1178.0658 | 1116.1544 | 1033.0887 | 965.7227
2033-09-21 | 875.6546 | 821.1342 | 757.6873 | 736.0948 | 772.3789 | 886.0316 | 1018.4135 | 990.6742 | 947.8107 | 870.1149 | 817.6939 | 816.8501 | 719.8213 | 718.4386 | 694.8338 | 807.8522 | 996.631 | 1130.8013 | 1178.7309 | 1175.5387 | 1139.1412 | 1111.1283 | 1041.9073 | 955.0408
2033-09-22 | 843.435 | 791.4499 | 748.9728 | 732.1943 | 765.8315 | 879.816 | 1010.7641 | 1001.6661 | 934.1267 | 839.7169 | 785.7133 | 737.4138 | 647.8193 | 641.456 | 661.6287 | 790.8945 | 958.8743 | 1081.4281 | 1158.9541 | 1167.6008 | 1137.6506 | 1110.264 | 1024.6061 | 941.2316
2033-09-23 | 856.6461 | 805.2399 | 757.7058 | 738.4684 | 772.1667 | 882.9803 | 1011.5435 | 986.0474 | 942.8606 | 794.3184 | 759.3883 | 699.0871 | 621.931 | 648.6104 | 716.8901 | 831.8734 | 1012.0484 | 1099.8759 | 1150.4991 | 1131.8425 | 1092.3282 | 1093.9071 | 1046.6531 | 969.8094
2033-09-24 | 879.9428 | 818.5614 | 767.8267 | 741.741 | 743.2858 | 792.1242 | 862.0453 | 832.9749 | 829.8303 | 757.7321 | 696.9345 | 599.5323 | 518.4519 | 503.2217 | 525.6993 | 655.8126 | 875.501 | 1027.7785 | 1124.5739 | 1103.2852 | 1096.7824 | 1066.9934 | 1031.7658 | 969.9653
2033-09-25 | 886.2447 | 821.2326 | 769.4967 | 744.6348 | 745.1856 | 775.9043 | 828.2339 | 822.6921 | 823.901 | 760.5607 | 688.5362 | 636.1041 | 541.8498 | 536.6388 | 595.5144 | 727.963 | 917.2392 | 1036.2833 | 1145.162 | 1123.6507 | 1145.7587 | 1122.1183 | 1036.2353 | 957.9498
2033-09-26 | 857.948 | 798.925 | 755.3946 | 743.4596 | 780.1439 | 882.1289 | 1008.9333 | 981.6228 | 939.0024 | 882.0986 | 871.0689 | 860.674 | 808.9647 | 774.0335 | 835.7967 | 868.9518 | 1021.3432 | 1118.3323 | 1187.9744 | 1198.1844 | 1180.7899 | 1129.6013 | 1049.3217 | 968.214
2033-09-27 | 882.9672 | 799.7919 | 757.4993 | 736.8106 | 773.7691 | 873.8055 | 999.4396 | 966.0683 | 944.3117 | 894.7569 | 885.8979 | 852.8324 | 814.8369 | 768.5566 | 847.6577 | 914.2337 | 1053.0674 | 1102.3527 | 1161.3167 | 1178.5448 | 1176.3816 | 1114.9888 | 1035.6905 | 967.9119
2033-09-28 | 870.4136 | 812.2885 | 749.8546 | 729.1107 | 759.899 | 866.8133 | 991.8169 | 976.7235 | 924.7072 | 826.454 | 760.3389 | 739.9115 | 671.8022 | 638.9927 | 671.8227 | 810.3967 | 979.045 | 1079.8941 | 1133.4155 | 1147.0255 | 1118.2783 | 1095.5245 | 1020.9546 | 932.1601
2033-09-29 | 845.8494 | 792.1766 | 752.2126 | 733.5533 | 767.2836 | 873.3946 | 1004.1184 | 965.6082 | 907.4837 | 809.78 | 766.7757 | 732.1873 | 660.9092 | 706.9043 | 744.5316 | 865.3423 | 1011.6475 | 1099.0584 | 1146.5934 | 1162.5261 | 1138.9225 | 1110.0174 | 1021.6582 | 939.2215
2033-09-30 | 838.3038 | 792.6385 | 743.2176 | 724.2026 | 755.5872 | 856.5001 | 978.691 | 948.0684 | 899.8395 | 769.8642 | 715.7975 | 675.3565 | 621.6435 | 619.9641 | 634.7233 | 767.9745 | 950.5367 | 1049.9036 | 1106.0346 | 1103.5465 | 1072.867 | 1072.8832 | 1021.0305 | 948.6067
2033-10-01 | 824.7934 | 765.2574 | 713.2632 | 686.8975 | 679.5289 | 717.9539 | 772.6078 | 763.2534 | 774.9099 | 727.2528 | 683.367 | 635.7586 | 510.7025 | 503.4485 | 583.3227 | 719.4393 | 887.2431 | 1013.606 | 1103.3266 | 1049.7127 | 1053.719 | 1028.0851 | 981.5121 | 915.8898
2033-10-02 | 829.8707 | 769.1563 | 717.1204 | 692.8067 | 684.6056 | 710.9354 | 745.5789 | 726.4653 | 739.3816 | 667.7579 | 655.0335 | 661.1064 | 553.4921 | 584.5528 | 636.1263 | 756.016 | 907.2099 | 1039.606 | 1152.8239 | 1096.5372 | 1095.6185 | 1070.3977 | 983.4614 | 900.7059
2033-10-03 | 800.9114 | 742.0046 | 698.1125 | 687.2495 | 719.138 | 815.7723 | 930.4277 | 904.1156 | 870.4752 | 811.5761 | 819.5853 | 815.6307 | 744.5542 | 733.5192 | 761.7928 | 812.4201 | 986.8567 | 1092.63 | 1169.7535 | 1150.7824 | 1133.9281 | 1081.8447 | 995.7211 | 905.3426
2033-10-04 | 838.5535 | 758.0333 | 715.2005 | 692.8824 | 722.8441 | 813.9492 | 926.5056 | 910.5296 | 883.7743 | 806.47 | 777.0831 | 782.0531 | 690.9196 | 735.9338 | 809.1363 | 917.3377 | 1036.5589 | 1103.4747 | 1170.8462 | 1144.366 | 1140.2643 | 1080.6964 | 995.1004 | 920.7961
2033-10-05 | 820.5125 | 768.4478 | 704.2373 | 682.8603 | 708.7749 | 807.1682 | 931.6032 | 931.4312 | 877.2165 | 820.5821 | 771.7818 | 789.163 | 697.7157 | 694.8335 | 732.7721 | 847.2204 | 981.4153 | 1101.2184 | 1139.0152 | 1109.9688 | 1085.4633 | 1060.8736 | 981.6063 | 885.1318
2033-10-06 | 795.3483 | 742.0118 | 701.6783 | 683.4498 | 708.2671 | 806.9688 | 926.3208 | 910.8143 | 872.0208 | 828.4543 | 784.1147 | 810.5542 | 752.6448 | 711.5009 | 744.2503 | 854.3172 | 992.3765 | 1092.4928 | 1140.3622 | 1116.4457 | 1095.1353 | 1065.5856 | 977.1433 | 886.2416
2033-10-07 | 803.3112 | 752.8855 | 705.1599 | 683.8797 | 709.195 | 807.6983 | 923.2248 | 914.7755 | 872.3247 | 780.0349 | 740.2929 | 747.1789 | 651.9022 | 691.9837 | 753.2696 | 872.4302 | 996.666 | 1072.7716 | 1117.8301 | 1075.2453 | 1040.6071 | 1046.2069 | 993.4685 | 913.135
2033-10-08 | 827.5555 | 770.5053 | 720.2204 | 692.9233 | 685.7144 | 724.978 | 781.088 | 771.0232 | 751.7725 | 682.0234 | 636.3821 | 579.9212 | 544.613 | 582.4672 | 659.0642 | 798.5389 | 934.8217 | 1047.8027 | 1104.5822 | 1047.1258 | 1048.4751 | 1027.6232 | 986.39 | 924.713
2033-10-09 | 831.0086 | 767.531 | 715.4606 | 691.2422 | 683.0943 | 700.382 | 739.3695 | 729.9813 | 734.4682 | 648.8613 | 612.7922 | 555.9033 | 471.8807 | 474.7321 | 549.2071 | 701.4364 | 900.4248 | 1041.857 | 1115.1389 | 1065.7292 | 1092.7938 | 1066.3777 | 982.3962 | 899.4782
2033-10-10 | 802.8625 | 742.9699 | 698.1998 | 685.473 | 715.408 | 819.4102 | 936.9644 | 917.621 | 873.6429 | 805.2127 | 781.2468 | 773.9265 | 711.041 | 711.1876 | 775.3529 | 841.0487 | 1013.874 | 1118.6084 | 1180.8408 | 1155.4499 | 1136.7659 | 1079.619 | 996.242 | 909.5558
2033-10-11 | 844.2932 | 761.7244 | 718.6264 | 696.0491 | 724.7944 | 822.6464 | 938.2332 | 921.8485 | 894.7253 | 821.4895 | 801.6976 | 771.2717 | 704.1865 | 726.3133 | 762.1775 | 885.0987 | 1052.3584 | 1134.3059 | 1187.8667 | 1158.886 | 1152.0137 | 1088.1324 | 1006.5438 | 933.2451
2033-10-12 | 836.4941 | 781.2985 | 716.8783 | 694.2305 | 720.0337 | 831.2252 | 955.1346 | 947.9787 | 903.0595 | 847.7983 | 798.2649 | 828.2206 | 795.0283 | 834.9665 | 860.8553 | 947.3242 | 1086.8384 | 1155.5127 | 1167.7348 | 1132.8471 | 1100.207 | 1078.1181 | 1001.4346 | 908.5496
2033-10-13 | 800.5224 | 749.6017 | 704.8362 | 686.8879 | 713.1223 | 822.7341 | 945.189 | 947.0199 | 914.0536 | 866.3141 | 819.4774 | 833.9439 | 876.0107 | 780.6982 | 792.1068 | 863.542 | 1026.3263 | 1116.6847 | 1150.2456 | 1128.01 | 1097.3232 | 1067.9112 | 981.0519 | 898.762
2033-10-14 | 813.5724 | 763.6374 | 713.6336 | 692.8257 | 718.1386 | 824.2301 | 939.9021 | 932.353 | 901.2111 | 802.3346 | 779.8814 | 796.8051 | 713.3324 | 735.764 | 817.9624 | 939.8623 | 1048.8454 | 1116.5453 | 1133.9236 | 1089.8134 | 1052.3934 | 1053.5663 | 1000.5652 | 922.8333
2033-10-15 | 836.622 | 777.581 | 727.2007 | 699.2082 | 691.5531 | 732.702 | 791.9773 | 837.1681 | 881.9682 | 828.4933 | 767.9738 | 733.329 | 712.4519 | 643.5844 | 683.9875 | 821.7977 | 985.6986 | 1072.6096 | 1117.8828 | 1058.0293 | 1061.577 | 1037.0336 | 990.6467 | 930.7616
2033-10-16 | 832.4329 | 768.8793 | 716.3219 | 692.2528 | 683.7897 | 704.0717 | 742.0217 | 746.2252 | 753.9272 | 676.6472 | 635.6722 | 627.4543 | 544.9375 | 553.515 | 627.1027 | 767.3687 | 957.7218 | 1075.6671 | 1129.6652 | 1073.2298 | 1098.8485 | 1073.2366 | 984.5927 | 901.0154
2033-10-17 | 809.6021 | 749.3894 | 704.668 | 691.3405 | 721.3411 | 816.5707 | 936.9726 | 936.0706 | 902.8328 | 861.924 | 831.5618 | 796.0552 | 741.2747 | 748.2216 | 808.604 | 901.0617 | 1042.164 | 1142.8205 | 1184.5307 | 1155.3643 | 1133.7612 | 1083.3844 | 1001.4966 | 916.0595
2033-10-18 | 838.2484 | 754.1375 | 710.8318 | 689.181 | 718.7859 | 812.6456 | 928.7677 | 916.9845 | 885.2684 | 834.4727 | 832.3107 | 802.9807 | 712.5062 | 738.5946 | 749.061 | 829.005 | 1015.6359 | 1103.0885 | 1168.6226 | 1143.076 | 1137.7028 | 1079.0902 | 991.6095 | 920.7541
2033-10-19 | 814.4973 | 758.9794 | 693.6094 | 672.5317 | 697.8529 | 801.3168 | 923.4906 | 908.5238 | 858.0227 | 791.2012 | 762.5225 | 770.3064 | 669.2 | 688.0139 | 746.7046 | 883.7189 | 1008.6247 | 1105.1069 | 1121.5438 | 1097.5076 | 1066.812 | 1045.3184 | 965.2193 | 877.0787
2033-10-20 | 803.1549 | 752.7806 | 709.9086 | 691.4579 | 717.6024 | 823.5338 | 948.8537 | 972.9039 | 918.7871 | 845.2669 | 807.6529 | 782.1929 | 690.787 | 689.2871 | 744.4494 | 852.5513 | 1023.9512 | 1119.942 | 1150.5889 | 1126.3131 | 1104.4593 | 1074.2407 | 981.5333 | 896.9562
2033-10-21 | 805.0604 | 757.4707 | 707.764 | 687.5036 | 713.0898 | 817.0029 | 934.3146 | 931.2872 | 893.3187 | 785.62 | 732.1503 | 707.2159 | 627.1932 | 637.2756 | 712.6453 | 863.4889 | 1013.8075 | 1112.5541 | 1128.6013 | 1084.7667 | 1047.5909 | 1050.8873 | 993.9831 | 915.6891
2033-10-22 | 819.034 | 760.9415 | 709.945 | 683.277 | 675.4127 | 713.21 | 771.5842 | 768.2138 | 762.7865 | 692.5291 | 649.5213 | 595.8103 | 525.1414 | 541.8024 | 582.6726 | 744.6116 | 909.2083 | 1045.5316 | 1089.4169 | 1039.9028 | 1036.6806 | 1012.8336 | 963.6559 | 900.7385
2033-10-23 | 820.3243 | 758.6318 | 707.7997 | 683.6852 | 675.9365 | 693.3934 | 735.6814 | 734.9959 | 748.1755 | 719.4744 | 716.2974 | 731.6324 | 712.6153 | 642.3386 | 693.8438 | 809.9129 | 974.5928 | 1094.8209 | 1129.4645 | 1065.523 | 1082.5038 | 1051.2387 | 968.4839 | 886.1576
2033-10-24 | 792.1861 | 733.9188 | 690.9306 | 678.2547 | 707.7674 | 798.618 | 922.3466 | 915.9431 | 878.1961 | 802.7657 | 769.6362 | 783.4252 | 716.481 | 727.3387 | 843.2792 | 928.1921 | 1049.4774 | 1144.0122 | 1180.0206 | 1144.1522 | 1117.6037 | 1061.7117 | 980.043 | 889.7799
2033-10-25 | 825.7681 | 742.5241 | 699.7189 | 678.6499 | 707.8385 | 796.6483 | 916.5873 | 896.0402 | 851.8448 | 777.6761 | 731.2964 | 756.0512 | 698.5692 | 753.6243 | 785.3105 | 907.4402 | 1042.5314 | 1128.0538 | 1172.3306 | 1136.9505 | 1123.64 | 1056.8976 | 972.9892 | 903.4561
2033-10-26 | 815.9525 | 760.941 | 696.977 | 674.3197 | 700.0803 | 806.1282 | 931.8325 | 919.0469 | 864.4067 | 785.8252 | 744.7855 | 740.42 | 668.1144 | 710.7465 | 748.0849 | 900.4912 | 1049.9106 | 1135.0146 | 1137.5893 | 1108.8786 | 1074.4758 | 1046.1945 | 970.3485 | 878.3687
2033-10-27 | 774.8116 | 724.2521 | 679.8145 | 663.7809 | 690.2028 | 792.2519 | 918.8273 | 903.0787 | 847.2497 | 775.7791 | 730.8789 | 739.5117 | 688.2598 | 686.703 | 742.2211 | 866.3271 | 1015.4961 | 1086.8153 | 1102.0565 | 1091.754 | 1059.4386 | 1027.6728 | 937.9542 | 856.5182
2033-10-28 | 793.1736 | 744.6977 | 695.165 | 675.8437 | 701.5133 | 800.4802 | 921.6204 | 933.3104 | 892.2536 | 807.8723 | 740.7258 | 717.3591 | 703.2506 | 735.8246 | 841.4386 | 952.897 | 1057.7232 | 1106.316 | 1103.0263 | 1060.0515 | 1027.7279 | 1027.4438 | 978.0383 | 896.1772
2033-10-29 | 821.2244 | 763.6367 | 713.4339 | 686.4662 | 678.6481 | 719.8864 | 782.9156 | 800.3191 | 827.3612 | 795.6782 | 779.808 | 762.5288 | 744.6149 | 632.3472 | 680.6101 | 817.7017 | 974.1119 | 1067.7362 | 1093.4129 | 1044.0006 | 1040.4208 | 1014.1378 | 967.7002 | 906.8466
2033-10-30 | 812.3812 | 755.9712 | 704.9229 | 681.1277 | 672.5411 | 698.4815 | 736.8737 | 753.702 | 751.9955 | 708.0579 | 687.7735 | 676.6964 | 638.7745 | 599.0158 | 666.9107 | 810.4354 | 975.3176 | 1063.2132 | 1094.6305 | 1051.7719 | 1044.9244 | 1037.0301 | 950.1453 | 872.1782
2033-10-31 | 787.6431 | 737.7984 | 692.8845 | 683.1757 | 717.228 | 830.5328 | 929.0268 | 945.4882 | 925.56 | 858.4673 | 827.0259 | 774.55 | 777.6222 | 726.0112 | 798.4755 | 861.443 | 1008.1691 | 1119.2695 | 1153.3104 | 1138.9233 | 1090.6763 | 1048.0911 | 972.0974 | 887.8658
2033-11-01 | 800.2494 | 717.5882 | 677.1968 | 653.6097 | 693.3994 | 817.0883 | 919.7062 | 898.7638 | 851.8898 | 788.1314 | 764.3062 | 752.8901 | 674.4211 | 666.7617 | 717.4315 | 865.7619 | 1005.4137 | 1088.5156 | 1143.7438 | 1098.1036 | 1069.6155 | 1012.4058 | 948.2272 | 882.9667
2033-11-02 | 793.7896 | 736.2516 | 675.8847 | 652.8353 | 691.8805 | 827.8153 | 942.3896 | 964.1455 | 883.3553 | 780.5011 | 729.1 | 724.524 | 626.0248 | 612.5565 | 670.0339 | 827.7195 | 1007.5073 | 1122.0777 | 1134.2934 | 1082.019 | 1022.594 | 1004.9897 | 941.9467 | 859.3965
2033-11-03 | 767.1358 | 714.9358 | 676.2027 | 657.3701 | 697.1628 | 836.7592 | 954.1249 | 930.3447 | 872.7082 | 786.8081 | 744.2473 | 736.554 | 647.8273 | 624.2315 | 696.3906 | 854.6225 | 1011.6905 | 1105.5667 | 1122.1321 | 1082.5124 | 1030.1226 | 1010.5142 | 937.0499 | 857.557
2033-11-04 | 772.6198 | 722.5131 | 675.5861 | 655.6075 | 694.9573 | 833.8955 | 946.0524 | 958.0953 | 897.8527 | 812.4352 | 754.172 | 740.6505 | 671.6391 | 642.4316 | 724.9933 | 864.1636 | 1006.9661 | 1088.0785 | 1103.0763 | 1054.6664 | 1004.2873 | 986.7712 | 944.3905 | 877.5496
2033-11-05 | 790.2635 | 726.9128 | 678.4405 | 650.8199 | 654.0905 | 714.8869 | 778.7036 | 811.87 | 829.2194 | 793.7137 | 730.1481 | 695.5756 | 629.4457 | 517.131 | 573.8593 | 714.8622 | 895.6124 | 1024.8749 | 1051.7435 | 1000.7348 | 990.2558 | 965.9035 | 928.0766 | 871.4309
2033-11-06 | 788.1251 | 721.6262 | 672.1818 | 646.7511 | 648.6041 | 688.5379 | 733.4374 | 741.3872 | 722.2124 | 638.5616 | 589.7798 | 575.3419 | 465.233 | 463.8945 | 537.0619 | 683.1392 | 879.6593 | 1026.6052 | 1081.4189 | 1008.2726 | 1006.8164 | 994.7586 | 916.3439 | 844.3868
2033-11-07 | 758.7632 | 697.461 | 655.3466 | 643.2661 | 685.3198 | 810.0458 | 916.7526 | 915.1072 | 871.3064 | 829.4442 | 846.9273 | 835.921 | 854.6208 | 806.0598 | 865.3272 | 894.2236 | 1016.5373 | 1101.2578 | 1135.2717 | 1095.1915 | 1043.8999 | 1002.7694 | 932.8136 | 858.0819
2033-11-08 | 785.1529 | 698.3367 | 655.8923 | 634.1444 | 673.7668 | 793.4635 | 898.5332 | 891.5088 | 845.1637 | 738.1787 | 716.6276 | 703.6474 | 630.9413 | 606.3375 | 692.5845 | 817.0694 | 977.6518 | 1058.7175 | 1112.2932 | 1074.9833 | 1039.2635 | 984.9851 | 917.0613 | 854.5682
2033-11-09 | 766.8313 | 707.2757 | 643.7444 | 623.2858 | 661.1103 | 789.7278 | 898.2493 | 896.978 | 811.0839 | 708.6747 | 662.8492 | 636.4371 | 553.82 | 555.3819 | 655.1713 | 822.8107 | 973.9987 | 1054.6264 | 1070.8154 | 1029.0624 | 965.5935 | 949.1932 | 888.7182 | 808.8871
2033-11-10 | 735.2829 | 679.9697 | 637.1464 | 620.7509 | 659.5038 | 791.894 | 900.0845 | 898.4578 | 850.2264 | 774.5054 | 724.1313 | 706.0311 | 716.9672 | 634.2443 | 673.7125 | 783.5349 | 949.7411 | 1044.3805 | 1062.6685 | 1034.6104 | 977.7186 | 956.078 | 883.0724 | 810.7479
2033-11-11 | 763.3376 | 713.7483 | 660.5451 | 626.101 | 637.4451 | 696.4669 | 725.8765 | 732.2991 | 738.4033 | 665.4052 | 636.3602 | 613.2609 | 609.4845 | 554.875 | 641.4261 | 769.4725 | 886.6769 | 973.4525 | 980.0249 | 919.1653 | 890.4064 | 903.2417 | 878.1095 | 819.7419
2033-11-12 | 769.6624 | 703.0175 | 649.8708 | 629.4493 | 635.4518 | 692.851 | 744.5558 | 773.0392 | 746.4966 | 681.2933 | 639.0275 | 601.791 | 519.9444 | 494.6864 | 540.7799 | 688.7712 | 874.862 | 992.9929 | 1026.0517 | 978.6515 | 970.0288 | 942.9634 | 903.3651 | 852.2557
2033-11-13 | 773.9177 | 707.8651 | 656.531 | 632.2462 | 633.0794 | 671.0528 | 711.1948 | 721.9195 | 710.0505 | 635.4202 | 571.7647 | 547.8375 | 471.3442 | 458.6647 | 529.7456 | 681.5952 | 860.7102 | 1006.236 | 1060.8027 | 992.5144 | 990.8601 | 976.6568 | 897.8875 | 827.67
2033-11-14 | 754.2248 | 693.607 | 649.6078 | 637.8372 | 679.9709 | 803.7536 | 909.6869 | 922.2121 | 869.6703 | 760.1699 | 720.1066 | 681.0379 | 616.9909 | 571.1924 | 670.2147 | 809.0567 | 988.9047 | 1069.7966 | 1117.8259 | 1081.53 | 1032.4509 | 994.4297 | 924.1709 | 850.6799
2033-11-15 | 799.7541 | 712.3009 | 671.2671 | 648.0078 | 687.4176 | 809.9598 | 911.8994 | 918.5028 | 882.2084 | 801.4953 | 774.1056 | 770.082 | 710.6768 | 667.817 | 782.0841 | 871.3133 | 1012.7978 | 1080.5552 | 1124.8963 | 1085.4735 | 1051.8359 | 1003.9753 | 935.399 | 870.3675
2033-11-16 | 771.7586 | 710.5498 | 651.5213 | 630.4251 | 669.4428 | 799.1016 | 917.4101 | 940.2775 | 852.2888 | 779.3152 | 746.6901 | 774.1439 | 752.0651 | 694.904 | 749.7152 | 888.6164 | 1013.4405 | 1080.4984 | 1086.6273 | 1060.7015 | 995.1369 | 969.4568 | 909.0393 | 823.081
2033-11-17 | 742.0462 | 691.0105 | 649.3073 | 632.1935 | 672.014 | 807.621 | 913.2031 | 931.5933 | 863.9179 | 785.885 | 771.7669 | 764.0739 | 807.6973 | 763.1541 | 784.0053 | 868.5405 | 1007.8651 | 1073.075 | 1088.1045 | 1057.1502 | 1001.629 | 968.6173 | 909.2339 | 829.8501
2033-11-18 | 756.8276 | 708.6471 | 660.7819 | 641.4408 | 679.6354 | 814.8587 | 922.4904 | 954.7767 | 917.9267 | 799.5211 | 718.8988 | 693.5664 | 668.3266 | 613.4641 | 734.5205 | 887.472 | 1004.4271 | 1075.6508 | 1082.9623 | 1020.4729 | 972.9789 | 959.9242 | 928.7263 | 861.3183
2033-11-19 | 783.9177 | 721.2232 | 672.5199 | 645.4926 | 648.8449 | 708.6125 | 764.5106 | 812.3653 | 820.8076 | 776.6004 | 717.9705 | 696.9386 | 698.5509 | 622.4241 | 700.8233 | 812.9317 | 955.7567 | 1036.7627 | 1055.1714 | 1004.8487 | 998.0685 | 967.2698 | 934.5312 | 874.7344
2033-11-20 | 791.3454 | 724.5899 | 673.3908 | 648.2568 | 649.1084 | 689.4616 | 737.1322 | 790.7258 | 800.3404 | 705.5493 | 710.8187 | 723.2286 | 728.2276 | 677.1131 | 742.7182 | 853.4812 | 991.3413 | 1071.1434 | 1095.0279 | 1024.8636 | 1016.2341 | 1005.2128 | 923.7919 | 851.9028
2033-11-21 | 760.7173 | 700.7817 | 656.9043 | 644.6958 | 685.9418 | 809.047 | 923.6518 | 961.2722 | 932.3287 | 873.9508 | 875.8857 | 880.4537 | 901.6719 | 842.4971 | 838.6887 | 911.8942 | 1035.9673 | 1098.1813 | 1129.7564 | 1087.269 | 1042.9793 | 1002.896 | 932.8919 | 858.5507
2033-11-22 | 798.6188 | 712.2734 | 669.8621 | 647.3956 | 686.7551 | 808.2955 | 913.0963 | 941.8515 | 926.9315 | 863.6849 | 824.7017 | 829.4772 | 826.4499 | 799.0026 | 826.4119 | 883.9959 | 1026.6995 | 1071.7781 | 1120.7601 | 1091.0987 | 1054.631 | 1003.4467 | 932.5835 | 867.3796
2033-11-23 | 763.0715 | 703.9516 | 641.2886 | 620.929 | 659.4437 | 787.1513 | 900.1991 | 937.098 | 915.523 | 848.272 | 763.4089 | 753.9558 | 758.0651 | 740.5725 | 750.2569 | 873.5559 | 1000.6559 | 1068.5744 | 1067.2738 | 1026.9691 | 966.8074 | 951.8191 | 899.0347 | 818.8033
2033-11-24 | 754.1755 | 699.7999 | 651.8564 | 620.8467 | 635.0906 | 699.635 | 752.9704 | 776.996 | 778.5346 | 720.111 | 688.3777 | 690.993 | 724.333 | 718.4629 | 665.0248 | 802.4779 | 934.7425 | 1010.9533 | 1019.2709 | 1001.5815 | 962.2448 | 958.4104 | 872.096 | 801.8183
2033-11-25 | 728.1296 | 673.2875 | 620.5553 | 609.0571 | 650.5797 | 781.4137 | 874.6372 | 907.4064 | 867.5774 | 750.8626 | 688.2312 | 688.4102 | 723.2844 | 667.2285 | 694.3654 | 813.695 | 945.7455 | 1004.899 | 1017.1385 | 973.5008 | 926.21 | 915.1689 | 890.247 | 819.3028
2033-11-26 | 760.0048 | 698.4286 | 649.2634 | 623.9044 | 626.869 | 679.9974 | 731.3346 | 782.2875 | 784.8165 | 743.6308 | 670.8692 | 667.0652 | 668.6993 | 560.3788 | 615.2112 | 747.851 | 887.537 | 980.0257 | 1009.3483 | 962.4596 | 950.3997 | 920.4046 | 882.4519 | 830.4794
2033-11-27 | 761.638 | 696.6978 | 645.742 | 621.9996 | 623.1363 | 656.8814 | 694.9517 | 745.9381 | 765.8461 | 713.4607 | 689.3842 | 675.6395 | 670.9712 | 626.9703 | 672.5273 | 778.8787 | 931.5578 | 1021.2856 | 1052.279 | 992.3571 | 987.1173 | 971.3368 | 891.7927 | 820.3166
2033-11-28 | 747.1848 | 686.4693 | 643.5248 | 633.7987 | 676.1479 | 800.5791 | 907.2577 | 940.2352 | 896.7928 | 833.3463 | 825.6143 | 807.6517 | 800.8632 | 687.1538 | 781.5427 | 853.6146 | 987.5881 | 1064.647 | 1102.7678 | 1069.6733 | 1020.4001 | 978.0884 | 909.8245 | 835.481
2033-11-29 | 781.4862 | 692.6634 | 652.8259 | 632.6352 | 674.0862 | 792.1147 | 891.3978 | 917.4725 | 868.725 | 795.9244 | 771.1527 | 760.957 | 744.5635 | 701.33 | 776.4197 | 875.472 | 1002.0109 | 1052.2855 | 1094.1271 | 1061.2096 | 1030.5309 | 977.4235 | 907.5239 | 846.9481
2033-11-30 | 765.1644 | 707.1318 | 644.5436 | 624.5454 | 661.6893 | 790.9849 | 898.2557 | 951.3927 | 917.5488 | 859.3334 | 810.851 | 803.6087 | 826.4397 | 832.4377 | 827.0599 | 853.8354 | 996.816 | 1069.4617 | 1070.9713 | 1033.6986 | 972.5315 | 963.8093 | 902.0402 | 822.2766
2033-12-01 | 725.9478 | 670.3997 | 626.1295 | 606.8859 | 642.6876 | 750.9435 | 845.7627 | 862.2467 | 811.3523 | 758.9498 | 716.0911 | 691.126 | 689.3855 | 662.249 | 626.2394 | 740.2593 | 877.7755 | 971.8885 | 997.7648 | 990.9295 | 954.0909 | 949.3581 | 886.336 | 816.2284
2033-12-02 | 728.7275 | 677.4634 | 627.5255 | 606.8301 | 642.5269 | 751.3054 | 840.4619 | 880.9787 | 847.075 | 773.0465 | 718.0661 | 690.5311 | 715.2756 | 702.6904 | 733.0316 | 745.9957 | 862.3844 | 948.9756 | 976.2204 | 951.291 | 933.3968 | 917.0965 | 896.837 | 830.355
2033-12-03 | 751.4979 | 691.3353 | 640.8285 | 612.871 | 615.1156 | 652.8612 | 693.7686 | 730.3316 | 720.1341 | 645.1468 | 543.2987 | 507.7383 | 450.0608 | 422.9147 | 498.3817 | 658.8941 | 787.7506 | 914.6855 | 955.2689 | 928.0153 | 941.8688 | 917.746 | 885.884 | 839.4392
2033-12-04 | 751.5183 | 687.4152 | 634.797 | 609.8787 | 610.649 | 631.7428 | 665.5053 | 704.5632 | 688.7853 | 622.6665 | 578.7526 | 569.6648 | 547.4486 | 493.3131 | 546.6123 | 658.248 | 812.6734 | 918.4133 | 970.8197 | 931.5978 | 950.6343 | 952.2453 | 887.7323 | 815.4176
2033-12-05 | 738.7956 | 679.9796 | 635.9199 | 622.4133 | 661.6708 | 763.0012 | 854.8298 | 888.1469 | 840.149 | 741.9164 | 700.5707 | 670.83 | 622.8173 | 571.3435 | 659.9569 | 726.5563 | 890.4818 | 995.0673 | 1041.3049 | 1022.2629 | 1000.2448 | 974.1667 | 913.715 | 848.2202
2033-12-06 | 763.9132 | 678.9142 | 634.6689 | 611.5017 | 649.6795 | 744.6518 | 833.2504 | 858.1285 | 798.8969 | 721.1395 | 641.0709 | 634.2363 | 573.2624 | 545.0889 | 615.654 | 720.7112 | 874.7785 | 954.941 | 1013.3126 | 997.1837 | 990.7169 | 952.9836 | 894.1148 | 842.8898
2033-12-07 | 750.2139 | 692.2706 | 627.7268 | 605.1121 | 640.1252 | 747.096 | 833.8487 | 878.7057 | 813.0047 | 733.0431 | 638.4409 | 644.0071 | 663.5095 | 588.1705 | 644.585 | 751.291 | 889.8323 | 977.0539 | 992.4692 | 975.2693 | 934.8553 | 934.0961 | 883.8016 | 812.248
2033-12-08 | 724.4208 | 669.8756 | 626.0674 | 606.6161 | 642.5428 | 750.364 | 835.3001 | 871.5155 | 837.1119 | 790.9629 | 741.3856 | 760.0403 | 756.3682 | 775.0281 | 772.3732 | 812.9466 | 910.7133 | 976.5978 | 997.5996 | 996.0365 | 968.6108 | 959.3176 | 892.4457 | 816.047
2033-12-09 | 740.5439 | 688.7473 | 639.5916 | 617.1912 | 653.1205 | 764.1127 | 847.3748 | 890.8688 | 843.2737 | 761.1222 | 689.9912 | 667.3082 | 691.0919 | 676.1539 | 708.4208 | 804.4623 | 928.1989 | 989.3821 | 1006.8931 | 969.3702 | 953.5834 | 940.1581 | 915.2413 | 847.3456
2033-12-10 | 762.8875 | 702.855 | 653.7407 | 625.0609 | 627.2917 | 669.3543 | 709.8765 | 768.4706 | 758.9123 | 711.8472 | 644.3542 | 633.1259 | 629.7406 | 546.0618 | 602.3864 | 707.818 | 846.0701 | 956.5443 | 989.2255 | 950.604 | 960.0935 | 940.6844 | 911.7262 | 857.5295
2033-12-11 | 768.1044 | 703.7482 | 652.1879 | 626.0211 | 627.0348 | 649.8998 | 685.531 | 731.7183 | 718.9485 | 675.8747 | 622.7146 | 599.7288 | 578.2292 | 470.5099 | 546.3566 | 699.7402 | 878.0174 | 979.6571 | 1022.6193 | 972.7462 | 986.0793 | 981.047 | 907.9064 | 843.5582
2033-12-12 | 740.2162 | 680.7523 | 635.9515 | 621.8431 | 660.9523 | 762.182 | 853.2035 | 892.06 | 841.7465 | 776.6588 | 740.0125 | 736.7957 | 769.3075 | 703.3788 | 751.8894 | 812.5137 | 939.3147 | 1020.49 | 1062.9532 | 1040.6363 | 1018.0572 | 977.5221 | 919.7117 | 856.5265
2033-12-13 | 772.0178 | 685.1893 | 640.6277 | 617.0648 | 655.2188 | 750.8534 | 840.7162 | 871.1861 | 836.548 | 745.5642 | 690.0038 | 679.7807 | 653.7155 | 582.5435 | 636.8488 | 725.8772 | 891.7118 | 990.89 | 1050.5056 | 1027.4623 | 1020.9765 | 967.1126 | 906.2291 | 855.9395
2033-12-14 | 755.0608 | 696.34 | 630.509 | 607.8316 | 642.0782 | 749.2931 | 845.2333 | 894.4043 | 836.9905 | 770.2131 | 684.1689 | 673.8091 | 636.2348 | 586.6047 | 630.0312 | 761.2305 | 892.3401 | 1002.3221 | 1024.1089 | 999.1647 | 960.3677 | 945.0847 | 889.4447 | 817.6573
2033-12-15 | 735.1884 | 678.7282 | 634.9761 | 615.3393 | 651.8811 | 760.4218 | 858.5801 | 897.8738 | 847.5178 | 766.1587 | 700.3111 | 682.35 | 679.2695 | 579.4203 | 594.7654 | 719.7257 | 872.8801 | 985.4116 | 1020.0681 | 1003.0151 | 973.2437 | 955.8081 | 901.4962 | 826.5779
2033-12-16 | 750.9578 | 700.1756 | 650.4952 | 628.1813 | 664.3045 | 776.2786 | 870.4758 | 920.5811 | 856.4635 | 743.1308 | 661.9534 | 650.1413 | 624.5051 | 559.5968 | 608.5378 | 758.8011 | 906.4987 | 993.4993 | 1024.8036 | 986.3231 | 960.0511 | 946.7333 | 920.9619 | 858.4313
2033-12-17 | 763.3012 | 701.8014 | 652.1214 | 623.9938 | 627.0212 | 667.9456 | 712.8374 | 781.3964 | 752.7277 | 678.9538 | 609.6425 | 587.6114 | 581.2046 | 473.5908 | 524.2719 | 638.2876 | 809.351 | 938.59 | 981.9582 | 948.5703 | 957.6023 | 936.6176 | 905.6218 | 854.0483
2033-12-18 | 773.5245 | 708.4792 | 657.058 | 629.7842 | 631.7054 | 655.3634 | 694.5032 | 749.4239 | 737.8939 | 679.5729 | 643.3612 | 633.9197 | 622.1271 | 591.9498 | 593.9644 | 727.2415 | 880.9655 | 983.5736 | 1027.1979 | 989.5151 | 1003.8782 | 987.9702 | 915.5909 | 846.0697
2033-12-19 | 750.7894 | 691.8872 | 646.7222 | 632.3581 | 671.8793 | 775.7827 | 873.679 | 932.0611 | 913.5017 | 860.1868 | 785.6953 | 757.0682 | 807.8141 | 847.4025 | 797.1586 | 832.0105 | 962.2 | 1028.8346 | 1082.1415 | 1057.2666 | 1030.8377 | 989.9268 | 934.7722 | 862.1262
2033-12-20 | 779.1018 | 693.0079 | 648.3921 | 624.4438 | 661.4006 | 758.096 | 851.3489 | 902.2528 | 880.1342 | 840.8869 | 802.2422 | 741.4299 | 744.4131 | 755.2936 | 747.1188 | 810.202 | 941.48 | 1006.9995 | 1062.153 | 1040.339 | 1030.1742 | 985.1582 | 924.0895 | 864.7115
2033-12-21 | 763.4578 | 704.4948 | 639.5941 | 615.6367 | 650.1852 | 758.8222 | 851.8304 | 899.9214 | 834.5481 | 751.687 | 672.2369 | 663.8244 | 675.6554 | 606.0494 | 623.0172 | 742.8513 | 877.3147 | 995.4841 | 1024.4629 | 995.1765 | 961.2903 | 951.5486 | 897.5381 | 824.7062
2033-12-22 | 720.7162 | 665.5017 | 621.3329 | 602.2498 | 638.1783 | 745.6839 | 839.6326 | 884.205 | 825.9491 | 750.7925 | 686.5047 | 683.4567 | 687.8514 | 634.1302 | 582.7737 | 679.5489 | 838.6663 | 950.5282 | 992.5962 | 983.223 | 943.8176 | 941.7932 | 881.4189 | 811.7771
2033-12-23 | 728.7089 | 677.1709 | 627.0646 | 606.587 | 642.4841 | 751.3279 | 843.7181 | 890.7515 | 834.702 | 735.8946 | 645.6368 | 621.3368 | 606.6549 | 506.4684 | 574.1422 | 692.8031 | 842.8115 | 942.9983 | 981.5666 | 948.0607 | 922.9465 | 909.7876 | 894.1918 | 829.6462
2033-12-24 | 751.7095 | 691.2644 | 640.6648 | 613.3856 | 615.8187 | 654.922 | 698.4109 | 757.735 | 735.0382 | 677.4377 | 603.1293 | 571.192 | 585.8963 | 504.5752 | 494.2631 | 620.0105 | 775.8602 | 894.4379 | 960.8514 | 930.0164 | 940.5169 | 921.1215 | 887.915 | 837.0565
2033-12-25 | 751.1277 | 685.7034 | 633.4749 | 605.4914 | 606.3813 | 625.192 | 658.3005 | 715.3281 | 693.1088 | 605.8195 | 555.3077 | 557.3791 | 568.4526 | 578.1087 | 531.6371 | 644.9872 | 810.5216 | 930.3808 | 995.0045 | 948.0863 | 967.7298 | 953.4562 | 881.9227 | 815.0711
2033-12-26 | 740.7026 | 680.3042 | 631.5819 | 602.6768 | 619.402 | 654.552 | 699.1213 | 734.8879 | 759.7613 | 749.4274 | 731.6824 | 692.5921 | 698.8936 | 696.683 | 747.5872 | 775.4459 | 873.5588 | 945.5895 | 992.8934 | 974.383 | 971.2586 | 952.3628 | 883.9032 | 811.2554
2033-12-27 | 743.0169 | 653.3167 | 604.9911 | 588.9628 | 630.0782 | 720.9128 | 809.3976 | 851.5608 | 793.3931 | 708.7185 | 642.7336 | 642.5635 | 662.1846 | 587.2218 | 602.3925 | 660.8714 | 825.9538 | 923.9407 | 993.6181 | 983.1078 | 970.0653 | 929.2624 | 873.1893 | 821.0308
2033-12-28 | 736.1687 | 677.3072 | 611.4721 | 589.9185 | 625.7545 | 731.3058 | 826.7666 | 877.8571 | 821.4909 | 739.2453 | 691.5861 | 694.035 | 697.9204 | 703.6646 | 664.3008 | 732.0764 | 853.2294 | 953.2331 | 979.9761 | 964.4751 | 930.1684 | 914.1778 | 866.3038 | 792.9502
2033-12-29 | 710.3061 | 655.6758 | 610.1511 | 592.4552 | 628.4935 | 735.2558 | 830.8618 | 873.9178 | 813.2366 | 754.5867 | 642.444 | 616.4612 | 628.6631 | 535.0449 | 541.6517 | 653.3343 | 811.1206 | 917.6893 | 974.6684 | 968.9406 | 938.4734 | 905.7723 | 864.8207 | 788.5661
2033-12-30 | 723.6725 | 674.3104 | 623.8235 | 603.6921 | 638.035 | 745.4869 | 836.6937 | 902.0974 | 862.1921 | 769.9968 | 702.659 | 683.0061 | 674.976 | 677.1484 | 683.0594 | 736.7608 | 837.36 | 933.0304 | 965.4957 | 937.2865 | 916.439 | 907.4265 | 883.0963 | 818.4633
2033-12-31 | 729.8832 | 671.1511 | 619.0731 | 593.4272 | 595.4896 | 634.4819 | 686.4568 | 753.1747 | 725.2715 | 646.2576 | 549.3048 | 519.0846 | 510.4126 | 375.4369 | 423.8816 | 574.305 | 746.0935 | 864.1178 | 930.8511 | 907.8 | 910.8012 | 899.8037 | 867.4967 | 811.4762
2034-01-01 | 732.6614 | 685.4165 | 640.7327 | 616.3918 | 617.9747 | 654.1935 | 705.3925 | 754.5097 | 734.58 | 635.5695 | 545.3168 | 539.9707 | 507.9167 | 459.4497 | 557.04 | 644.5297 | 849.3407 | 954.7511 | 1024.4219 | 987.5722 | 971.2372 | 950.5305 | 872.4525 | 784.9645
2034-01-02 | 754.7488 | 705.1179 | 661.8045 | 637.3205 | 655.6 | 724.4288 | 800.2314 | 833.4093 | 853.0146 | 768.067 | 721.164 | 714.0097 | 674.26 | 608.0158 | 618.855 | 764.2466 | 919.2529 | 1026.0286 | 1068.9052 | 1014.9255 | 998.8386 | 970.6108 | 886.5109 | 812.7395
2034-01-03 | 702.8349 | 659.6065 | 621.5359 | 605.6812 | 647.0909 | 770.2324 | 910.3782 | 929.1252 | 883.1014 | 769.1681 | 687.7747 | 672.4948 | 692.1338 | 602.168 | 604.0844 | 692.2317 | 882.7257 | 1001.3689 | 1044.1184 | 1022.285 | 991.3731 | 936.1941 | 840.7933 | 765.208
2034-01-04 | 664.3785 | 640.0447 | 600.1315 | 582.8769 | 620.9948 | 724.0713 | 846.7111 | 857.5583 | 793.4903 | 706.0214 | 651.5559 | 604.2358 | 571.8274 | 522.465 | 604.761 | 673.8799 | 833.9625 | 948.4279 | 999.073 | 996.6259 | 962.2712 | 906.7297 | 832.0375 | 750.4714
2034-01-05 | 698.8649 | 630.6817 | 595.4486 | 579.132 | 617.4044 | 718.3365 | 839.9392 | 842.3549 | 771.7189 | 684.3415 | 640.7068 | 606.8005 | 634.071 | 538.7285 | 542.3825 | 647.1424 | 817.8067 | 907.4086 | 993.5401 | 993.5809 | 974.1487 | 909.115 | 832.3526 | 771.4413
2034-01-06 | 718.5445 | 672.0543 | 607.3841 | 589.2043 | 627.6793 | 746.2625 | 875.6727 | 901.8777 | 836.6175 | 716.473 | 622.3704 | 592.6026 | 580.7076 | 500.6611 | 542.5399 | 671.4622 | 829.5336 | 936.7995 | 973.7924 | 967.4735 | 912.9093 | 885.7157 | 845.2459 | 773.9637
2034-01-07 | 703.8187 | 655.6847 | 609.7896 | 588.1443 | 591.1368 | 636.1644 | 721.1715 | 758.6034 | 722.3962 | 639.9456 | 556.0303 | 532.9683 | 502.4309 | 408.166 | 427.3042 | 552.5757 | 735.3051 | 876.0847 | 936.1612 | 926.844 | 900.767 | 878.8476 | 830.2565 | 763.374
2034-01-08 | 729.6657 | 683.29 | 637.1609 | 613.5333 | 618.5843 | 660.4112 | 727.1738 | 771.5737 | 742.3461 | 650.983 | 573.7053 | 554.7779 | 488.5837 | 414.231 | 466.0416 | 600.5558 | 812.8356 | 941.9305 | 1037.2612 | 1005.8302 | 995.3084 | 956.6532 | 869.6711 | 780.8196
2034-01-09 | 685.5269 | 638.946 | 596.5002 | 590.5084 | 633.9638 | 764.744 | 899.0364 | 929.0658 | 864.8916 | 754.6451 | 694.6223 | 675.7438 | 643.3778 | 551.8846 | 566.585 | 673.2265 | 859.522 | 967.0937 | 1042.5346 | 1016.6347 | 984.769 | 927.5103 | 839.923 | 761.2608
2034-01-10 | 715.7801 | 676.2976 | 638.0478 | 621.7177 | 662.6328 | 788.8692 | 929.0295 | 954.4465 | 890.8411 | 784.1371 | 704.1664 | 674.2874 | 658.7295 | 582.9327 | 592.7296 | 725.5412 | 895.2064 | 1008.9946 | 1064.2344 | 1035.4431 | 1010.7651 | 955.7487 | 862.7592 | 791.4821
2034-01-11 | 688.337 | 663.5277 | 626.1149 | 607.4407 | 645.795 | 753.0917 | 878.777 | 895.2686 | 846.0081 | 760.1878 | 739.1106 | 709.6971 | 709.3243 | 575.9789 | 634.6674 | 681.0759 | 864.9417 | 980.7126 | 1042.2391 | 1027.9074 | 1000.2383 | 944.0304 | 868.4581 | 788.9219
2034-01-12 | 736.0639 | 669.8553 | 633.5087 | 615.1478 | 653.6624 | 761.9414 | 887.7079 | 902.1644 | 837.6245 | 742.6773 | 699.2453 | 669.5273 | 610.4186 | 520.8811 | 586.5243 | 674.6059 | 845.9146 | 965.242 | 1057.8587 | 1045.3204 | 1025.0887 | 965.8925 | 886.2628 | 819.2618
2034-01-13 | 743.1996 | 697.4039 | 634.0984 | 613.9857 | 652.8833 | 775.9575 | 907.0407 | 937.8121 | 864.1639 | 742.1944 | 656.3178 | 611.8943 | 516.118 | 488.0249 | 531.371 | 684.2955 | 845.4904 | 961.9321 | 1013.731 | 995.427 | 950.9081 | 920.6299 | 877.706 | 803.3857
2034-01-14 | 740.8345 | 691.8603 | 647.6948 | 623.652 | 626.7322 | 681.7866 | 767.7611 | 824.4638 | 793.7918 | 726.5073 | 632.3681 | 607.1907 | 558.975 | 452.2916 | 518.0294 | 651.0758 | 822.2661 | 947.571 | 1000.5654 | 974.566 | 952.7226 | 936.9679 | 884.6559 | 815.5181
2034-01-15 | 715.0201 | 665.1353 | 619.1033 | 597.0824 | 600.804 | 638.7228 | 700.6922 | 738.9312 | 737.9118 | 652.8518 | 568.2453 | 544.1774 | 522.8703 | 433.2294 | 488.0901 | 619.788 | 803.553 | 910.2301 | 998.3724 | 961.4447 | 955.3346 | 928.1421 | 843.2573 | 756.9566
2034-01-16 | 740.6281 | 694.3573 | 648.8838 | 625.3252 | 640.5176 | 704.7382 | 780.787 | 813.3613 | 848.2987 | 768.7375 | 723.8356 | 685.9868 | 671.0238 | 563.5649 | 555.0455 | 682.4736 | 864.2963 | 976.3929 | 1047.2474 | 998.0746 | 983.5274 | 951.939 | 862.0146 | 788.6201
2034-01-17 | 705.2911 | 661.92 | 621.4544 | 611.4055 | 656.9357 | 782.0363 | 921.138 | 947.4668 | 900.0658 | 796.6641 | 737.7295 | 712.9519 | 690.0132 | 609.3871 | 612.7897 | 700.5127 | 865.7569 | 997.8801 | 1058.9829 | 1031.1171 | 1010.2867 | 949.1602 | 852.4365 | 784.4872
2034-01-18 | 683.3709 | 660.2528 | 622.7423 | 603.9029 | 642.2543 | 749.6241 | 875.1601 | 887.816 | 827.853 | 731.8046 | 684.885 | 638.1184 | 545.2198 | 516.3192 | 570.0009 | 656.3784 | 836.4253 | 950.0636 | 1028.5036 | 1027.3353 | 995.7491 | 942.7636 | 866.4524 | 782.3474
2034-01-19 | 724.9339 | 654.2403 | 620.2531 | 604.0852 | 642.1889 | 748.4508 | 873.4607 | 891.2986 | 827.9028 | 727.4933 | 681.4419 | 647.7229 | 572.218 | 507.7251 | 556.6258 | 640.4909 | 823.7471 | 929.0725 | 1032.2122 | 1026.2756 | 1009.5991 | 949.9993 | 869.7797 | 802.2478
2034-01-20 | 718.5781 | 673.1699 | 609.628 | 592.5149 | 630.8109 | 750.0526 | 875.4241 | 902.2058 | 864.4969 | 761.7657 | 659.1207 | 662.6354 | 676.3197 | 651.5941 | 653.5127 | 769.4769 | 874.6935 | 933.0873 | 976.138 | 968.0609 | 914.9798 | 890.5039 | 850.2038 | 778.4316
2034-01-21 | 735.2523 | 686.2567 | 642.2406 | 618.1696 | 621.4774 | 675.123 | 760.1421 | 809.0697 | 777.8064 | 712.7055 | 631.8463 | 607.296 | 577.9371 | 443.6736 | 465.6163 | 604.9123 | 762.3308 | 900.655 | 978.9247 | 960.0828 | 938.0098 | 916.8201 | 875.161 | 804.5878
2034-01-22 | 717.7658 | 670.4281 | 624.7246 | 602.2635 | 606.8204 | 646.4615 | 710.067 | 747.9432 | 740.8758 | 652.9816 | 583.0399 | 541.3788 | 507.9319 | 419.3016 | 448.5252 | 564.3071 | 733.7783 | 876.3646 | 989.8646 | 956.6103 | 953.566 | 936.0318 | 851.9132 | 763.3951
2034-01-23 | 657.3667 | 612.6317 | 568.9575 | 565.8078 | 609.2131 | 734.9438 | 860.769 | 880.6428 | 820.2848 | 703.1715 | 607.1646 | 603.7273 | 613.8137 | 571.471 | 571.5207 | 661.8916 | 818.0456 | 888.3606 | 991.5203 | 978.9218 | 947.4623 | 886.0338 | 799.6231 | 722.6406
2034-01-24 | 667.5191 | 626.6545 | 589.0489 | 575.3885 | 615.4856 | 733.3829 | 868.9302 | 894.6309 | 836.5126 | 736.3547 | 668.9185 | 646.2094 | 644.5902 | 567.0791 | 545.4888 | 632.1071 | 788.6979 | 911.1548 | 991.5675 | 977.5542 | 947.9986 | 899.6626 | 801.6349 | 732.1292
2034-01-25 | 662.3735 | 638.1278 | 598.4008 | 581.7349 | 619.5339 | 722.1066 | 846.8343 | 857.2343 | 803.748 | 728.9663 | 664.1142 | 629.3849 | 660.2844 | 563.6102 | 610.7558 | 643.9981 | 778.9815 | 887.8966 | 980.3993 | 971.5923 | 943.5822 | 897.4017 | 825.4674 | 748.5392
2034-01-26 | 740.0174 | 671.4602 | 636.2367 | 617.9199 | 657.6892 | 770.3541 | 898.1272 | 921.3789 | 851.1853 | 751.0467 | 684.985 | 641.6737 | 555.4002 | 503.3067 | 537.0195 | 633.9192 | 801.3618 | 919.4389 | 1049.3984 | 1038.4117 | 1017.2978 | 966.6998 | 888.4823 | 823.5173
2034-01-27 | 722.7942 | 678.4124 | 617.1648 | 598.2529 | 635.4452 | 755.7098 | 889.3029 | 920.3814 | 856.0672 | 731.4466 | 653.5279 | 643.2065 | 645.9841 | 584.8165 | 615.4526 | 755.7182 | 857.4564 | 931.5756 | 986.4166 | 966.4841 | 921.0685 | 898.9222 | 860.6609 | 786.5724
2034-01-28 | 708.7243 | 659.5831 | 614.8845 | 592.7257 | 595.9276 | 645.8686 | 731.9349 | 776.0361 | 725.5136 | 643.4573 | 581.257 | 583.9965 | 568.3508 | 435.9857 | 413.7162 | 543.9411 | 714.8575 | 843.897 | 952.8539 | 931.7938 | 901.8594 | 881.3133 | 835.138 | 770.5912
2034-01-29 | 709.0341 | 663.2085 | 617.5204 | 596.3565 | 599.5522 | 639.5625 | 701.5499 | 751.6587 | 751.9221 | 654.245 | 593.38 | 552.1391 | 524.167 | 435.3722 | 459.9388 | 569.5512 | 773.2986 | 901.8515 | 1014.125 | 969.0427 | 958.3527 | 925.6051 | 842.4249 | 756.29
2034-01-30 | 695.1685 | 648.0496 | 607.779 | 601.4308 | 643.7029 | 776.4502 | 911.0723 | 946.7585 | 881.6863 | 779.8196 | 683.6947 | 672.9011 | 609.3839 | 568.296 | 552.3407 | 672.7078 | 838.9411 | 953.2437 | 1088.362 | 1052.4961 | 1018.8504 | 953.8441 | 868.513 | 785.242
2034-01-31 | 711.9047 | 671.0723 | 634.6034 | 617.7297 | 658.3501 | 784.6412 | 925.6389 | 959.2133 | 911.5616 | 804.8757 | 724.6891 | 690.7361 | 641.8238 | 562.9438 | 589.0877 | 687.1046 | 840.5984 | 968.2686 | 1063.4784 | 1029.6502 | 1010.1336 | 951.234 | 857.2747 | 787.5877
2034-02-01 | 739.0704 | 723.4219 | 684.9167 | 660.6638 | 702.1019 | 816.7958 | 931.7399 | 950.8535 | 874.1073 | 756.4882 | 720.8037 | 706.7684 | 643.6014 | 582.9719 | 616.2985 | 659.074 | 819.4652 | 962.7494 | 1029.2675 | 1049.9106 | 1021.9446 | 977.9821 | 903.5293 | 833.5726
2034-02-02 | 765.8169 | 708.7712 | 668.0112 | 648.6084 | 691.3007 | 803.8119 | 914.5841 | 931.4161 | 859.3026 | 781.3405 | 748.3136 | 679.9538 | 613.1837 | 517.7699 | 621.6111 | 653.7087 | 830.7128 | 913.4953 | 1021.608 | 1038.3114 | 1029.8884 | 970.4257 | 887.0397 | 835.4737
2034-02-03 | 758.455 | 728.1221 | 662.5044 | 640.2739 | 682.4019 | 809.4739 | 925.5065 | 969.8448 | 923.9054 | 815.556 | 719.3891 | 702.0346 | 658.6548 | 626.0034 | 581.9631 | 677.4882 | 834.3669 | 938.1802 | 986.8368 | 1003.0775 | 965.536 | 935.159 | 883.0759 | 823.2978
2034-02-04 | 751.0259 | 715.1958 | 667.1032 | 641.1842 | 651.2303 | 715.4802 | 794.5295 | 837.5143 | 796.2531 | 730.8578 | 643.2036 | 624.5576 | 612.4621 | 500.2912 | 479.1906 | 569.1664 | 747.9874 | 883.3435 | 955.6494 | 964.8529 | 944.0172 | 919.9524 | 862.9024 | 808.9658
2034-02-05 | 763.295 | 727.031 | 678.5109 | 653.9589 | 663.5081 | 720.3903 | 774.5624 | 817.0533 | 793.4869 | 659.7708 | 595.3122 | 564.0686 | 572.5917 | 479.916 | 487.0377 | 566.4781 | 740.1425 | 893.276 | 1007.5192 | 998.7215 | 998.3817 | 971.6929 | 881.7747 | 804.2122
2034-02-06 | 737.8289 | 703.0544 | 659.6733 | 648.4449 | 694.0735 | 830.7728 | 954.3413 | 985.6321 | 938.9539 | 828.8161 | 762.924 | 766.8465 | 733.4038 | 674.9143 | 608.0878 | 691.7307 | 863.0781 | 978.3911 | 1066.2845 | 1060.7936 | 1038.9522 | 978.4848 | 889.478 | 821.358
2034-02-07 | 750.9979 | 721.5424 | 683.661 | 662.3812 | 706.0842 | 836.2556 | 963.3726 | 994.8229 | 886.7271 | 743.9813 | 666.27 | 641.4703 | 501.4135 | 514.4306 | 508.6136 | 625.8155 | 808.7516 | 939.9961 | 1034.3255 | 1042.622 | 1029.4723 | 981.649 | 882.1418 | 825.0329
2034-02-08 | 729.7862 | 716.4426 | 677.609 | 654.4102 | 696.0442 | 809.8023 | 921.8375 | 927.6889 | 836.6037 | 703.9847 | 634.476 | 604.5895 | 483.235 | 462.0014 | 540.5928 | 605.5674 | 774.6927 | 909.9659 | 1001.9707 | 1026.967 | 1007.4663 | 964.9229 | 888.2736 | 824.1307
2034-02-09 | 785.8617 | 728.1488 | 692.426 | 668.9211 | 712.1422 | 829.5729 | 935.1593 | 946.655 | 848.2661 | 728.2625 | 676.3785 | 649.2235 | 518.537 | 494.9349 | 517.4286 | 599.9701 | 802.2702 | 924.7671 | 1047.7211 | 1066.2093 | 1052.085 | 1002.8688 | 920.5433 | 867.3058
2034-02-10 | 787.4367 | 752.3441 | 690.4037 | 666.6065 | 707.5957 | 840.2645 | 945.867 | 987.7902 | 930.5897 | 785.6099 | 705.75 | 660.6994 | 622.7403 | 553.7825 | 579.5247 | 705.5453 | 837.0202 | 948.845 | 1016.2003 | 1020.6018 | 989.9873 | 958.1937 | 915.8246 | 852.1714
2034-02-11 | 751.2203 | 718.8353 | 672.8376 | 646.0535 | 656.2376 | 719.8354 | 799.4382 | 836.1187 | 786.3876 | 689.3375 | 608.3722 | 586.2816 | 529.6708 | 434.3487 | 425.7626 | 506.3117 | 686.3077 | 847.2999 | 942.0173 | 964.3128 | 953.8772 | 929.2866 | 874.305 | 820.1989
2034-02-12 | 755.5295 | 722.658 | 677.5148 | 652.9794 | 664.518 | 721.9964 | 784.2855 | 822.2689 | 771.08 | 643.0913 | 540.3849 | 514.393 | 384.6249 | 330.2929 | 353.4857 | 499.8216 | 727.3634 | 856.2933 | 987.2468 | 998.5889 | 1007.5129 | 970.4922 | 882.3877 | 808.7522
2034-02-13 | 751.1449 | 713.9293 | 673.431 | 661.2154 | 707.168 | 846.2855 | 971.5363 | 1005.0084 | 984.8654 | 902.0734 | 856.3638 | 724.7322 | 732.9069 | 694.8077 | 655.0765 | 732.4447 | 888.2225 | 992.1797 | 1083.8258 | 1078.367 | 1054.4383 | 995.7504 | 911.453 | 839.7651
2034-02-14 | 751.0823 | 724.2936 | 686.6436 | 665.9651 | 709.5933 | 841.3114 | 968.3807 | 996.9463 | 935.9289 | 833.0248 | 765.573 | 771.777 | 754.4281 | 717.0337 | 603.7811 | 671.3741 | 829.3783 | 950.0402 | 1041.1446 | 1042.7495 | 1027.4408 | 980.3114 | 887.1345 | 828.7529
2034-02-15 | 750.5528 | 735.498 | 699.0062 | 674.6189 | 716.8417 | 834.8781 | 948.4237 | 964.2105 | 905.066 | 802.5299 | 707.2303 | 671.8031 | 587.8577 | 547.7442 | 573.24 | 616.5476 | 776.4952 | 920.4179 | 1032.8708 | 1054.8868 | 1034.953 | 995.6448 | 921.5441 | 853.0522
2034-02-16 | 769.3329 | 712.0194 | 675.1907 | 655.0359 | 697.849 | 813.0586 | 925.6112 | 919.0508 | 842.784 | 727.6402 | 644.983 | 621.492 | 514.398 | 499.2773 | 527.1251 | 574.4966 | 763.8283 | 881.9047 | 1019.2725 | 1044.6697 | 1033.551 | 983.7274 | 901.7934 | 850.5323
2034-02-17 | 770.8852 | 740.2589 | 677.255 | 653.7441 | 694.8733 | 824.3044 | 942.3705 | 964.859 | 863.8645 | 749.5797 | 686.7599 | 653.9033 | 559.1499 | 501.1744 | 514.6113 | 637.3562 | 787.5484 | 904.9232 | 987.3787 | 1008.2756 | 972.1942 | 941.5458 | 893.3775 | 829.9897
2034-02-18 | 775.0847 | 739.0687 | 698.2623 | 671.133 | 681.5364 | 752.7449 | 834.3357 | 864.2268 | 811.853 | 697.4091 | 662.0728 | 668.0507 | 642.3279 | 614.6317 | 562.1199 | 636.9009 | 795.9872 | 915.0036 | 988.4598 | 1000.2606 | 987.2998 | 961.1904 | 908.6137 | 853.2419
2034-02-19 | 769.7884 | 734.4847 | 688.364 | 663.7385 | 674.6304 | 734.3825 | 795.3299 | 817.7983 | 799.2445 | 680.4629 | 594.735 | 551.9201 | 450.2675 | 370.6524 | 433.1367 | 551.1618 | 727.0975 | 873.1921 | 998.4384 | 1006.8349 | 1010.7182 | 987.6844 | 899.0659 | 823.1186
2034-02-20 | 770.9112 | 737.8619 | 693.2334 | 667.1572 | 690.9002 | 772.9806 | 849.9801 | 862.9663 | 824.5871 | 708.2172 | 659.2874 | 626.1829 | 553.6842 | 535.9721 | 525.3216 | 632.2414 | 761.2163 | 893.6432 | 1007.6785 | 1001.2918 | 995.2486 | 976.3348 | 883.529 | 820.9016
2034-02-21 | 742.9068 | 708.2184 | 667.2262 | 652.5985 | 699.733 | 829.4613 | 954.3712 | 962.2319 | 895.8998 | 769.8087 | 679.8192 | 662.885 | 565.231 | 569.2655 | 540.2482 | 622.0487 | 806.0687 | 930.8433 | 1025.0643 | 1037.2131 | 1020.4178 | 971.9285 | 874.7444 | 818.689
2034-02-22 | 743.4048 | 729.2441 | 691.5175 | 668.0232 | 710.1901 | 827.1325 | 939.3418 | 941.0791 | 855.9523 | 769.1675 | 746.6577 | 705.6665 | 657.267 | 583.6047 | 652.7999 | 708.5397 | 846.8103 | 943.2429 | 1037.1782 | 1053.0529 | 1032.8252 | 987.2962 | 912.6145 | 843.2158
2034-02-23 | 772.7135 | 716.5799 | 680.8085 | 658.9823 | 700.9774 | 817.9351 | 931.0221 | 931.7691 | 857.608 | 727.6336 | 667.9618 | 639.8886 | 558.778 | 522.4887 | 587.5104 | 619.4869 | 785.8667 | 895.7736 | 1038.8326 | 1059.9115 | 1055.7266 | 986.8529 | 910.4969 | 853.3194
2034-02-24 | 771.1354 | 736.986 | 673.451 | 651.5262 | 693.5293 | 821.0106 | 938.0654 | 960.7658 | 904.6488 | 775.6266 | 680.4231 | 655.8237 | 647.8378 | 585.2694 | 590.4631 | 702.1957 | 805.4585 | 928.3813 | 993.5218 | 1010.0213 | 964.7294 | 949.7017 | 892.946 | 830.9715
2034-02-25 | 740.9729 | 708.1191 | 662.3462 | 637.8229 | 648.0985 | 712.5485 | 795.0164 | 808.4863 | 751.3836 | 646.1413 | 585.1429 | 560.7874 | 494.8279 | 432.9227 | 516.9828 | 592.704 | 701.0275 | 823.6969 | 915.4487 | 928.0663 | 916.6493 | 910.9483 | 857.1067 | 802.7141
2034-02-26 | 735.3893 | 703.6413 | 655.7811 | 632.6327 | 642.5579 | 695.7634 | 751.2001 | 773.0758 | 742.2033 | 600.4386 | 522.0335 | 493.7095 | 374.7225 | 354.8363 | 362.9399 | 468.7011 | 682.1095 | 836.3542 | 974.6811 | 995.9947 | 989.6521 | 947.7487 | 856.2431 | 782.7002
2034-02-27 | 705.5977 | 670.5887 | 627.4463 | 618.919 | 664.303 | 794.7649 | 910.308 | 915.1908 | 820.2063 | 655.8158 | 599.9377 | 592.0129 | 479.7246 | 540.0981 | 554.3886 | 612.0987 | 789.0215 | 889.2976 | 994.8107 | 1013.466 | 987.0494 | 930.3749 | 842.8879 | 777.3733
2034-02-28 | 750.9841 | 725.1348 | 684.8953 | 663.0772 | 706.2738 | 837.6616 | 966.7111 | 984.457 | 937.5484 | 814.5665 | 751.6792 | 755.6767 | 758.2074 | 702.8757 | 723.8037 | 778.2942 | 895.8385 | 974.2641 | 1057.8483 | 1059.5441 | 1044.7271 | 987.4497 | 888.6503 | 830.9284
2034-03-01 | 768.65 | 705.6203 | 663.7902 | 631.6022 | 668.0028 | 775.5089 | 885.1148 | 924.8295 | 871.8851 | 782.3869 | 729.2183 | 695.9013 | 640.0696 | 560.411 | 603.3072 | 654.3789 | 794.9515 | 916.5963 | 1017.8049 | 1028.8602 | 1002.2083 | 985.7141 | 919.9217 | 855.77
2034-03-02 | 737.4578 | 695.7023 | 639.8938 | 609.9149 | 647.6088 | 768.7231 | 883.5795 | 912.4858 | 815.2505 | 715.1443 | 666.5616 | 648.6026 | 593.5787 | 532.0107 | 473.9218 | 564.7706 | 740.3284 | 869.0174 | 961.261 | 1004.8256 | 941.7328 | 943.2672 | 863.0015 | 787.3241
2034-03-03 | 703.8779 | 670.2085 | 625.7683 | 601.0492 | 636.3084 | 750.505 | 865.7509 | 880.442 | 804.8663 | 722.6228 | 645.3715 | 556.4226 | 495.391 | 456.119 | 535.4891 | 625.2891 | 736.9464 | 844.0532 | 923.8568 | 941.2444 | 887.5665 | 896.1647 | 857.2474 | 787.1256
2034-03-04 | 726.568 | 690.0545 | 645.387 | 611.6236 | 615.5926 | 673.3409 | 741.6104 | 800.1308 | 761.3872 | 675.8501 | 600.6955 | 575.0712 | 514.4885 | 415.5826 | 476.683 | 586.1565 | 733.2811 | 830.5246 | 934.8481 | 931.2057 | 913.365 | 914.9483 | 868.5412 | 804.6215
2034-03-05 | 723.6361 | 682.2312 | 634.9879 | 598.0637 | 599.031 | 621.1423 | 669.7476 | 691.5536 | 654.8682 | 545.7867 | 480.3711 | 372.1242 | 263.7519 | 236.5574 | 278.6083 | 393.4646 | 592.5671 | 780.2837 | 934.172 | 936.5934 | 965.0266 | 941.8879 | 859.1081 | 777.1075
2034-03-06 | 714.5213 | 664.3979 | 621.7603 | 598.0752 | 632.6766 | 733.092 | 875.7168 | 901.0964 | 801.8628 | 681.8149 | 604.5439 | 532.0533 | 430.9834 | 410.3391 | 410.0484 | 526.3036 | 694.842 | 858.623 | 996.0328 | 999.9788 | 1001.2999 | 979.7495 | 883.399 | 810.1117
2034-03-07 | 720.0487 | 683.626 | 648.5415 | 611.5297 | 642.1377 | 726.7897 | 859.0635 | 870.8681 | 792.2403 | 674.5703 | 607.9752 | 526.269 | 456.3932 | 460.5915 | 545.8241 | 604.5233 | 760.7266 | 883.1027 | 987.4104 | 1015.9792 | 1014.2261 | 974.8288 | 888.2044 | 813.9247
2034-03-08 | 744.307 | 677.4112 | 634.8883 | 598.7239 | 626.032 | 711.7363 | 839.6826 | 855.1893 | 783.1219 | 694.7167 | 641.4392 | 617.7271 | 513.4765 | 544.4235 | 593.0285 | 608.9704 | 746.7013 | 838.526 | 981.8718 | 1000.4363 | 1000.5659 | 968.417 | 900.9001 | 833.8791
2034-03-09 | 760.8249 | 714.4139 | 658.3438 | 620.7836 | 649.0267 | 752.6148 | 889.5973 | 928.4305 | 849.4406 | 754.8357 | 669.663 | 635.9667 | 529.4203 | 491.0304 | 519.6548 | 603.6219 | 748.7834 | 890.1275 | 1006.8853 | 1036.1346 | 1004.2842 | 998.0918 | 906.2635 | 824.4752
2034-03-10 | 732.3232 | 692.4615 | 649.249 | 615.4323 | 642.8419 | 742.6107 | 877.9125 | 890.3161 | 809.8059 | 675.8224 | 615.5862 | 549.4149 | 431.9818 | 421.3661 | 474.9699 | 599.7595 | 733.4273 | 868.982 | 964.278 | 981.6171 | 937.2975 | 967.6611 | 908.29 | 829.2437
2034-03-11 | 740.6357 | 701.7358 | 655.7234 | 615.8351 | 616.3688 | 664.3035 | 733.421 | 780.0998 | 758.5764 | 691.8337 | 634.192 | 610.2679 | 570.1269 | 443.9128 | 478.5235 | 554.4412 | 714.5289 | 857.7159 | 969.5269 | 958.9268 | 940.813 | 938.675 | 892.4524 | 825.7921
2034-03-12 | 754.386 | 706.7526 | 662.6178 | 625.001 | 625.9717 | 660.8611 | 711.1454 | 746.6158 | 757.6655 | 658.7142 | 592.411 | 560.7293 | 496.7112 | 417.8031 | 423.2574 | 497.0042 | 665.7024 | 832.36 | 993.8221 | 1001.4546 | 1010.8694 | 991.5674 | 904.0081 | 819.4062
2034-03-13 | 738.4785 | 688.6771 | 646.0623 | 622.0548 | 657.0421 | 768.6548 | 911.5082 | 930.8877 | 855.7332 | 739.6386 | 669.3926 | 662.1577 | 551.0688 | 564.4652 | 570.2996 | 664.2633 | 814.1193 | 937.4109 | 1061.688 | 1057.0394 | 1038.7819 | 1015.9732 | 918.5144 | 844.6422
2034-03-14 | 736.3851 | 699.6045 | 666.8008 | 627.6815 | 657.8578 | 752.9699 | 885.0247 | 895.7426 | 841.6543 | 758.012 | 720.0375 | 669.2425 | 577.0078 | 580.9857 | 609.9798 | 669.299 | 809.14 | 918.2303 | 1025.2417 | 1060.2851 | 1043.9516 | 1002.7039 | 913.5663 | 836.2177
2034-03-15 | 755.1236 | 688.1759 | 643.4225 | 607.6875 | 635.5351 | 726.2184 | 855.9722 | 866.0092 | 814.6104 | 701.9931 | 636.831 | 582.603 | 461.8758 | 448.7318 | 515.6827 | 599.1689 | 728.7918 | 859.9022 | 1011.7782 | 1015.5755 | 1005.9508 | 979.937 | 911.3754 | 841.0076
2034-03-16 | 727.7404 | 681.8168 | 620.0482 | 586.7534 | 614.5347 | 718.3454 | 851.8563 | 843.0899 | 745.7624 | 643.492 | 548.9409 | 499.59 | 400.899 | 432.0317 | 414.3165 | 500.8837 | 675.0242 | 833.8703 | 945.9881 | 1000.6285 | 957.3648 | 947.4386 | 855.0131 | 771.2009
2034-03-17 | 715.0053 | 676.5774 | 630.585 | 599.0934 | 627.6092 | 729.5937 | 861.9137 | 855.2432 | 763.2829 | 640.276 | 559.793 | 452.4712 | 378.7124 | 350.0842 | 399.2157 | 523.4104 | 678.1994 | 827.1639 | 934.5976 | 970.4743 | 922.8751 | 940.9548 | 883.5583 | 808.1464
2034-03-18 | 721.7697 | 681.1449 | 634.407 | 596.024 | 595.6917 | 639.5197 | 706.7452 | 720.8342 | 685.3508 | 585.4518 | 499.343 | 454.7184 | 345.2572 | 310.9716 | 358.1529 | 443.061 | 625.0414 | 787.3516 | 923.7499 | 932.2027 | 912.6281 | 910.9698 | 863.4631 | 798.5737
2034-03-19 | 733.6482 | 686.5973 | 638.1715 | 604.0049 | 604.7386 | 636.2523 | 685.0137 | 681.5735 | 666.8096 | 598.2025 | 543.4254 | 527.5876 | 434.3809 | 390.1155 | 426.462 | 471.0562 | 626.35 | 783.4707 | 952.2369 | 964.5188 | 978.6354 | 953.5537 | 867.704 | 787.2997
2034-03-20 | 722.6749 | 673.1331 | 628.2604 | 606.7889 | 641.73 | 752.1223 | 894.5836 | 892.6758 | 815.3337 | 686.7917 | 647.0188 | 629.8095 | 506.2755 | 529.8505 | 559.5838 | 630.7075 | 766.566 | 885.451 | 1017.0802 | 1035.3561 | 1014.1735 | 985.9055 | 890.4487 | 813.0579
2034-03-21 | 726.7074 | 692.1291 | 659.0683 | 620.2841 | 650.8406 | 744.0954 | 877.2486 | 870.819 | 812.3491 | 728.812 | 692.8745 | 630.1914 | 530.9609 | 491.2484 | 536.5735 | 605.4193 | 758.7192 | 871.3051 | 996.6602 | 1038.2006 | 1023.43 | 981.148 | 894.2467 | 816.779
2034-03-22 | 762.8712 | 697.592 | 656.5068 | 618.2015 | 646.3981 | 732.9353 | 866.1895 | 857.4797 | 812.9212 | 725.9504 | 692.1816 | 686.8125 | 619.4433 | 555.1814 | 608.0287 | 620.549 | 802.7448 | 890.35 | 1019.5407 | 1026.3926 | 1025.1678 | 997.8605 | 924.5671 | 856.6041
2034-03-23 | 750.1739 | 704.1833 | 644.1789 | 609.4184 | 637.493 | 738.4552 | 873.6784 | 864.2593 | 788.6181 | 692.3669 | 636.2391 | 602.4842 | 473.0467 | 467.1203 | 482.0495 | 604.4241 | 755.4098 | 873.5925 | 978.5623 | 1021.0504 | 983.7814 | 980.383 | 888.6664 | 808.9499
2034-03-24 | 726.1739 | 686.9599 | 643.3107 | 608.8642 | 637.3134 | 739.6627 | 874.1285 | 862.1709 | 805.3887 | 742.3506 | 664.6108 | 658.4356 | 619.6268 | 540.5853 | 577.713 | 631.7571 | 753.8202 | 882.2383 | 967.6778 | 985.5114 | 937.3589 | 950.9131 | 902.6566 | 827.4745
2034-03-25 | 758.8978 | 714.7508 | 671.6529 | 630.503 | 631.0114 | 681.5769 | 751.7307 | 746.1895 | 728.1071 | 655.9483 | 629.9279 | 611.5108 | 502.006 | 441.0144 | 466.5602 | 558.2994 | 730.0313 | 890.1982 | 1009.8335 | 1004.1556 | 969.7003 | 962.2627 | 916.5861 | 848.2201
2034-03-26 | 765.4805 | 719.6247 | 670.9474 | 632.6949 | 638.3329 | 677.7556 | 727.7692 | 712.632 | 689.8718 | 579.5105 | 511.325 | 441.8869 | 339.0049 | 315.8495 | 353.1382 | 461.3641 | 660.8128 | 853.5423 | 1014.9954 | 1006.9332 | 1023.2572 | 997.1966 | 912.752 | 832.0001
2034-03-27 | 771.4029 | 719.85 | 674.5072 | 633.9253 | 648.0071 | 694.1621 | 762.403 | 731.796 | 692.8733 | 578.8732 | 526.7014 | 385.4733 | 323.1004 | 326.0389 | 332.2684 | 452.6312 | 665.9904 | 857.9433 | 1005.4036 | 992.0833 | 981.9068 | 998.8512 | 905.8822 | 845.2692
2034-03-28 | 733.9634 | 695.3843 | 658.4555 | 623.4046 | 660.5513 | 753.7199 | 870.7599 | 822.2661 | 790.9635 | 712.3786 | 682.1797 | 609.4686 | 510.8157 | 492.1506 | 509.8444 | 555.3093 | 714.2058 | 881.7047 | 1024.4972 | 1059.6598 | 1039.6922 | 992.6006 | 905.363 | 833.2619
2034-03-29 | 760.135 | 692.0831 | 649.4512 | 615.2447 | 651.3112 | 739.9177 | 860.7156 | 838.057 | 774.5326 | 678.3329 | 595.2348 | 530.6495 | 417.5697 | 390.8913 | 459.7413 | 543.7802 | 718.9994 | 855.0101 | 1021.1712 | 1033.9993 | 1031.1352 | 1004.3714 | 934.1741 | 858.3383
2034-03-30 | 753.2323 | 705.3233 | 647.0247 | 615.0839 | 651.3097 | 755.6268 | 876.8185 | 835.8796 | 765.2593 | 647.601 | 571.3656 | 501.9835 | 403.6531 | 391.3467 | 409.3204 | 497.9839 | 680.2726 | 868.8673 | 990.7647 | 1039.7508 | 1002.8725 | 989.8699 | 895.3524 | 817.329
2034-03-31 | 744.8205 | 703.629 | 658.7499 | 626.4025 | 662.9208 | 768.3267 | 899.0631 | 862.7292 | 794.2702 | 705.4145 | 665.7876 | 659.9243 | 579.9477 | 531.2306 | 554.9032 | 636.261 | 789.1154 | 922.6244 | 1002.1668 | 1008.9594 | 959.5181 | 984.8825 | 927.8174 | 851.9306
2034-04-01 | 794.5816 | 752.0021 | 696.7756 | 662.0587 | 668.7329 | 716.5537 | 781.2029 | 788.1615 | 787.7031 | 696.911 | 654.4442 | 591.3541 | 474.4273 | 418.089 | 476.5848 | 597.0976 | 815.3776 | 931.531 | 1019.2068 | 1007.2644 | 1021.1979 | 1007.1501 | 947.8154 | 896.8624
2034-04-02 | 791.7546 | 746.0571 | 687.6972 | 654.3196 | 662.4979 | 690.9393 | 732.5907 | 732.1175 | 755.0026 | 663.2259 | 609.2666 | 533.5476 | 442.3727 | 430.4115 | 504.8936 | 607.2553 | 792.7479 | 915.2903 | 1031.5639 | 1023.9098 | 1067.4305 | 1031.3851 | 933.01 | 864.6604
2034-04-03 | 761.3345 | 712.4862 | 659.5847 | 642.9787 | 686.7984 | 794.717 | 922.4241 | 911.5338 | 843.0081 | 713.1334 | 658.7538 | 538.2381 | 495.5279 | 556.0257 | 606.0394 | 725.679 | 859.4015 | 960.6791 | 1066.0085 | 1059.8825 | 1073.7191 | 1043.555 | 933.5763 | 872.694
2034-04-04 | 761.6889 | 726.4429 | 679.5334 | 648.1854 | 687.6533 | 776.9571 | 893.8814 | 860.9725 | 846.3746 | 765.1738 | 699.6481 | 604.6519 | 536.573 | 489.8044 | 551.0956 | 656.2735 | 812.7952 | 942.9302 | 1037.2622 | 1074.439 | 1089.0452 | 1029.0739 | 930.1884 | 867.6093
2034-04-05 | 778.8658 | 714.9586 | 659.8837 | 632.363 | 670.8349 | 755.985 | 873.1959 | 853.1137 | 788.7702 | 718.2646 | 669.3069 | 609.8983 | 554.912 | 468.2389 | 533.9004 | 593.3942 | 792.3306 | 898.1434 | 1027.639 | 1038.0698 | 1059.4933 | 1019.5315 | 933.5266 | 881.3251
2034-04-06 | 776.7108 | 732.4094 | 662.3324 | 635.9439 | 673.4146 | 774.2933 | 893.643 | 868.3591 | 796.7039 | 711.161 | 636.2622 | 568.9264 | 465.0427 | 457.325 | 477.8939 | 576.9956 | 772.1462 | 901.9026 | 1005.8683 | 1056.3957 | 1045.5739 | 1016.7384 | 910.1783 | 847.4239
2034-04-07 | 769.6337 | 733.4355 | 671.9325 | 630.2892 | 641.7005 | 669.0697 | 724.5809 | 715.8008 | 744.9152 | 685.9869 | 612.8081 | 567.7964 | 508.9966 | 457.3916 | 572.0709 | 689.5638 | 793.6741 | 888.5542 | 928.0469 | 932.4442 | 919.0833 | 955.4168 | 885.217 | 837.2425
2034-04-08 | 743.8144 | 700.3137 | 638.6618 | 611.9557 | 621.8308 | 661.6287 | 719.7532 | 729.9022 | 748.3103 | 657.8097 | 588.1286 | 545.857 | 442.6432 | 406.6358 | 427.2249 | 538.1613 | 728.8881 | 841.0375 | 956.4078 | 958.0381 | 961.1956 | 944.6878 | 886.4481 | 838.1428
2034-04-09 | 761.2462 | 713.3641 | 652.9455 | 622.0939 | 627.7725 | 651.117 | 686.7093 | 663.5209 | 671.8806 | 569.0459 | 500.9761 | 389.423 | 362.6856 | 326.4862 | 382.3449 | 491.9058 | 688.6643 | 843.0862 | 979.8552 | 983.8411 | 1016.7945 | 979.0023 | 879.7711 | 820.0711
2034-04-10 | 737.4459 | 689.1007 | 641.2537 | 621.1338 | 666.9055 | 768.5344 | 891.7533 | 856.4125 | 770.4833 | 660.828 | 606.046 | 503.0338 | 475.2883 | 468.452 | 510.8565 | 625.735 | 800.7407 | 911.0103 | 1030.1909 | 1027.6853 | 1039.8206 | 1007.2121 | 896.1943 | 841.8687
2034-04-11 | 747.7472 | 712.6334 | 666.5967 | 634.0411 | 672.7122 | 759.0266 | 872.8394 | 851.5149 | 817.9503 | 711.0789 | 684.447 | 601.4213 | 506.2892 | 440.913 | 502.1444 | 593.5099 | 784.8259 | 891.3554 | 1006.5278 | 1055.7501 | 1063.3495 | 1008.6956 | 904.2895 | 849.2705
2034-04-12 | 762.0593 | 700.0873 | 645.8868 | 616.5169 | 653.4089 | 735.3374 | 844.3566 | 801.7275 | 759.7704 | 676.1744 | 604.4134 | 484.2886 | 442.4272 | 402.0926 | 456.6705 | 551.4083 | 716.3202 | 857.0292 | 990.4035 | 1014.359 | 1029.1379 | 994.5309 | 904.5995 | 856.5626
2034-04-13 | 779.9443 | 736.6404 | 667.7301 | 641.3805 | 679.438 | 780.7196 | 899.2543 | 875.6964 | 806.7602 | 711.3306 | 597.662 | 513.7476 | 450.1041 | 442.6972 | 505.5062 | 653.0195 | 835.2626 | 928.9847 | 1015.2738 | 1070.4497 | 1048.4965 | 1021.8957 | 918.732 | 850.2532
2034-04-14 | 752.3003 | 715.1142 | 658.3077 | 633.3015 | 671.2861 | 771.0781 | 886.833 | 874.894 | 854.4476 | 738.7168 | 652.6402 | 637.0533 | 562.6804 | 542.9482 | 581.1335 | 693.8477 | 838.559 | 943.4588 | 988.4985 | 1015.3896 | 985.4636 | 990.9053 | 921.7823 | 863.9217
2034-04-15 | 774.4455 | 732.7093 | 677.8849 | 643.182 | 649.235 | 693.9967 | 756.3516 | 749.0167 | 717.4219 | 642.2285 | 562.8082 | 446.4977 | 398.0005 | 353.9792 | 426.5251 | 520.631 | 711.3536 | 857.0032 | 979.318 | 974.8427 | 986.3286 | 975.3573 | 915.2422 | 866.2558
2034-04-16 | 779.4797 | 734.5127 | 675.5186 | 644.5969 | 651.5232 | 679.6058 | 710.0732 | 697.1626 | 707.618 | 623.8046 | 578.0433 | 508.9087 | 450.8258 | 424.3563 | 443.3918 | 547.627 | 726.6593 | 872.4177 | 989.8294 | 993.0283 | 1051.0131 | 1014.2006 | 914.8184 | 849.9192
2034-04-17 | 765.7035 | 716.136 | 664.605 | 647.894 | 691.0361 | 790.9206 | 894.2814 | 892.2118 | 868.2711 | 773.1075 | 719.4008 | 699.2002 | 589.0159 | 596.0343 | 608.7206 | 707.8492 | 874.0458 | 968.1043 | 1063.8601 | 1063.6417 | 1075.8228 | 1040.2091 | 933.2754 | 876.8857
2034-04-18 | 760.4954 | 725.5774 | 678.7124 | 647.9084 | 686.906 | 774.1095 | 882.5294 | 841.8294 | 791.3179 | 708.6003 | 655.0502 | 486.9879 | 469.216 | 443.569 | 522.6337 | 603.8703 | 787.2392 | 917.172 | 1041.4783 | 1081.0608 | 1078.7748 | 1027.8652 | 928.5745 | 872.0651
2034-04-19 | 790.9682 | 726.3381 | 672.5504 | 644.2447 | 682.7007 | 771.3456 | 880.0302 | 872.5928 | 866.9978 | 805.7818 | 754.629 | 717.3131 | 614.0931 | 557.8388 | 627.6821 | 698.3152 | 883.2962 | 962.1353 | 1056.3591 | 1068.0875 | 1083.1858 | 1042.9938 | 954.2959 | 899.4764
2034-04-20 | 790.9819 | 745.714 | 677.1754 | 649.9998 | 688.0214 | 794.9792 | 903.978 | 892.4556 | 839.4544 | 775.8665 | 747.8181 | 732.3266 | 662.6548 | 593.9412 | 612.6691 | 715.5316 | 849.2797 | 958.1507 | 1043.2847 | 1086.8792 | 1065.7338 | 1038.8352 | 929.3517 | 867.9922
2034-04-21 | 764.9511 | 726.4918 | 673.0745 | 644.2092 | 681.5692 | 784.7374 | 894.3902 | 884.038 | 831.8615 | 753.5067 | 681.1161 | 617.7281 | 542.1686 | 549.8261 | 631.4814 | 728.2862 | 861.3031 | 937.3297 | 1012.0483 | 1030.1144 | 1003.3918 | 1005.4774 | 936.4069 | 880.0752
2034-04-22 | 786.7309 | 749.862 | 691.3757 | 654.8694 | 661.1148 | 708.2394 | 761.903 | 750.5512 | 765.7634 | 646.7148 | 575.5262 | 483.314 | 477.6693 | 483.7303 | 501.5458 | 586.5442 | 777.4401 | 889.8845 | 1004.3408 | 1006.4424 | 1015.973 | 999.3586 | 939.3399 | 888.4665
2034-04-23 | 791.3991 | 746.1521 | 683.8224 | 650.7094 | 655.5193 | 687.0718 | 718.3975 | 700.8529 | 707.7338 | 630.5636 | 577.508 | 511.4484 | 479.9761 | 427.0253 | 456.3779 | 574.4375 | 775.4611 | 888.433 | 1024.8053 | 1026.1026 | 1059.4838 | 1017.2292 | 922.7001 | 859.6444
2034-04-24 | 762.7063 | 716.4152 | 662.5024 | 644.2895 | 687.5348 | 798.6348 | 916.5958 | 878.1734 | 835.9068 | 726.7676 | 680.8667 | 622.3309 | 569.1491 | 542.8903 | 578.2845 | 695.3142 | 838.399 | 953.44 | 1064.3711 | 1080.4709 | 1078.3314 | 1048.7976 | 937.9531 | 880.1054
2034-04-25 | 768.0461 | 725.8558 | 680.5333 | 651.0293 | 694.4543 | 781.1389 | 893.7546 | 841.7502 | 781.1099 | 671.9601 | 629.2837 | 480.0179 | 513.5582 | 448.7522 | 538.3036 | 598.4633 | 779.6141 | 909.3842 | 1034.9503 | 1079.8398 | 1079.135 | 1027.0354 | 924.7413 | 868.9924
2034-04-26 | 788.115 | 724.0826 | 672.5462 | 643.8555 | 683.935 | 767.6775 | 872.711 | 836.4691 | 794.758 | 696.2156 | 647.4764 | 542.6294 | 537.741 | 508.2446 | 591.0435 | 661.0009 | 839.7042 | 920.692 | 1047.3628 | 1059.9886 | 1075.4874 | 1032.4107 | 945.4372 | 891.0183
2034-04-27 | 779.5611 | 735.9458 | 668.2998 | 640.7365 | 681.6584 | 780.8691 | 894.277 | 860.4903 | 816.206 | 719.8432 | 646.963 | 620.9478 | 567.48 | 560.1538 | 604.5602 | 710.7766 | 861.7193 | 947.5014 | 1034.8148 | 1073.986 | 1046.7878 | 1019.2413 | 917.8295 | 852.7508
2034-04-28 | 744.855 | 712.4738 | 655.647 | 629.4578 | 669.93 | 762.317 | 864.7883 | 836.3746 | 806.2287 | 701.582 | 636.4467 | 595.5557 | 512.3794 | 504.9982 | 562.7633 | 645.3806 | 804.3762 | 907.8494 | 973.5434 | 1003.0264 | 965.0876 | 977.588 | 905.3781 | 849.6555
2034-04-29 | 764.929 | 724.9856 | 667.0685 | 634.3977 | 642.2791 | 683.8819 | 731.026 | 708.8345 | 694.276 | 594.2719 | 554.1155 | 427.3654 | 437.2229 | 408.6672 | 473.9316 | 592.742 | 763.2234 | 861.4525 | 970.256 | 982.0846 | 974.8356 | 960.1735 | 901.3256 | 853.7765
2034-04-30 | 766.1988 | 724.4157 | 664.0268 | 633.2722 | 641.2233 | 667.6264 | 689.8295 | 676.759 | 705.8595 | 643.6412 | 586.553 | 523.5663 | 435.5224 | 419.5539 | 415.5481 | 540.7357 | 713.752 | 834.6084 | 960.4683 | 975.2372 | 1034.8761 | 997.7193 | 899.2207 | 834.0574
2034-05-01 | 775.0582 | 712.7985 | 674.3828 | 665.1454 | 706.7481 | 786.4273 | 853.2741 | 808.8058 | 748.7797 | 622.6488 | 597.0391 | 491.0113 | 479.5606 | 475.4842 | 539.8224 | 628.3312 | 815.5686 | 928.2489 | 1000.7565 | 1015.534 | 1028.5641 | 1003.9836 | 921.9617 | 863.556
2034-05-02 | 782.344 | 732.1094 | 699.7753 | 676.7516 | 708.1625 | 777.1738 | 865.4168 | 796.1276 | 782.1529 | 704.6157 | 663.5678 | 562.1399 | 540.4613 | 514.0623 | 581.3397 | 630.3054 | 762.5454 | 896.2116 | 994.4804 | 1048.3524 | 1050.5328 | 1000.7151 | 930.7071 | 870.5891
2034-05-03 | 808.2093 | 729.0069 | 691.4598 | 670.0139 | 704.9036 | 772.2839 | 856.8403 | 802.3174 | 776.9724 | 715.2277 | 680.8547 | 607.4236 | 547.2875 | 564.7779 | 632.1416 | 683.0828 | 822.2462 | 907.8653 | 1013.2285 | 1035.6833 | 1044.2919 | 1012.2284 | 950.5641 | 897.1125
2034-05-04 | 818.2068 | 760.316 | 703.4252 | 680.9442 | 716.2996 | 801.8629 | 887.6061 | 848.5947 | 852.1102 | 754.8769 | 681.0926 | 747.0775 | 678.6227 | 592.5996 | 619.2828 | 723.1061 | 867.4413 | 972.5334 | 1014.877 | 1055.2959 | 1036.7802 | 1018.049 | 942.1331 | 873.8736
2034-05-05 | 797.8351 | 746.9299 | 708.2797 | 686.9163 | 721.3068 | 807.7182 | 898.5501 | 863.5417 | 821.7596 | 722.2407 | 649.4987 | 594.4909 | 518.6785 | 494.7766 | 547.623 | 655.5192 | 797.7257 | 923.7865 | 994.8728 | 1022.7092 | 985.4127 | 1003.2951 | 960.3644 | 894.4811
2034-05-06 | 809.8123 | 753.0488 | 711.8264 | 687.4547 | 693.3248 | 731.8245 | 766.0736 | 736.2731 | 703.024 | 605.9145 | 503.1461 | 395.4793 | 383.4972 | 367.1589 | 406.5451 | 537.5496 | 716.6192 | 876.3402 | 971.4649 | 992.4389 | 984.8625 | 975.9005 | 946.104 | 890.757
2034-05-07 | 810.0394 | 750.208 | 704.6202 | 680.2239 | 686.3581 | 706.6897 | 714.9722 | 684.1265 | 686.4441 | 592.9842 | 555.8268 | 490.9098 | 405.9111 | 376.3365 | 422.1598 | 536.9088 | 732.888 | 881.3697 | 983.5421 | 1007.3639 | 1035.0646 | 1004.2383 | 936.7772 | 868.8871
2034-05-08 | 794.5212 | 735.0313 | 694.4527 | 683.9588 | 725.214 | 811.8317 | 905.1506 | 866.891 | 810.5494 | 731.858 | 688.7467 | 689.8581 | 677.2124 | 692.889 | 720.6133 | 810.9234 | 907.3088 | 970.1333 | 1038.1052 | 1045.6415 | 1056.1145 | 1035.1797 | 952.4224 | 892.6339
2034-05-09 | 784.0383 | 733.2866 | 699.8926 | 679.1318 | 717.1402 | 783.2545 | 857.2724 | 803.4199 | 776.2681 | 687.9373 | 645.8321 | 559.1394 | 521.2299 | 486.4221 | 545.6841 | 627.5923 | 779.0064 | 908.4936 | 991.0425 | 1044.3118 | 1053.7118 | 1002.9029 | 930.806 | 871.7072
2034-05-10 | 820.5239 | 742.9102 | 704.1784 | 681.5256 | 717.1935 | 786.0204 | 873.75 | 852.1258 | 801.5126 | 681.0633 | 640.8329 | 571.0504 | 510.9907 | 478.7922 | 544.9112 | 627.0944 | 767.8271 | 875.928 | 989.1871 | 1028.9851 | 1053.0855 | 1024.5765 | 967.1147 | 911.8809
2034-05-11 | 817.4178 | 756.1697 | 702.3593 | 678.4636 | 716.2194 | 801.1704 | 858.5886 | 825.1098 | 779.3698 | 671.4192 | 619.0935 | 518.9455 | 521.8032 | 502.6193 | 511.9924 | 619.8946 | 793.8292 | 906.9357 | 980.5178 | 1038.2253 | 1029.1881 | 1016.1249 | 938.8649 | 873.7226
2034-05-12 | 768.1103 | 715.6215 | 675.232 | 657.6091 | 692.3063 | 773.5119 | 853.61 | 786.6581 | 728.5048 | 645.8054 | 565.4239 | 432.3956 | 402.9399 | 390.6822 | 454.8298 | 576.4672 | 727.3248 | 860.1349 | 916.4051 | 975.8665 | 942.5499 | 960.3418 | 914.2077 | 856.1795
2034-05-13 | 787.8664 | 732.7399 | 691.2585 | 665.9919 | 671.5951 | 706.4528 | 731.6525 | 687.8433 | 632.3291 | 556.5052 | 481.374 | 369.7737 | 363.5992 | 315.3914 | 363.9276 | 482.6157 | 675.3209 | 818.5732 | 925.5886 | 963.5017 | 950.5842 | 946.7786 | 912.3953 | 862.1503
2034-05-14 | 788.9886 | 732.3266 | 687.2431 | 664.0195 | 670.1551 | 686.8897 | 687.5991 | 645.02 | 655.567 | 573.2171 | 533.0083 | 486.2401 | 424.5346 | 365.2641 | 416.5135 | 507.4221 | 671.4583 | 810.0296 | 936.7924 | 974.664 | 1005.3745 | 974.0937 | 906.591 | 842.2261
2034-05-15 | 787.1241 | 727.2631 | 684.7312 | 674.6059 | 715.7966 | 806.3001 | 896.6214 | 827.6223 | 767.7687 | 664.3159 | 596.341 | 504.5351 | 483.7156 | 461.9793 | 505.2618 | 590.0158 | 762.0811 | 912.5781 | 1008.1858 | 1022.5417 | 1042.7608 | 1013.2125 | 938.9547 | 877.8295
2034-05-16 | 799.9525 | 752.1669 | 718.5705 | 694.6044 | 733.0978 | 809.0487 | 884.504 | 827.2056 | 805.6678 | 700.8439 | 646.0618 | 515.2746 | 531.0416 | 480.0714 | 539.004 | 607.1941 | 764.1194 | 889.5139 | 995.8303 | 1062.3074 | 1072.2146 | 1022.3601 | 951.7411 | 890.9159
2034-05-17 | 812.8764 | 734.9585 | 697.8196 | 675.1637 | 711.3588 | 781.9968 | 861.0447 | 820.2871 | 785.3719 | 712.3515 | 640.0377 | 572.5542 | 515.7619 | 492.0345 | 566.575 | 651.3827 | 758.8361 | 871.5919 | 994.8639 | 1032.1974 | 1043.9144 | 1011.0518 | 953.7706 | 899.1373
2034-05-18 | 812.1546 | 754.3341 | 697.1303 | 674.3992 | 710.2108 | 797.9749 | 879.4008 | 838.5336 | 780.0753 | 689.9772 | 604.4215 | 501.102 | 483.3078 | 452.6793 | 500.2851 | 625.8203 | 781.3634 | 900.3287 | 978.9224 | 1043.1666 | 1028.1051 | 1010.187 | 934.8168 | 868.8689
2034-05-19 | 788.1601 | 736.7603 | 697.8415 | 676.112 | 713.2771 | 797.4139 | 873.5406 | 797.5384 | 750.1282 | 656.2343 | 574.5233 | 448.3345 | 466.9384 | 418.6615 | 496.1445 | 604.1555 | 753.155 | 878.013 | 955.9629 | 1006.787 | 974.469 | 990.3061 | 943.9752 | 883.7762
2034-05-20 | 806.6789 | 750.4627 | 709.4767 | 682.4084 | 687.6429 | 725.1373 | 750.0069 | 703.5939 | 668.3663 | 588.3597 | 532.5665 | 477.0456 | 460.423 | 391.756 | 426.4365 | 529.3278 | 704.9779 | 860.4938 | 969.4878 | 990.9015 | 979.5484 | 971.5037 | 939.8809 | 886.1214
2034-05-21 | 803.7395 | 746.6883 | 701.2524 | 678.136 | 684.7162 | 712.1968 | 705.5736 | 640.7083 | 635.2496 | 573.5504 | 513.5448 | 394.4931 | 404.1291 | 337.3408 | 412.1768 | 531.0226 | 767.8412 | 860.5586 | 982.4636 | 1017.4426 | 1025.4533 | 998.8488 | 924.6134 | 859.9605
2034-05-22 | 797.0382 | 735.3911 | 693.4108 | 682.8248 | 724.3763 | 816.4372 | 895.3997 | 839.6393 | 767.5366 | 667.8684 | 622.5021 | 538.643 | 563.61 | 591.7956 | 639.9726 | 731.9544 | 825.1737 | 942.4478 | 1017.4088 | 1047.917 | 1053.253 | 1027.6997 | 950.7605 | 889.7686
2034-05-23 | 812.8312 | 757.5668 | 722.1386 | 697.8896 | 736.6312 | 812.4241 | 885.472 | 822.7539 | 796.5012 | 712.3459 | 658.5938 | 518.8856 | 533.0601 | 489.6735 | 574.1514 | 624.5197 | 777.9973 | 924.9313 | 1023.8646 | 1079.1566 | 1087.3591 | 1034.3523 | 964.1514 | 903.3792
2034-05-24 | 810.2649 | 739.6571 | 699.2374 | 676.3313 | 711.7768 | 780.7855 | 849.89 | 798.1292 | 788.277 | 717.5418 | 667.2665 | 623.5682 | 558.8617 | 508.0075 | 567.292 | 629.731 | 802.1344 | 883.6348 | 997.2178 | 1038.8963 | 1049.0184 | 1020.2953 | 949.5127 | 904.8335
2034-05-25 | 798.3948 | 739.0287 | 681.8941 | 660.4445 | 696.3137 | 777.5479 | 851.9959 | 788.1945 | 718.7343 | 631.5281 | 570.0014 | 477.089 | 536.709 | 580.0013 | 588.6044 | 720.7112 | 821.3249 | 908.2212 | 972.7443 | 1033.238 | 1008.5433 | 987.1729 | 911.5429 | 846.717
2034-05-26 | 784.0391 | 730.4764 | 690.7661 | 672.0827 | 710.7711 | 796.9037 | 864.5859 | 811.0666 | 747.9766 | 658.6413 | 632.5392 | 630.0614 | 682.0924 | 681.4366 | 727.5203 | 799.9142 | 883.0702 | 929.9568 | 973.6558 | 1008.5245 | 972.004 | 983.5867 | 935.7702 | 874.1811
2034-05-27 | 808.2785 | 753.355 | 711.2301 | 685.8562 | 692.9206 | 734.3879 | 753.3693 | 708.3023 | 688.9682 | 597.4545 | 584.922 | 593.5777 | 592.9511 | 576.38 | 547.5867 | 661.5308 | 839.5966 | 930.0203 | 991.2869 | 1004.4065 | 993.5773 | 983.4725 | 947.1764 | 892.4631
2034-05-28 | 808.9124 | 749.4455 | 703.946 | 680.4475 | 686.5719 | 704.9772 | 695.1078 | 658.4323 | 657.1433 | 599.6898 | 547.7731 | 530.7634 | 497.1832 | 502.1496 | 614.0072 | 700.1042 | 821.9974 | 903.7746 | 997.6968 | 1017.3409 | 1041.0199 | 1004.5413 | 937.6645 | 867.5327
2034-05-29 | 822.0252 | 759.1405 | 713.9152 | 690.438 | 710.0422 | 758.3589 | 777.8128 | 724.9877 | 704.2114 | 638.0933 | 617.1327 | 556.0751 | 564.5041 | 610.5644 | 678.0894 | 770.8809 | 871.0608 | 949.1411 | 1004.536 | 1009.3656 | 1015.1202 | 1009.6101 | 927.1881 | 881.3274
2034-05-30 | 791.0697 | 739.6897 | 702.0115 | 686.1137 | 729.5372 | 804.6212 | 877.2994 | 811.3537 | 768.8789 | 702.0548 | 664.0723 | 624.7958 | 607.1071 | 595.434 | 649.3025 | 694.2323 | 817.4907 | 923.698 | 1022.3966 | 1081.9813 | 1076.4531 | 1020.4888 | 946.3817 | 886.267
2034-05-31 | 823.3864 | 742.5946 | 705.212 | 683.2116 | 721.0162 | 795.5215 | 864.9839 | 811.7415 | 793.8497 | 743.6168 | 703.9798 | 704.9741 | 633.266 | 549.2348 | 662.3891 | 720.5737 | 854.8891 | 933.6663 | 1042.641 | 1063.22 | 1064.1603 | 1025.4258 | 967.9479 | 914.4566
2034-06-01 | 819.4012 | 757.4578 | 692.8289 | 670.9051 | 708.8285 | 807.1345 | 905.26 | 875.209 | 854.8445 | 785.9715 | 742.7804 | 747.1524 | 703.558 | 632.6005 | 670.5068 | 816.0363 | 949.4479 | 1012.258 | 1068.8266 | 1111.4292 | 1090.3397 | 1065.4729 | 994.9044 | 908.6895
2034-06-02 | 793.383 | 738.0775 | 685.886 | 665.221 | 704.1838 | 796.9649 | 889.8087 | 866.5617 | 839.6427 | 754.3387 | 679.3421 | 604.9269 | 549.425 | 504.5052 | 564.2046 | 678.7392 | 826.0343 | 942.7012 | 999.4825 | 1047.7407 | 1017.8406 | 1030.3007 | 992.6505 | 912.078
2034-06-03 | 809.4936 | 745.6533 | 695.4155 | 668.805 | 670.3339 | 705.1483 | 737.7663 | 721.0645 | 749.4042 | 695.2499 | 617.6375 | 561.6319 | 490.187 | 474.1574 | 513.5459 | 642.9012 | 810.2903 | 927.4697 | 1005.9177 | 1022.1196 | 1016.6712 | 1010.113 | 983.9316 | 917.4062
2034-06-04 | 812.7241 | 747.7873 | 693.9186 | 666.8692 | 667.3411 | 677.9618 | 679.5135 | 678.9256 | 743.7485 | 718.3967 | 673.1735 | 674.7258 | 616.0778 | 515.4469 | 584.1598 | 701.3442 | 830.537 | 948.5957 | 1052.3436 | 1050.486 | 1083.1506 | 1046.0942 | 982.0875 | 898.5181
2034-06-05 | 791.5329 | 722.3193 | 672.6096 | 662.2492 | 704.7835 | 803.03 | 908.3523 | 901.0682 | 870.7996 | 772.9418 | 737.7773 | 699.3164 | 605.9684 | 562.8564 | 608.0208 | 730.2413 | 917.7418 | 1004.9933 | 1082.4019 | 1106.9993 | 1105.7185 | 1067.041 | 990.2759 | 908.8736
2034-06-06 | 781.9844 | 729.5001 | 685.6784 | 662.9894 | 702.6439 | 779.1145 | 869.3037 | 840.7843 | 826.4118 | 767.1402 | 721.8825 | 677.6059 | 672.6448 | 622.2645 | 733.7154 | 851.8895 | 898.1752 | 977.0855 | 1051.0857 | 1106.0721 | 1099.3082 | 1042.3981 | 973.2554 | 894.6789
2034-06-07 | 816.0646 | 734.4675 | 683.7884 | 661.8233 | 698.9537 | 773.4439 | 859.238 | 824.6586 | 795.3817 | 718.2047 | 673.4503 | 567.7321 | 555.1544 | 522.8604 | 571.6981 | 655.1591 | 823.3972 | 924.1114 | 1043.2831 | 1084.3338 | 1096.4396 | 1053.2235 | 1003.862 | 931.9489
2034-06-08 | 807.4524 | 745.322 | 678.7113 | 658.1921 | 694.2951 | 787.0926 | 878.7045 | 841.697 | 818.4948 | 744.5143 | 684.7849 | 629.8737 | 580.8056 | 516.5018 | 550.5618 | 682.1206 | 810.1837 | 936.484 | 1013.5447 | 1085.3312 | 1069.982 | 1048.491 | 974.6129 | 890.3289
2034-06-09 | 787.397 | 729.7381 | 681.8125 | 661.5115 | 697.2526 | 789.4825 | 883.8869 | 858.4719 | 838.4807 | 763.571 | 708.9408 | 681.7364 | 605.5069 | 577.7737 | 651.9782 | 779.0472 | 897.3712 | 955.0667 | 1014.7238 | 1048.5918 | 1013.0851 | 1026.2904 | 988.2881 | 910.3991
2034-06-10 | 806.4732 | 742.7686 | 693.0001 | 665.3682 | 666.0379 | 701.5115 | 734.7536 | 736.9602 | 767.6815 | 711.1948 | 670.256 | 647.6018 | 532.4121 | 451.5742 | 527.5426 | 669.8478 | 804.4789 | 921.9506 | 1006.2405 | 1022.2403 | 1012.665 | 1007.6544 | 981.5931 | 915.2076
2034-06-11 | 818.0154 | 752.1622 | 698.3975 | 670.9825 | 672.036 | 682.2988 | 691.414 | 682.7416 | 716.924 | 647.4016 | 573.742 | 484.562 | 443.0688 | 428.4392 | 472.1792 | 595.3502 | 747.3826 | 886.9221 | 1018.3785 | 1054.0495 | 1094.1099 | 1054.3533 | 989.0783 | 905.9061
2034-06-12 | 818.8239 | 753.8938 | 699.6106 | 671.899 | 686.4525 | 709.6156 | 735.7068 | 706.2151 | 739.5719 | 687.8969 | 657.3574 | 577.331 | 516.8779 | 509.1973 | 518.7274 | 679.3438 | 832.3186 | 943.6235 | 1024.0188 | 1035.5468 | 1055.7758 | 1049.028 | 973.2965 | 907.2569
2034-06-13 | 790.0573 | 736.339 | 693.2898 | 668.5658 | 708.9559 | 782.9838 | 869.8536 | 821.6282 | 826.8109 | 747.2462 | 706.287 | 581.9116 | 577.3517 | 544.2343 | 620.4271 | 707.4123 | 839.5997 | 966.2845 | 1041.3991 | 1110.3871 | 1109.0592 | 1052.6601 | 982.883 | 904.6786
2034-06-14 | 817.3046 | 734.3831 | 685.0207 | 660.5906 | 695.3675 | 770.8227 | 867.1152 | 822.3756 | 815.1245 | 749.1514 | 707.7425 | 648.6842 | 588.3706 | 538.2814 | 614.105 | 720.377 | 868.5468 | 952.1409 | 1065.4143 | 1086.8989 | 1099.6607 | 1054.1024 | 1005.886 | 935.2638
2034-06-15 | 806.9988 | 742.9112 | 678.3456 | 656.9221 | 691.0269 | 785.2712 | 884.3977 | 875.3402 | 866.2445 | 819.0117 | 728.1132 | 766.0738 | 703.3888 | 644.4688 | 606.3792 | 699.2623 | 839.3571 | 952.3872 | 1033.4734 | 1089.5043 | 1069.3311 | 1047.6523 | 974.9633 | 889.4032
2034-06-16 | 783.0449 | 727.1463 | 674.9895 | 655.5483 | 690.9236 | 782.9591 | 879.3824 | 844.3327 | 822.2641 | 748.7139 | 670.9427 | 589.5966 | 537.6102 | 514.1975 | 600.7181 | 723.6675 | 857.511 | 964.4993 | 1001.3183 | 1042.7918 | 1004.8865 | 1019.186 | 980.343 | 902.4186
2034-06-17 | 796.2381 | 733.5067 | 682.8178 | 655.6227 | 656.7729 | 689.4683 | 724.2633 | 735.1175 | 778.5876 | 734.5243 | 680.0629 | 630.6375 | 540.2781 | 428.2192 | 474.0228 | 576.2668 | 727.9119 | 875.9967 | 978.6622 | 1002.8613 | 999.6085 | 989.4207 | 965.0796 | 900.6999
2034-06-18 | 809.3368 | 742.937 | 690.4355 | 663.7182 | 664.0579 | 672.8421 | 684.5323 | 679.3772 | 737.8646 | 670.4003 | 598.6559 | 545.0031 | 418.9592 | 385.4657 | 425.8389 | 584.6966 | 778.1705 | 893.269 | 1003.8726 | 1036.1372 | 1078.7701 | 1041.5451 | 976.4021 | 895.2462
2034-06-19 | 780.7121 | 710.9161 | 663.7293 | 654.3635 | 697.0598 | 791.9635 | 903.676 | 867.8333 | 833.7236 | 733.6299 | 683.1384 | 601.9767 | 582.6548 | 535.5969 | 557.6186 | 695.4504 | 818.8093 | 928.6692 | 1033.9264 | 1075.9019 | 1087.3547 | 1056.9296 | 975.4121 | 898.2187
2034-06-20 | 769.6959 | 712.9484 | 672.0088 | 651.2792 | 690.2406 | 766.0139 | 848.338 | 815.5332 | 830.2943 | 767.6936 | 701.8198 | 676.8195 | 624.8911 | 556.5444 | 578.119 | 639.3533 | 765.5291 | 901.2353 | 1004.3994 | 1084.6035 | 1086.9715 | 1020.0259 | 950.1678 | 878.06
2034-06-21 | 804.667 | 719.1526 | 673.0073 | 651.1063 | 685.9335 | 766.4341 | 860.7133 | 808.463 | 778.9113 | 719.701 | 683.8517 | 632.4288 | 591.2041 | 522.1174 | 573.0876 | 656.8989 | 785.0431 | 899.0093 | 1013.4029 | 1062.762 | 1078.4252 | 1040.6987 | 986.7265 | 917.7325
2034-06-22 | 805.799 | 738.5469 | 676.5111 | 656.9231 | 694.0328 | 786.4186 | 878.6008 | 841.5862 | 798.9466 | 734.543 | 672.0606 | 572.6344 | 519.2193 | 498.4027 | 531.7537 | 645.9417 | 801.574 | 928.8146 | 1004.5905 | 1077.1397 | 1066.8848 | 1043.4435 | 969.4596 | 885.2821
2034-06-23 | 776.589 | 720.53 | 670.8291 | 649.9853 | 686.8056 | 776.4317 | 876.3021 | 849.2813 | 833.8873 | 742.5027 | 666.3651 | 588.5036 | 524.945 | 500.588 | 523.9945 | 640.4328 | 767.2242 | 888.4444 | 968.6677 | 1030.3955 | 995.6491 | 1009.751 | 971.4693 | 895.8444
2034-06-24 | 813.0196 | 748.5973 | 696.1516 | 671.5102 | 672.8875 | 708.7365 | 747.1592 | 741.9182 | 769.8523 | 722.6988 | 688.018 | 685.0697 | 612.9746 | 525.4724 | 573.1318 | 684.1506 | 788.5577 | 923.9941 | 1005.6401 | 1022.8532 | 1016.1216 | 1011.6067 | 987.6155 | 922.2226
2034-06-25 | 807.8406 | 742.1106 | 686.8014 | 659.1107 | 660.6183 | 667.7916 | 678.7758 | 673.9109 | 713.3635 | 656.2847 | 578.3667 | 462.0729 | 384.3432 | 373.3186 | 422.2162 | 560.9628 | 727.6038 | 868.4837 | 986.7487 | 1023.5643 | 1066.7652 | 1034.1017 | 966.7523 | 888.5414
2034-06-26 | 765.8685 | 697.8648 | 649.7903 | 640.5033 | 682.3059 | 789.1503 | 899.2014 | 861.8996 | 828.7686 | 771.1618 | 716.5195 | 669.9708 | 599.7215 | 565.8675 | 534.2477 | 662.8187 | 833.3255 | 945.3968 | 1051.7603 | 1087.1 | 1071.0262 | 1036.5173 | 957.9891 | 880.9976
2034-06-27 | 780.5239 | 724.4541 | 685.0658 | 661.2807 | 702.3983 | 795.9277 | 894.4061 | 838.0586 | 820.0861 | 731.9313 | 697.068 | 565.7063 | 547.802 | 532.8065 | 642.5876 | 748.6831 | 867.3772 | 954.4887 | 1058.3602 | 1123.1989 | 1104.0135 | 1049.039 | 974.4966 | 897.1654
2034-06-28 | 816.4969 | 731.5408 | 685.8723 | 663.0047 | 699.8411 | 775.6451 | 870.792 | 848.6016 | 832.4875 | 781.989 | 734.7348 | 684.0021 | 650.3838 | 604.5452 | 659.3404 | 765.6496 | 894.4788 | 964.3037 | 1054.6917 | 1085.14 | 1096.5279 | 1057.8981 | 1004.3216 | 930.9278
2034-06-29 | 813.1132 | 749.5784 | 685.8044 | 663.1322 | 699.5762 | 798.4106 | 904.3676 | 872.7546 | 842.6175 | 783.7347 | 718.792 | 645.8255 | 580.4003 | 555.2869 | 610.6786 | 769.728 | 857.9547 | 956.5247 | 1032.7314 | 1097.7701 | 1083.0845 | 1059.5926 | 985.2757 | 901.3813
2034-06-30 | 783.033 | 726.0004 | 678.5511 | 656.4137 | 691.3323 | 785.7347 | 888.9591 | 873.8328 | 864.1272 | 787.3809 | 690.105 | 623.1928 | 529.9154 | 500.9984 | 614.6811 | 709.194 | 858.7209 | 943.7598 | 994.132 | 1035.0916 | 1002.0378 | 1015.0757 | 984.3302 | 906.1096
2034-07-01 | 838.6421 | 780.1153 | 724.7932 | 694.9174 | 691.0682 | 724.2324 | 759.4209 | 757.1535 | 782.9809 | 729.0751 | 680.0659 | 632.9511 | 574.4336 | 590.2262 | 629.45 | 718.6383 | 885.2418 | 991.8267 | 1051.1179 | 1076.5481 | 1062.6 | 1055.78 | 1024.3524 | 950.7499
2034-07-02 | 850.2748 | 787.4529 | 730.1191 | 700.9018 | 696.4096 | 699.7453 | 708.8159 | 711.4267 | 752.9502 | 694.2753 | 653.3931 | 578.7466 | 512.8154 | 483.0204 | 534.382 | 658.0258 | 830.6728 | 967.3895 | 1071.4545 | 1105.7632 | 1136.2179 | 1100.8499 | 1023.5719 | 930.5014
2034-07-03 | 814.0663 | 747.1031 | 697.5787 | 686.3389 | 725.6779 | 825.7937 | 952.4026 | 952.6952 | 964.2756 | 887.8989 | 838.7386 | 826.4889 | 723.6109 | 691.77 | 695.5675 | 772.4439 | 926.8953 | 1048.4725 | 1127.6133 | 1166.4349 | 1161.2129 | 1121.9249 | 1026.0088 | 937.869
2034-07-04 | 839.1754 | 785.9522 | 739.9455 | 697.9101 | 708.2365 | 723.6113 | 755.8428 | 727.5362 | 762.3122 | 745.5716 | 719.1313 | 617.0727 | 557.2598 | 504.1702 | 575.3715 | 663.049 | 809.7897 | 958.9127 | 1031.0471 | 1102.765 | 1112.5516 | 1071.3915 | 987.5726 | 916.5099
2034-07-05 | 831.4027 | 744.8885 | 691.909 | 674.1178 | 711.1876 | 797.5683 | 903.4615 | 896.6146 | 861.0039 | 799.0075 | 782.0186 | 722.9263 | 665.8273 | 630.0064 | 675.8947 | 752.9776 | 927.0342 | 1008.3562 | 1103.7751 | 1144.4815 | 1141.3829 | 1105.6115 | 1034.312 | 949.1022
2034-07-06 | 828.6163 | 767.6136 | 700.7953 | 678.9005 | 711.6499 | 811.3297 | 929.5491 | 928.2288 | 897.33 | 846.8657 | 800.4381 | 782.6193 | 642.4549 | 622.4339 | 625.9014 | 754.2326 | 875.2499 | 991.6222 | 1058.385 | 1143.7175 | 1118.8127 | 1092.7549 | 1001.031 | 910.254
2034-07-07 | 805.3 | 749.3294 | 701.0549 | 679.1686 | 711.3492 | 806.8392 | 919.9489 | 927.1862 | 888.3165 | 823.4022 | 760.5213 | 706.8195 | 612.6819 | 605.6807 | 637.4428 | 745.6874 | 865.2624 | 985.9313 | 1037.3081 | 1096.6896 | 1044.11 | 1067.1984 | 1018.9535 | 931.4795
2034-07-08 | 840.9294 | 777.8701 | 725.7234 | 695.6798 | 691.3641 | 723.8778 | 765.0442 | 783.5253 | 823.1204 | 754.6283 | 692.0566 | 668.1804 | 571.9453 | 535.908 | 533.0404 | 621.0795 | 779.5759 | 933.2871 | 1037.3642 | 1075.1002 | 1059.7671 | 1055.8383 | 1023.8212 | 949.8093
2034-07-09 | 825.2351 | 760.9222 | 706.3799 | 677.3649 | 672.7387 | 674.9712 | 688.8335 | 690.6215 | 723.7788 | 666.125 | 608.4685 | 511.1976 | 434.8364 | 424.9722 | 466.3979 | 600.906 | 808.0788 | 940.5018 | 1040.9863 | 1087.4498 | 1112.1113 | 1076.1148 | 995.6336 | 907.0029
2034-07-10 | 806.9003 | 743.4749 | 692.595 | 681.4688 | 721.1737 | 822.2842 | 945.4181 | 941.7634 | 909.8479 | 833.7518 | 800.5996 | 753.891 | 658.9344 | 639.4495 | 709.3234 | 798.6205 | 968.5349 | 1041.6618 | 1124.3287 | 1160.812 | 1147.5564 | 1115.5054 | 1017.7923 | 930.4023
2034-07-11 | 807.6758 | 754.5371 | 710.7578 | 687.2474 | 724.7509 | 812.6679 | 931.1835 | 918.7948 | 918.3198 | 847.1934 | 822.2916 | 798.7774 | 705.6707 | 628.9557 | 669.7502 | 726.3904 | 864.7464 | 1002.943 | 1087.985 | 1171.9644 | 1160.5946 | 1099.0664 | 1014.216 | 925.8235
2034-07-12 | 845.9635 | 763.7115 | 715.2715 | 692.3056 | 724.764 | 809.1423 | 921.1386 | 914.4645 | 873.8034 | 829.3816 | 804.0632 | 739.8572 | 685.5637 | 715.7261 | 802.4495 | 910.0897 | 1019.4132 | 1061.8554 | 1135.4373 | 1165.8016 | 1156.1995 | 1119.8835 | 1049.6018 | 965.2267
2034-07-13 | 839.1131 | 779.2032 | 709.7377 | 687.6108 | 723.5417 | 825.2555 | 940.6588 | 944.5461 | 953.1358 | 928.5605 | 878.2458 | 841.2269 | 768.1443 | 685.7249 | 684.2679 | 793.1327 | 942.7586 | 1060.6857 | 1098.9474 | 1170.3556 | 1139.4103 | 1113.473 | 1025.4774 | 930.4947
2034-07-14 | 831.5723 | 774.282 | 724.4786 | 700.9364 | 735.6206 | 831.7378 | 954.4179 | 961.6042 | 945.0645 | 878.3941 | 809.6618 | 780.0664 | 667.0031 | 654.1975 | 692.3065 | 829.3391 | 958.7076 | 1048.4525 | 1086.3366 | 1128.073 | 1075.842 | 1092.2997 | 1044.4225 | 958.4156
2034-07-15 | 851.3026 | 788.1594 | 737.1897 | 706.6403 | 701.8621 | 736.1991 | 783.7628 | 801.6747 | 812.8216 | 737.5519 | 691.5495 | 667.7374 | 598.1782 | 589.2328 | 627.4096 | 737.8663 | 865.9081 | 990.1349 | 1077.346 | 1103.794 | 1085.9511 | 1079.0686 | 1043.685 | 970.6014
2034-07-16 | 851.55 | 786.0867 | 731.0915 | 700.4892 | 695.3833 | 701.2198 | 717.7311 | 729.0998 | 783.7981 | 719.7474 | 639.4703 | 587.3189 | 504.4446 | 514.1303 | 579.1919 | 694.3427 | 833.8575 | 972.7536 | 1079.9603 | 1113.4069 | 1144.3687 | 1106.4249 | 1030.9906 | 937.9243
2034-07-17 | 808.7591 | 745.1346 | 692.9544 | 682.2047 | 721.0792 | 824.7995 | 953.8735 | 967.8845 | 933.5259 | 870.4552 | 833.1308 | 841.5478 | 755.0233 | 756.6646 | 768.4719 | 850.3947 | 978.7914 | 1073.1434 | 1128.7387 | 1159.4764 | 1144.6547 | 1114.3827 | 1017.4946 | 929.1346
2034-07-18 | 806.1824 | 755.6837 | 710.6663 | 686.2429 | 723.763 | 812.9819 | 925.7916 | 916.2182 | 917.1108 | 839.9253 | 826.833 | 820.423 | 801.6743 | 745.6075 | 803.9591 | 864.783 | 979.9411 | 1046.2205 | 1093.6104 | 1164.6936 | 1158.1235 | 1097.4059 | 1008.6703 | 921.1545
2034-07-19 | 843.8655 | 764.239 | 714.6668 | 689.9664 | 723.4183 | 811.3312 | 926.9924 | 923.0477 | 889.6294 | 829.4743 | 804.2288 | 777.0965 | 673.8734 | 659.6285 | 701.8328 | 767.4323 | 923.6633 | 1016.9824 | 1118.0027 | 1154.7713 | 1155.5296 | 1113.7539 | 1045.7846 | 961.5362
2034-07-20 | 827.5098 | 769.8808 | 702.2519 | 679.5938 | 712.6391 | 815.517 | 932.3973 | 933.5115 | 875.7524 | 798.8671 | 749.0036 | 680.0118 | 615.6207 | 609.6737 | 655.5664 | 773.4955 | 887.2419 | 1008.487 | 1069.1894 | 1142.5166 | 1115.9553 | 1094.1917 | 1003.9291 | 910.3183
2034-07-21 | 823.8315 | 768.7493 | 718.4434 | 695.9032 | 728.5288 | 830.3763 | 950.5403 | 945.5499 | 918.9332 | 828.4335 | 756.2975 | 696.4916 | 629.8109 | 629.9536 | 699.879 | 826.4514 | 947.8121 | 1033.5982 | 1074.0834 | 1118.9054 | 1066.3825 | 1089.0943 | 1042.4277 | 954.0915
2034-07-22 | 854.0785 | 791.8728 | 740.01 | 709.5978 | 705.5885 | 741.4814 | 791.6296 | 838.899 | 864.2251 | 763.4325 | 707.5397 | 682.5204 | 572.7539 | 541.9952 | 598.6321 | 761.9079 | 945.3378 | 1025.6446 | 1083.2513 | 1093.8798 | 1082.6244 | 1080.1398 | 1045.1193 | 972.6046
2034-07-23 | 845.6003 | 779.6035 | 722.0355 | 692.6948 | 687.9068 | 694.7177 | 714.4314 | 729.6848 | 789.6313 | 742.3929 | 680.0816 | 648.3217 | 545.386 | 551.7362 | 597.4379 | 697.4856 | 846.5071 | 972.5938 | 1071.3207 | 1105.1647 | 1127.8937 | 1093.4631 | 1014.173 | 926.5143
2034-07-24 | 812.0971 | 745.2393 | 696.5064 | 685.0844 | 724.422 | 827.2239 | 959.5421 | 995.0939 | 993.08 | 929.138 | 893.2028 | 906.7766 | 917.2081 | 826.8788 | 811.7297 | 876.4741 | 992.4889 | 1065.9665 | 1138.8268 | 1161.0599 | 1152.696 | 1117.4893 | 1020.8974 | 933.0507
2034-07-25 | 809.6702 | 756.2622 | 712.1592 | 687.9261 | 725.1328 | 809.4414 | 925.9224 | 907.199 | 890.2422 | 818.7076 | 789.4047 | 732.9809 | 675.6796 | 651.9216 | 705.3378 | 796.8364 | 934.5923 | 1036.2233 | 1095.0632 | 1163.9943 | 1154.15 | 1096.5374 | 1008.916 | 921.9403
2034-07-26 | 834.1787 | 753.5904 | 704.0164 | 678.4612 | 710.1514 | 792.0844 | 905.9116 | 901.6144 | 897.2602 | 840.9156 | 801.9505 | 803.9784 | 696.9072 | 636.9364 | 693.2686 | 774.6107 | 938.1109 | 1016.9934 | 1101.632 | 1138.7053 | 1134.8533 | 1105.2297 | 1034.1815 | 952.8506
2034-07-27 | 838.3505 | 773.8995 | 710.6615 | 685.6242 | 718.1432 | 820.5938 | 943.6274 | 956.2764 | 921.6466 | 873.9359 | 799.4422 | 760.1971 | 648.7632 | 626.7211 | 636.1441 | 773.536 | 914.235 | 1029.3091 | 1090.4158 | 1156.0061 | 1133.9937 | 1111.3414 | 1023.8692 | 930.4498
2034-07-28 | 823.5501 | 767.0807 | 716.5925 | 691.3833 | 723.6728 | 821.6578 | 941.0325 | 939.7931 | 919.7861 | 831.9853 | 752.769 | 719.9235 | 648.2371 | 612.8613 | 644.1395 | 779.3406 | 912.3868 | 1023.6857 | 1065.6718 | 1109.2474 | 1065.2525 | 1085.4718 | 1038.0614 | 950.7981
2034-07-29 | 832.9242 | 770.9334 | 719.8521 | 688.162 | 682.9129 | 714.3844 | 762.4386 | 774.3194 | 771.1201 | 711.1779 | 649.6315 | 537.9979 | 476.4168 | 468.9347 | 504.5021 | 624.8609 | 800.2122 | 947.6638 | 1037.731 | 1064.5983 | 1055.7279 | 1052.5312 | 1018.4953 | 943.7775
2034-07-30 | 835.6518 | 771.8903 | 713.948 | 684.2716 | 677.5685 | 682.5969 | 702.1777 | 713.3716 | 728.4518 | 653.8375 | 610.018 | 531.9058 | 446.5122 | 440.3323 | 506.4582 | 608.2986 | 801.2206 | 931.4742 | 1059.6563 | 1088.5175 | 1117.0364 | 1086.0376 | 1005.0192 | 914.6474
2034-07-31 | 815.681 | 751.1121 | 699.52 | 686.7615 | 725.0015 | 822.5363 | 953.33 | 970.2067 | 938.1407 | 840.1525 | 813.6815 | 838.2462 | 741.1035 | 770.8242 | 847.6438 | 904.3685 | 1024.8249 | 1103.1075 | 1126.9487 | 1155.5037 | 1147.5362 | 1119.2696 | 1024.356 | 931.3434
2034-08-01 | 874.5235 | 814.3858 | 763.6276 | 743.2479 | 782.3507 | 877.4531 | 996.8487 | 984.2023 | 989.0632 | 935.5021 | 890.902 | 863.1249 | 790.2694 | 736.6317 | 741.9621 | 793.1627 | 931.3668 | 1061.8326 | 1161.9031 | 1226.4463 | 1222.2713 | 1159.6388 | 1066.0534 | 983.4682
2034-08-02 | 899.0242 | 813.3942 | 760.8603 | 738.1087 | 774.7244 | 870.5443 | 987.827 | 952.1619 | 923.5754 | 854.4066 | 814.4293 | 757.4539 | 719.8457 | 683.4242 | 746.045 | 800.5754 | 970.625 | 1075.0836 | 1164.4678 | 1204.6464 | 1206.1439 | 1164.2004 | 1095.2389 | 1016.8981
2034-08-03 | 887.8776 | 823.6966 | 752.3461 | 731.2483 | 769.2279 | 883.141 | 1007.2515 | 968.14 | 898.842 | 820.1915 | 761.9699 | 651.1407 | 644.9334 | 627.5069 | 652.7359 | 785.836 | 935.0905 | 1070.4686 | 1129.3712 | 1196.485 | 1178.7635 | 1149.895 | 1056.1105 | 966.451
2034-08-04 | 870.5886 | 812.2931 | 754.1035 | 734.3861 | 772.3252 | 879.5184 | 1001.8301 | 980.3904 | 928.914 | 841.4957 | 798.4312 | 738.5207 | 649.2145 | 628.5615 | 644.8689 | 754.4936 | 911.5008 | 1057.1933 | 1103.7659 | 1153.7022 | 1108.004 | 1120.8371 | 1067.2276 | 987.7104
2034-08-05 | 884.7246 | 818.6596 | 763.0144 | 735.4086 | 736.7347 | 785.3716 | 843.8116 | 834.2913 | 839.8702 | 781.9151 | 713.3149 | 701.5243 | 641.6336 | 582.018 | 629.1644 | 745.6393 | 910.4714 | 1019.4846 | 1091.9635 | 1124.4095 | 1107.3271 | 1099.4238 | 1055.1676 | 987.2117
2034-08-06 | 886.0011 | 816.412 | 756.2002 | 730.5756 | 731.0528 | 754.7545 | 789.9035 | 786.0721 | 833.9548 | 791.7489 | 703.3809 | 678.0833 | 608.3317 | 567.5331 | 617.2597 | 716.4045 | 889.2759 | 1003.8426 | 1115.8263 | 1144.2677 | 1170.7999 | 1128.4858 | 1044.3132 | 955.9647
2034-08-07 | 871.5734 | 798.9975 | 744.8433 | 735.3965 | 777.8675 | 891.4102 | 1027.3609 | 1020.777 | 1003.7692 | 895.1852 | 839.7185 | 810.509 | 749.0459 | 741.5294 | 758.4032 | 833.2633 | 999.9493 | 1118.6008 | 1188.7289 | 1213.9051 | 1201.2783 | 1165.7353 | 1067.5997 | 983.0873
2034-08-08 | 869.7972 | 811.4678 | 763.2643 | 740.1072 | 780.27 | 878.5363 | 998.7801 | 956.7522 | 920.0803 | 853.5129 | 798.7233 | 679.4503 | 672.0675 | 622.8995 | 691.2493 | 757.8287 | 954.3748 | 1089.3405 | 1156.5749 | 1219.4649 | 1213.7 | 1155.274 | 1059.5455 | 977.5716
2034-08-09 | 896.8517 | 807.2976 | 755.2363 | 733.8811 | 768.1524 | 867.4458 | 991.1774 | 987.1368 | 968.1848 | 882.935 | 841.9567 | 821.6609 | 762.7785 | 719.2073 | 764.5451 | 848.2548 | 1001.9203 | 1090.5829 | 1157.0613 | 1200.8786 | 1198.3761 | 1156.905 | 1083.9509 | 1005.573
2034-08-10 | 892.1267 | 824.4971 | 754.8812 | 733.422 | 771.4601 | 888.2469 | 1013.021 | 991.4924 | 959.5838 | 878.4805 | 815.6349 | 778.4517 | 685.421 | 651.2819 | 660.1235 | 742.6497 | 906.7884 | 1061.9725 | 1133.3163 | 1199.5264 | 1176.9023 | 1155.8324 | 1061.0987 | 973.2378
2034-08-11 | 851.6029 | 790.6581 | 735.611 | 717.5083 | 753.0177 | 861.0965 | 983.9471 | 953.6474 | 895.5805 | 809.6493 | 747.0464 | 671.1678 | 588.3538 | 577.5774 | 635.6898 | 754.598 | 929.783 | 1035.8797 | 1073.5878 | 1121.3674 | 1075.9031 | 1092.72 | 1039.6487 | 960.984
2034-08-12 | 881.4537 | 816.2537 | 758.4496 | 731.3489 | 732.2693 | 779.5511 | 837.5013 | 817.5036 | 813.4858 | 735.6267 | 690.3138 | 592.8337 | 519.7529 | 481.0136 | 532.1711 | 661.4958 | 853.0181 | 988.4165 | 1073.335 | 1109.6514 | 1093.5378 | 1084.9098 | 1046.3782 | 973.765
2034-08-13 | 888.0674 | 819.7822 | 759.3433 | 732.9151 | 733.8702 | 754.2564 | 791.7375 | 779.3167 | 812.7783 | 739.3332 | 664.3064 | 570.1846 | 518.1897 | 504.4377 | 567.3639 | 685.0478 | 873.7678 | 1015.2563 | 1118.2862 | 1145.3916 | 1176.2681 | 1131.1465 | 1050.2522 | 959.6487
2034-08-14 | 861.6153 | 790.3553 | 735.5579 | 725.9985 | 768.0782 | 879.7472 | 1012.6212 | 1005.8564 | 973.5237 | 855.555 | 796.5942 | 760.4408 | 706.6069 | 720.8222 | 784.4188 | 893.4302 | 1026.5463 | 1127.4388 | 1186.4125 | 1207.7541 | 1195.5641 | 1156.4013 | 1055.1819 | 974.7025
2034-08-15 | 853.4209 | 796.096 | 748.3946 | 726.2516 | 765.6959 | 860.0795 | 981.4305 | 946.7673 | 913.1608 | 811.919 | 780.1331 | 653.5712 | 666.0909 | 633.4043 | 688.0641 | 760.0198 | 970.2122 | 1066.5654 | 1138.3304 | 1205.7157 | 1195.0966 | 1131.7405 | 1040.2024 | 959.7222
2034-08-16 | 891.6538 | 805.9519 | 752.0253 | 729.0802 | 764.349 | 864.7589 | 983.9517 | 943.1027 | 884.8873 | 834.0913 | 805.1387 | 774.141 | 693.3201 | 683.3125 | 792.9531 | 886.8571 | 1028.9651 | 1125.1397 | 1178.5442 | 1195.749 | 1193.3971 | 1149.6885 | 1076.7829 | 1001.3693
2034-08-17 | 885.5785 | 818.8045 | 748.6364 | 727.6733 | 766.2614 | 880.8676 | 1008.7936 | 974.5104 | 913.9551 | 835.7185 | 774.4698 | 677.9508 | 651.2447 | 669.735 | 705.5966 | 802.279 | 972.3862 | 1102.432 | 1147.9018 | 1206.7717 | 1173.9417 | 1143.7584 | 1051.4139 | 963.8891
2034-08-18 | 899.0466 | 837.2702 | 777.1613 | 740.8868 | 747.9424 | 785.3152 | 838.3895 | 795.8388 | 810.3145 | 780.3889 | 732.0959 | 654.3468 | 602.5193 | 600.961 | 678.6204 | 821.3531 | 950.5072 | 1060.552 | 1076.7234 | 1082.6576 | 1055.2293 | 1099.4421 | 1045.9516 | 975.7864
2034-08-19 | 878.5787 | 809.0026 | 747.9265 | 727.3371 | 732.6169 | 780.0567 | 839.0834 | 831.2062 | 829.5815 | 758.344 | 713.3332 | 661.5937 | 526.7269 | 510.4629 | 547.1757 | 667.9777 | 876.3278 | 1024.3076 | 1099.8059 | 1112.3899 | 1096.7911 | 1084.8187 | 1044.8762 | 974.0514
2034-08-20 | 889.5965 | 817.5949 | 756.6121 | 730.4057 | 730.9835 | 751.2565 | 793.0502 | 766.9276 | 792.1236 | 723.588 | 668.9 | 576.5956 | 529.8691 | 501.2304 | 584.2959 | 755.0478 | 924.4551 | 1047.6158 | 1133.6148 | 1148.0789 | 1175.7197 | 1129.0661 | 1047.8597 | 957.2371
2034-08-21 | 860.1668 | 790.0305 | 734.5938 | 725.5422 | 767.2664 | 877.9958 | 1015.3109 | 1001.3044 | 953.5509 | 889.7889 | 844.4041 | 812.3231 | 715.5817 | 692.7058 | 711.3068 | 810.8826 | 977.9002 | 1103.3625 | 1188.1687 | 1203.3927 | 1193.5261 | 1150.819 | 1052.977 | 971.2684
2034-08-22 | 862.1129 | 804.9557 | 756.8488 | 734.9057 | 771.4927 | 871.3349 | 994.8786 | 963.7073 | 945.9983 | 885.342 | 837.3468 | 807.4042 | 773.1254 | 745.4746 | 841.2843 | 882.4483 | 1025.8481 | 1132.5085 | 1171.7091 | 1220.0186 | 1209.7635 | 1147.0069 | 1054.6058 | 972.916
2034-08-23 | 887.5136 | 801.057 | 746.8342 | 724.6939 | 758.7693 | 854.3255 | 978.5778 | 983.5919 | 968.5976 | 961.1262 | 941.7376 | 926.8916 | 938.1084 | 910.0262 | 952.1525 | 1009.4919 | 1117.0249 | 1142.7241 | 1171.6782 | 1187.6624 | 1185.6745 | 1144.6356 | 1075.225 | 999.9429
2034-08-24 | 883.9062 | 813.8644 | 742.2567 | 720.2891 | 756.4525 | 863.7047 | 999.3383 | 1030.627 | 1010.6925 | 951.6024 | 898.3252 | 896.9935 | 877.3077 | 795.0517 | 846.0498 | 941.787 | 1066.8478 | 1154.5017 | 1149.962 | 1187.4202 | 1164.3399 | 1134.2005 | 1041.5967 | 954.3204
2034-08-25 | 871.56 | 807.8815 | 747.9989 | 729.3269 | 765.6732 | 869.2256 | 991.1561 | 978.0467 | 971.3557 | 883.3452 | 831.6255 | 844.2883 | 792.3968 | 775.4245 | 825.1061 | 923.8123 | 1038.2929 | 1112.5903 | 1108.9993 | 1126.8013 | 1093.4895 | 1107.7688 | 1058.2719 | 974.9359
2034-08-26 | 880.9925 | 814.781 | 757.5055 | 731.0888 | 729.8893 | 775.2841 | 833.0176 | 834.4448 | 827.0217 | 782.8952 | 706.0733 | 675.8769 | 588.4101 | 575.65 | 698.8462 | 843.208 | 975.611 | 1037.1494 | 1086.4302 | 1087.7928 | 1086.9604 | 1080.3082 | 1043.6202 | 973.5848
2034-08-27 | 881.4748 | 811.7466 | 750.2936 | 722.1177 | 723.2184 | 755.3213 | 785.0607 | 773.8375 | 824.7559 | 780.3069 | 718.2906 | 699.6833 | 586.8803 | 602.9863 | 713.9201 | 802.5553 | 932.2173 | 1022.7528 | 1125.7203 | 1140.4421 | 1160.689 | 1125.9881 | 1040.4416 | 953.0663
2034-08-28 | 845.5956 | 772.4669 | 719.6213 | 712.3611 | 750.9367 | 864.8357 | 1000.9608 | 992.9319 | 924.369 | 850.5805 | 819.2587 | 790.7185 | 762.2065 | 721.0212 | 741.0371 | 831.4946 | 1007.8378 | 1119.8557 | 1178.8282 | 1191.1739 | 1178.567 | 1139.2071 | 1037.451 | 954.7239
2034-08-29 | 847.086 | 793.2646 | 746.3729 | 725.5008 | 762.0731 | 848.6733 | 971.5394 | 924.035 | 889.3226 | 802.6388 | 763.2487 | 648.69 | 646.1659 | 659.2211 | 751.3238 | 823.4914 | 996.1264 | 1077.7937 | 1116.8255 | 1178.3009 | 1187.2814 | 1126.782 | 1032.1285 | 951.1199
2034-08-30 | 886.2555 | 799.5702 | 747.7672 | 726.0479 | 760.3738 | 847.5261 | 972.147 | 936.5765 | 896.8632 | 830.731 | 807.463 | 742.2955 | 686.5335 | 675.5403 | 745.7819 | 817.829 | 994.1284 | 1082.5384 | 1154.2596 | 1175.7568 | 1187.711 | 1146.7397 | 1074.0196 | 999.0869
2034-08-31 | 880.1692 | 808.2664 | 740.3803 | 721.5388 | 755.219 | 859.6853 | 985.1328 | 984.586 | 941.938 | 855.8505 | 789.1788 | 737.7191 | 663.499 | 661.6991 | 658.8473 | 765.1183 | 912.5905 | 1012.7359 | 1093.8297 | 1171.52 | 1157.1013 | 1133.2883 | 1038.9641 | 953.5645
2034-09-01 | 852.5346 | 797.6793 | 747.1878 | 730.9186 | 765.7068 | 872.637 | 1001.6362 | 966.3162 | 937.0389 | 809.7104 | 752.7103 | 723.5907 | 694.2295 | 672.9562 | 672.472 | 754.0623 | 926.8768 | 1033.2853 | 1108.8396 | 1121.2317 | 1072.7086 | 1085.2914 | 1033.6063 | 959.3002
2034-09-02 | 882.0008 | 820.666 | 773.782 | 747.1123 | 748.0267 | 802.0944 | 866.5928 | 845.8996 | 847.1427 | 779.7007 | 738.6316 | 725.8876 | 623.338 | 577.6715 | 599.1543 | 715.085 | 897.4023 | 1022.6396 | 1125.4195 | 1117.2251 | 1088.2589 | 1079.0703 | 1041.0962 | 973.8355
2034-09-03 | 881.2992 | 815.0548 | 765.2099 | 740.5918 | 740.8194 | 766.1214 | 814.354 | 811.9812 | 867.3609 | 818.1306 | 794.2558 | 801.8345 | 801.5101 | 751.9561 | 706.8709 | 768.7279 | 920.3136 | 1013.553 | 1140.6235 | 1128.1633 | 1148.9721 | 1112.227 | 1035.6155 | 951.584
2034-09-04 | 894.5237 | 828.3393 | 775.0307 | 751.0492 | 766.8129 | 822.2137 | 897.526 | 855.8622 | 857.7451 | 793.3489 | 780.4985 | 745.3536 | 662.6733 | 683.7074 | 670.822 | 758.1853 | 902.9649 | 1034.9775 | 1127.6564 | 1103.3 | 1112.2711 | 1096.9378 | 1014.9723 | 951.1806
2034-09-05 | 850.6751 | 799.5952 | 755.0663 | 739.6331 | 781.5047 | 874.2855 | 997.8417 | 939.1531 | 889.3609 | 801.2061 | 772.8754 | 625.24 | 640.5513 | 632.7869 | 701.0688 | 794.659 | 947.9964 | 1057.0247 | 1164.4856 | 1194.0323 | 1184.8954 | 1122.2989 | 1036.7422 | 958.0334
2034-09-06 | 883.5892 | 801.7871 | 755.4076 | 734.0619 | 769.369 | 859.2256 | 979.8314 | 925.1632 | 873.0116 | 788.7248 | 767.5982 | 672.2269 | 633.1022 | 598.934 | 658.4509 | 759.4775 | 929.8 | 1037.1595 | 1161.7901 | 1161.086 | 1167.8415 | 1121.9352 | 1056.8922 | 984.8927
2034-09-07 | 886.0034 | 823.6539 | 761.2384 | 740.5898 | 773.2054 | 883.6735 | 1019.2268 | 990.1082 | 966.7726 | 870.3817 | 793.9534 | 760.8918 | 707.8475 | 727.7176 | 731.0247 | 826.8369 | 963.8617 | 1070.7792 | 1162.4735 | 1186.17 | 1156.3394 | 1124.8823 | 1038.7743 | 959.6346
2034-09-08 | 856.0238 | 799.7302 | 751.8974 | 735.0025 | 769.9312 | 872.8662 | 1000.5586 | 951.1198 | 897.5429 | 782.858 | 727.1522 | 661.9474 | 616.4417 | 601.6432 | 655.8126 | 800.013 | 962.4814 | 1043.8944 | 1126.0237 | 1129.3116 | 1078.4668 | 1089.3755 | 1037.3876 | 960.8409
2034-09-09 | 873.1183 | 812.7368 | 765.6371 | 739.3217 | 740.3878 | 793.93 | 860.6692 | 844.9444 | 835.8262 | 751.9091 | 724.16 | 670.8432 | 548.9561 | 541.5982 | 569.285 | 705.1726 | 882.5958 | 1019.9508 | 1133.9826 | 1112.517 | 1088.1684 | 1075.2311 | 1036.339 | 967.2137
2034-09-10 | 877.5091 | 813.3384 | 759.7601 | 735.4335 | 735.4539 | 765.0114 | 805.7944 | 767.2173 | 792.2274 | 700.5888 | 660.1327 | 604.3479 | 541.0012 | 523.2863 | 549.5709 | 685.3012 | 886.4019 | 1012.1982 | 1142.2764 | 1125.968 | 1145.3279 | 1105.6401 | 1024.0878 | 942.4469
2034-09-11 | 849.7273 | 784.2213 | 735.4204 | 727.7942 | 768.6284 | 883.5926 | 1022.6881 | 992.7737 | 967.8087 | 856.9857 | 814.6083 | 831.8068 | 809.7467 | 860.5852 | 862.5559 | 954.813 | 1063.1961 | 1137.0675 | 1194.5996 | 1177.9027 | 1158.7429 | 1122.9637 | 1028.7674 | 953.553
2034-09-12 | 852.4866 | 802.1918 | 761.0736 | 739.917 | 777.9113 | 875.4884 | 1006.8988 | 979.2714 | 971.6406 | 899.7478 | 899.2096 | 895.37 | 923.8012 | 837.1695 | 862.8304 | 964.1473 | 1072.429 | 1114.2932 | 1175.1106 | 1193.7906 | 1179.139 | 1116.6166 | 1027.8993 | 951.8553
2034-09-13 | 885.5165 | 802.7929 | 754.2803 | 733.1673 | 766.3784 | 862.5479 | 989.3107 | 964.3661 | 964.3321 | 935.1319 | 922.9568 | 912.4712 | 922.264 | 863.0707 | 907.5933 | 953.2224 | 1077.5679 | 1103.5459 | 1179.5886 | 1168.7011 | 1162.8727 | 1119.2344 | 1053.9227 | 988.144
2034-09-14 | 870.2897 | 806.2668 | 740.6363 | 721.0148 | 757.4873 | 863.07 | 995.2101 | 961.0868 | 905.4684 | 832.0184 | 804.7329 | 804.7452 | 722.2434 | 715.7146 | 710.0735 | 811.7161 | 961.3459 | 1080.7998 | 1135.5211 | 1160.0863 | 1124.6642 | 1096.2668 | 1006.7697 | 929.2281
2034-09-15 | 862.9519 | 809.9821 | 759.8889 | 742.8929 | 778.0274 | 886.2331 | 1023.0289 | 1024.0646 | 998.5806 | 897.3376 | 795.7298 | 792.3074 | 745.1677 | 681.974 | 733.65 | 848.9384 | 1008.8896 | 1089.6402 | 1142.0112 | 1135.5094 | 1086.6167 | 1101.1206 | 1050.0577 | 974.0416
2034-09-16 | 884.0466 | 826.152 | 778.2492 | 751.8296 | 753.1251 | 807.9476 | 873.1269 | 865.7461 | 873.067 | 789.7671 | 737.0465 | 687.6983 | 521.6193 | 512.7936 | 547.3351 | 668.6637 | 888.5592 | 1038.4377 | 1146.7143 | 1118.5965 | 1098.3333 | 1088.7765 | 1051.8172 | 986.4701
2034-09-17 | 883.5334 | 816.9437 | 763.454 | 739.1419 | 739.7626 | 768.032 | 814.4162 | 785.0146 | 813.02 | 743.3197 | 669.356 | 637.3431 | 609.2679 | 577.0738 | 600.1192 | 714.6966 | 913.1847 | 1038.0484 | 1136.6019 | 1122.4435 | 1142.9388 | 1105.0068 | 1026.0443 | 943.2128
2034-09-18 | 849.9551 | 788.0421 | 740.2984 | 731.8866 | 773.1928 | 880.3986 | 1019.3843 | 988.1816 | 920.5932 | 789.6436 | 754.8253 | 650.9318 | 602.7006 | 617.3048 | 650.2143 | 763.8294 | 951.9272 | 1075.7621 | 1182.3088 | 1171.5756 | 1161.767 | 1124.7747 | 1032.7399 | 954.3119
2034-09-19 | 850.9723 | 799.2036 | 757.7554 | 736.4307 | 771.4214 | 866.3416 | 995.8768 | 950.7311 | 932.8623 | 845.7798 | 802.7561 | 724.709 | 663.5989 | 651.871 | 728.093 | 798.8676 | 942.3442 | 1066.0543 | 1168.6816 | 1193.5629 | 1176.2193 | 1114.2794 | 1023.9976 | 949.1752
2034-09-20 | 884.6901 | 803.6461 | 755.7566 | 734.3155 | 769.9533 | 866.7928 | 990.4133 | 963.2842 | 933.1112 | 840.0784 | 803.7514 | 727.715 | 634.2435 | 618.1758 | 687.2366 | 804.7515 | 990.8091 | 1084.8862 | 1181.4331 | 1181.0899 | 1170.9999 | 1123.1458 | 1060.9443 | 989.7302
2034-09-21 | 890.7318 | 828.1937 | 764.6043 | 744.1035 | 776.9984 | 893.8919 | 1027.5753 | 994.0007 | 968.2629 | 895.1397 | 842.2251 | 833.1854 | 734.7472 | 735.2663 | 696.5497 | 804.5931 | 1001.1282 | 1135.5281 | 1181.7378 | 1196.9517 | 1162.7871 | 1131.3134 | 1045.8199 | 964.3571
2034-09-22 | 860.797 | 806.8616 | 758.9861 | 740.4245 | 772.9294 | 881.3863 | 1014.5263 | 1016.8126 | 958.2002 | 848.4578 | 785.4254 | 732.8639 | 637.1908 | 630.1678 | 667.1348 | 805.4284 | 963.3116 | 1088.2052 | 1146.9201 | 1137.2059 | 1090.3005 | 1099.6674 | 1049.5074 | 968.3838
2034-09-23 | 884.6877 | 823.523 | 771.2235 | 745.5867 | 746.3906 | 800.1966 | 870.4838 | 855.5853 | 842.1838 | 718.7669 | 696.1952 | 627.6731 | 536.0581 | 540.5719 | 602.3551 | 732.766 | 941.33 | 1055.2723 | 1144.8764 | 1115.4559 | 1091.691 | 1077.1333 | 1042.9855 | 979.8906
2034-09-24 | 889.5786 | 822.8807 | 769.3306 | 744.263 | 744.6528 | 781.0265 | 827.884 | 793.0029 | 803.9683 | 708.9366 | 643.6535 | 558.2578 | 475.894 | 470.5936 | 509.0132 | 637.4809 | 873.7972 | 1027.9882 | 1139.8717 | 1131.1621 | 1159.4701 | 1117.7383 | 1043.2811 | 958.0158
2034-09-25 | 873.8413 | 805.841 | 758.3633 | 748.6662 | 785.2188 | 901.143 | 1040.9988 | 1031.5075 | 978.0204 | 896.6514 | 824.5726 | 784.5584 | 697.501 | 704.57 | 729.0893 | 846.1158 | 1016.3126 | 1112.9862 | 1206.5407 | 1192.8438 | 1181.6097 | 1145.8002 | 1052.596 | 976.9619
2034-09-26 | 867.2348 | 815.9199 | 776.0022 | 754.5165 | 790.988 | 893.1262 | 1019.9867 | 980.5268 | 955.2125 | 900.1951 | 881.9279 | 858.6597 | 810.3542 | 773.8734 | 839.0802 | 868.598 | 1024.435 | 1123.9831 | 1174.1695 | 1204.5218 | 1195.7631 | 1134.8454 | 1049.3017 | 971.7024
2034-09-27 | 885.9982 | 805.0375 | 758.9319 | 737.7168 | 767.5553 | 859.4219 | 984.1322 | 962.2476 | 937.0237 | 891.9587 | 890.6382 | 862.5814 | 824.887 | 771.7425 | 867.4169 | 931.9684 | 1066.6351 | 1112.2632 | 1167.4342 | 1163.2875 | 1166.91 | 1123.2894 | 1053.9732 | 982.2862
2034-09-28 | 880.3354 | 815.5467 | 751.4919 | 730.1742 | 763.0011 | 868.4371 | 994.4951 | 974.5253 | 936.1526 | 840.8652 | 778.5049 | 754.6762 | 684.6998 | 650.5056 | 666.6708 | 806.0946 | 977.7682 | 1083.2017 | 1137.5325 | 1167.8181 | 1138.6859 | 1106.9912 | 1020.8091 | 938.9919
2034-09-29 | 862.1232 | 808.1202 | 761.3256 | 741.4971 | 771.9168 | 873.0747 | 1004.8729 | 972.262 | 928.2991 | 820.1407 | 762.3621 | 720.6833 | 649.875 | 695.7815 | 755.8876 | 886.8773 | 1021.946 | 1104.9195 | 1134.6956 | 1134.8643 | 1092.6405 | 1099.6414 | 1047.3618 | 970.2104
2034-09-30 | 864.7942 | 807.5869 | 754.6743 | 730.197 | 728.6893 | 776.9384 | 841.6956 | 817.6294 | 799.5088 | 694.8182 | 663.3797 | 616.5416 | 537.9987 | 521.7371 | 527.9259 | 678.543 | 892.9559 | 1020.3977 | 1104.1155 | 1087.7641 | 1077.8492 | 1065.0406 | 1022.9677 | 960.7506
2034-10-01 | 833.6393 | 768.3092 | 714.4843 | 690.0523 | 681.749 | 713.6969 | 740.3624 | 729.146 | 759.8912 | 692.8884 | 642.9324 | 603.6879 | 482.5603 | 481.2167 | 579.0779 | 712.5614 | 897.0428 | 1026.5711 | 1153.3403 | 1101.568 | 1108.1429 | 1068.7691 | 985.6445 | 899.5482
2034-10-02 | 814.0104 | 751.0607 | 702.353 | 692.1592 | 721.5271 | 829.2657 | 957.808 | 940.5056 | 893.5753 | 798.0937 | 780.0384 | 802.2423 | 700.3641 | 742.6408 | 757.7117 | 859.1683 | 993.3318 | 1106.4673 | 1188.0396 | 1138.1426 | 1125.786 | 1091.0237 | 998.251 | 913.8744
2034-10-03 | 813.4776 | 760.9509 | 720.1345 | 697.6269 | 726.6163 | 817.1719 | 928.1585 | 901.3761 | 877.0293 | 819.3478 | 817.3965 | 806.0095 | 736.9082 | 725.9282 | 760.4355 | 810.1914 | 985.9741 | 1100.717 | 1163.1809 | 1152.6031 | 1140.9236 | 1079.7055 | 989.7634 | 907.6446
2034-10-04 | 835.2995 | 758.1223 | 710.2377 | 688.4468 | 713.3404 | 796.105 | 911.1697 | 899.0123 | 869.4393 | 795.5772 | 777.7924 | 784.2286 | 689.2914 | 728.4952 | 816.894 | 922.7027 | 1037.7985 | 1100.1964 | 1163.9405 | 1122.0498 | 1126.428 | 1082.5255 | 1010.4976 | 931.9925
2034-10-05 | 828.2806 | 769.2924 | 704.6188 | 683.332 | 707.005 | 805.8607 | 928.5942 | 927.8764 | 883.3352 | 830.8008 | 784.565 | 801.688 | 709.2652 | 706.4851 | 730.5343 | 847.332 | 987.1496 | 1108.9088 | 1143.9298 | 1127.0421 | 1101.6979 | 1071.6221 | 980.8689 | 890.3397
2034-10-06 | 809.3387 | 751.7966 | 706.7791 | 685.3878 | 709.4427 | 805.6116 | 924.6102 | 915.1379 | 888.5663 | 830.7444 | 772.5596 | 792.8076 | 730.1325 | 686.0685 | 735.8067 | 851.7288 | 978.9996 | 1079.8658 | 1114.0418 | 1077.4159 | 1039.624 | 1050.7457 | 997.7402 | 912.4829
2034-10-07 | 825.0824 | 769.4422 | 717.6973 | 691.0966 | 682.644 | 726.5642 | 782.2585 | 783.4483 | 768.7591 | 696.3298 | 670.0529 | 675.51 | 560.7839 | 575.8638 | 633.7727 | 770.7181 | 924.8824 | 1028.533 | 1106.8361 | 1053.2342 | 1036.0591 | 1029.6966 | 987.3059 | 922.1945
2034-10-08 | 837.4961 | 773.0558 | 719.6837 | 695.0963 | 686.6223 | 709.8387 | 741.4671 | 725.9293 | 728.5289 | 650 | 602.7492 | 553.0024 | 521.139 | 574.3286 | 658.3044 | 800.0413 | 948.9038 | 1067.7047 | 1134.0702 | 1079.8864 | 1108.3045 | 1072.2808 | 996.9093 | 910.4704
2034-10-09 | 812.5126 | 746.2368 | 697.5071 | 687.0773 | 717.0328 | 835.2751 | 963.9289 | 951.7222 | 903.8743 | 789.7742 | 751.5715 | 706.7833 | 628.3589 | 645.3865 | 692.7015 | 826.8352 | 1014.2583 | 1131.6742 | 1189.5551 | 1142.0212 | 1134.149 | 1087.8917 | 997.4041 | 915.2877
2034-10-10 | 811.529 | 758.6924 | 717.1488 | 694.7845 | 722.3709 | 818.8751 | 935.0324 | 910.9495 | 881.5796 | 817.3704 | 788.2435 | 768.9594 | 709.1883 | 706.7306 | 775.2068 | 840.8351 | 1016.7172 | 1126.1681 | 1170.8363 | 1159.0818 | 1143.8227 | 1082.4494 | 992.308 | 912.7538
2034-10-11 | 846.2245 | 767.0212 | 718.5822 | 695.786 | 720.4769 | 815.9222 | 932.5199 | 916.1495 | 880.602 | 810.8552 | 798.3209 | 771.8554 | 701.4934 | 720.3588 | 769.1391 | 890.8064 | 1056.1944 | 1133.9373 | 1183.6345 | 1137.9765 | 1137.618 | 1093.0185 | 1023.821 | 948.918
2034-10-12 | 846.0632 | 783.5001 | 718.6801 | 696.9563 | 722.293 | 834.7413 | 958.6748 | 951.5326 | 915.4934 | 862.7951 | 816.1413 | 839.3103 | 804.4622 | 843.2626 | 856.8741 | 939.7699 | 1086.3384 | 1159.0096 | 1171.2374 | 1150.4636 | 1117.4507 | 1087.9161 | 1000.3037 | 914.8288
2034-10-13 | 815.8305 | 764.0362 | 712.7182 | 692.078 | 716.072 | 819.7256 | 938.7165 | 948.3577 | 936.023 | 875.3187 | 814.942 | 825.7824 | 864.0127 | 764.5018 | 794.5363 | 873.5942 | 1020.9106 | 1110.8161 | 1126.7334 | 1090.9254 | 1045.6007 | 1053.7232 | 1001.4784 | 923.9448
2034-10-14 | 834.5144 | 774.9886 | 722.9948 | 695.821 | 687.1324 | 732.5203 | 792.1415 | 794.8111 | 785.6788 | 709.5597 | 700.4165 | 716.7421 | 620.7299 | 620.145 | 696.646 | 836.4971 | 975.3815 | 1072.2368 | 1119.152 | 1064.2536 | 1048.0112 | 1032.4547 | 991.5818 | 924.2607
2034-10-15 | 842.6466 | 777.8466 | 724.3872 | 699.5886 | 690.9483 | 718.2569 | 751.2308 | 793.6926 | 855.4574 | 786.7373 | 722.7805 | 697.3511 | 676.2018 | 621.3095 | 677.8591 | 820.9473 | 1001.8777 | 1094.262 | 1151.6751 | 1091.0212 | 1121.5372 | 1087.2942 | 1002.3961 | 918.2827
2034-10-16 | 816.5781 | 749.8547 | 700.7313 | 689.962 | 719.5799 | 827.6686 | 958.6271 | 958.7148 | 914.9267 | 811.5958 | 767.3581 | 775.6562 | 702.5924 | 718.8855 | 759.7273 | 879.8836 | 1055.8651 | 1147.9466 | 1190.2502 | 1136.4132 | 1125.2481 | 1089.1719 | 996.6902 | 916.2901
2034-10-17 | 816.1709 | 763.2701 | 722.373 | 700.053 | 728.7556 | 823.5097 | 941.4885 | 932.9189 | 912.8873 | 875.447 | 840.27 | 790.1278 | 739.3537 | 744.2266 | 807.5998 | 898.4155 | 1042.2434 | 1150.0891 | 1174.0687 | 1161.6153 | 1147.3645 | 1086.0202 | 997.117 | 917.6739
2034-10-18 | 838.5262 | 757.2465 | 708.7348 | 686.5694 | 710.9597 | 800.9243 | 917.3298 | 909.5902 | 873.9797 | 828.3114 | 833.3946 | 804.6117 | 708.1404 | 725.9282 | 747.1155 | 825.1765 | 1012.301 | 1098.1876 | 1158.4212 | 1118.1381 | 1121.7286 | 1082.0046 | 1007.1794 | 934.0214
2034-10-19 | 822.0656 | 759.945 | 694.6948 | 674.5048 | 699.3354 | 802.4234 | 925.3979 | 908.3751 | 866.7354 | 802.1908 | 777.811 | 783.2253 | 679.8841 | 700.2677 | 744.1496 | 877.6003 | 1007.5363 | 1106.2282 | 1124.1527 | 1114.2702 | 1082.4475 | 1053.4649 | 960.441 | 878.7185
2034-10-20 | 815.2946 | 765.1056 | 715.255 | 694.6634 | 718.9954 | 821.97 | 944.9036 | 971.8014 | 932.0693 | 842.8286 | 793.5218 | 768.0305 | 670.5629 | 665.9622 | 742.0374 | 861.5504 | 1025.9262 | 1122.3913 | 1135.3377 | 1094.2185 | 1055.9978 | 1063.6966 | 1004.5139 | 926.4715
2034-10-21 | 830.3285 | 772.4095 | 720.4611 | 693.3879 | 684.7771 | 729.461 | 789.0361 | 794.8835 | 784.6117 | 701.9948 | 660.1854 | 628.3902 | 533.2194 | 522.8812 | 588.1203 | 756.8 | 939.1196 | 1065.3091 | 1113.4052 | 1058.7233 | 1039.9227 | 1031.1904 | 985.7392 | 916.6823
2034-10-22 | 820.8111 | 757.1252 | 704.7877 | 680.9103 | 672.4656 | 694.6355 | 731.4769 | 720.701 | 730.4251 | 654.3929 | 611.8198 | 567.6886 | 492.8455 | 523.5649 | 581.0808 | 746.7981 | 927.0172 | 1076.5479 | 1132.2175 | 1076.4501 | 1088.507 | 1048.7594 | 966.8087 | 877.5845
2034-10-23 | 800.7355 | 737.1127 | 690.5739 | 680.0746 | 709.6082 | 813.8618 | 948.9572 | 945.5177 | 908.9673 | 849.9383 | 848.4306 | 877.1054 | 870.6735 | 807.9707 | 829.6089 | 924.6597 | 1077.4634 | 1175.2471 | 1195.6513 | 1130.7309 | 1115.0195 | 1072.9215 | 982.2737 | 899.9217
2034-10-24 | 801.4902 | 749.9887 | 709.2293 | 687.6225 | 715.8451 | 804.8531 | 925.436 | 909.2717 | 882.5415 | 815.1132 | 773.6791 | 774.1288 | 711.3307 | 719.1881 | 844.4091 | 933.6981 | 1056.5052 | 1154.7561 | 1173.9367 | 1154.1264 | 1130.7579 | 1063.9484 | 974.5574 | 893.4042
2034-10-25 | 825.1381 | 745.1372 | 697.1038 | 674.3214 | 698.9446 | 788.7244 | 908.4686 | 891.2124 | 846.3226 | 771.8721 | 736.1408 | 765.1402 | 705.78 | 760.4637 | 803.5429 | 920.913 | 1043.5028 | 1116.221 | 1151.8642 | 1109.4671 | 1111.0195 | 1062.0159 | 991.8483 | 919.564
2034-10-26 | 824.9475 | 762.485 | 698.3501 | 678.2355 | 703.8552 | 809.2933 | 935.8994 | 918.0952 | 866.4336 | 791.1849 | 748.9639 | 742.0171 | 666.9603 | 706.19 | 723.4247 | 870.6294 | 1032.2774 | 1124.9403 | 1130.4462 | 1119.0075 | 1086.9734 | 1052.3934 | 963.1421 | 881.8761
2034-10-27 | 788.298 | 736.9394 | 685.6075 | 667.1335 | 691.3689 | 785.9416 | 911.7104 | 906.7307 | 864.6644 | 779.3517 | 721.2285 | 726.684 | 669.4099 | 666.3489 | 744.9075 | 880.6244 | 1013.8287 | 1083.5778 | 1081.8104 | 1056.9654 | 1006.7759 | 1011.8235 | 959.5852 | 881.1031
2034-10-28 | 815.4595 | 757.4786 | 705.4249 | 679.5069 | 670.5739 | 715.3203 | 778.4556 | 796.9093 | 783.5783 | 720.5077 | 667.8303 | 640.8778 | 613.4457 | 625.1383 | 722.8304 | 850.4984 | 986.0046 | 1061.1417 | 1087.5731 | 1034.7451 | 1021.6777 | 1009.8286 | 970.7543 | 900.687
2034-10-29 | 827.7546 | 769.9311 | 718.3359 | 693.375 | 684.6699 | 719.1246 | 751.4555 | 768.7869 | 811.3824 | 763.4439 | 741.6278 | 737.4752 | 722.6982 | 619.3653 | 682.9873 | 820.2103 | 988.0639 | 1087.2918 | 1123.8617 | 1077.137 | 1074.8968 | 1053.8111 | 974.6214 | 894.0475
2034-10-30 | 794.2724 | 736.5738 | 687.4338 | 680.5413 | 714.3774 | 841.6085 | 950.474 | 967.2531 | 914.5277 | 846.9161 | 824.532 | 821.743 | 794.9876 | 762.2187 | 795.202 | 920.3522 | 1070.7707 | 1136.6033 | 1157.6676 | 1118.2647 | 1077.2574 | 1053.1129 | 966.2142 | 884.6367
2034-10-31 | 799.1685 | 752.818 | 711.8247 | 691.3548 | 722.0884 | 833.7008 | 934.0503 | 944.5619 | 941.3801 | 874.505 | 840.7079 | 777.8133 | 786.1607 | 730.7623 | 808.491 | 868.8262 | 1016.9057 | 1133.6773 | 1150.781 | 1150.8511 | 1109.3133 | 1050.6205 | 971.3948 | 894.4517
2034-11-01 | 803.3533 | 722.724 | 678.3606 | 655.3299 | 693.678 | 814.9173 | 923.2937 | 902.7431 | 854.0934 | 793.7547 | 777.9683 | 769.1216 | 686.1111 | 672.6206 | 737.4945 | 889.0345 | 1026.4345 | 1106.8568 | 1152.139 | 1085.9799 | 1059.9639 | 1022.0761 | 966.8232 | 899.8337
2034-11-02 | 808.9621 | 746.378 | 685.6664 | 663.6125 | 702.8451 | 845.55 | 962.0018 | 976.3265 | 897.164 | 796.8487 | 748.6289 | 739.8631 | 637.1261 | 628.003 | 675.374 | 829.1519 | 1013.1795 | 1128.0228 | 1136.4452 | 1100.6754 | 1043.7602 | 1019.4973 | 946.1937 | 870.6093
2034-11-03 | 784.1353 | 730.3517 | 684.1783 | 664.0183 | 702.6636 | 842.2431 | 959.5891 | 948.6164 | 900.7762 | 804.1061 | 746.6546 | 738.1137 | 645.9879 | 621.397 | 712.4171 | 882.4614 | 1020.4624 | 1111.08 | 1109.6398 | 1069.8558 | 1011.6595 | 996.943 | 958.4948 | 885.5159
2034-11-04 | 800.2585 | 737.4747 | 688.0747 | 660.5307 | 663.0362 | 730.971 | 796.925 | 825.3334 | 803.0248 | 739.643 | 688.2162 | 675.7811 | 586.94 | 530.3506 | 604.7824 | 758.2441 | 933.481 | 1040.4963 | 1072.9741 | 1019.4698 | 992.935 | 983.8663 | 946.3654 | 888.1927
2034-11-05 | 799.266 | 731.5901 | 680.9184 | 654.799 | 656.6956 | 704.0716 | 743.1289 | 765.8879 | 800.2998 | 749.9347 | 690.9925 | 662.8656 | 600.128 | 494.5559 | 568.4119 | 707.3063 | 912.8171 | 1048.5297 | 1101.6002 | 1029.5679 | 1026.8951 | 1006.1391 | 932.4669 | 854.9175
2034-11-06 | 772.5475 | 704.6439 | 658.8842 | 649.2352 | 691.3691 | 831.6809 | 949.38 | 958.6927 | 890.0259 | 788.0333 | 736.5735 | 735.316 | 632.0201 | 640.3008 | 682.9306 | 814.9684 | 992.8541 | 1116.9691 | 1153.509 | 1085.3057 | 1044.3916 | 1013.4391 | 932.38 | 863.4447
2034-11-07 | 797.6954 | 743.8747 | 699.1008 | 659.719 | 670.8349 | 720.4107 | 756.0196 | 741.9294 | 776.9065 | 767.7861 | 804.8989 | 771.7358 | 777.8486 | 725.0079 | 782.9127 | 831.1267 | 954.3657 | 1061.9845 | 1070.7166 | 1031.0051 | 1005.3499 | 984.7748 | 914.793 | 853.5323
2034-11-08 | 790.8932 | 701.6949 | 651.2592 | 635.7036 | 676.8575 | 793.4034 | 896.3691 | 885.9893 | 831.7933 | 723.4488 | 709.5758 | 694.3029 | 617.6866 | 592.9193 | 691.8477 | 821.4839 | 982.2883 | 1065.7107 | 1111.0858 | 1057.4709 | 1022.3252 | 982.6677 | 933.3429 | 868.5911
2034-11-09 | 771.1052 | 706.3902 | 642.9437 | 623.5612 | 661.6622 | 796.4787 | 903.8973 | 901.1558 | 818.5339 | 721.4992 | 677.4936 | 647.7465 | 563.1315 | 561.6786 | 648.9726 | 814.0135 | 975.5308 | 1056.5865 | 1070.9009 | 1043.0347 | 981.2783 | 964.9075 | 889.3911 | 814.198
2034-11-10 | 778.7531 | 723.9702 | 669.8252 | 634.8912 | 645.2076 | 704.0729 | 736.542 | 734.7131 | 762.4287 | 700.9102 | 661.6764 | 634.4356 | 624.0796 | 543.0549 | 591.1645 | 736.1076 | 889.8676 | 996.5941 | 990.1668 | 935.6555 | 896.1018 | 908.997 | 884.833 | 835.2453
2034-11-11 | 761.6979 | 698.9252 | 647.102 | 621.9735 | 624.0154 | 684.467 | 739.4421 | 776.387 | 740.0392 | 670.5391 | 630.6865 | 620.5999 | 618.0609 | 536.6983 | 622.8606 | 739.3406 | 883.842 | 974.9948 | 1009.4882 | 968.7214 | 945.2885 | 933.1395 | 897.7572 | 837.8393
2034-11-12 | 780.0994 | 713.003 | 660.2376 | 635.2415 | 635.8511 | 680.4096 | 710.4537 | 727.4143 | 730.4086 | 640.1535 | 598.6942 | 567.8363 | 490.1586 | 473.6676 | 536.6275 | 683.9484 | 889.6255 | 1016.7132 | 1072.6768 | 1005.0349 | 1003.0885 | 981.2327 | 908.0094 | 837.0826
2034-11-13 | 758.1545 | 691.1952 | 642.7339 | 634.4576 | 676.627 | 814.1622 | 930.5694 | 945.4601 | 884.4339 | 787.0991 | 719.5883 | 705.6942 | 633.019 | 629.435 | 667.3956 | 796.208 | 959.0244 | 1083.8889 | 1123.193 | 1059.4503 | 1021.153 | 994.7504 | 914.0384 | 846.0946
2034-11-14 | 767.0159 | 711.7547 | 672.0551 | 649.0566 | 687.6038 | 810.1551 | 911.6299 | 913.9403 | 873.2745 | 768.8887 | 725.5029 | 675.6412 | 611.7969 | 563.9759 | 667.8386 | 807.0303 | 986.377 | 1073.3158 | 1106.1905 | 1086.3575 | 1043.0235 | 996.961 | 922.9348 | 851.773
2034-11-15 | 797.8676 | 709.8965 | 667.9968 | 645.9621 | 684.5085 | 801.8995 | 914.6151 | 926.5454 | 875.909 | 801.2489 | 779.7317 | 779.8516 | 717.9337 | 669.3301 | 795.5033 | 887.7935 | 1025.3341 | 1089.9627 | 1126.613 | 1086.4291 | 1052.1235 | 1002.3095 | 949.9878 | 884.6446
2034-11-16 | 785.0574 | 721.0134 | 658.5498 | 638.0708 | 676.399 | 814.1091 | 922.8715 | 938.3762 | 865.6453 | 794.3748 | 767.3504 | 789.1462 | 769.8464 | 711.1949 | 754.9453 | 893.2289 | 1027.654 | 1095.2232 | 1096.0742 | 1067.2328 | 1003.305 | 987.8263 | 913.8947 | 831.9306
2034-11-17 | 759.6242 | 710.8299 | 661.663 | 642.8546 | 680.0142 | 814.4204 | 926.0398 | 953.7922 | 903.1869 | 816.8736 | 789.832 | 777.8493 | 818.1808 | 764.2032 | 807.9759 | 897.6255 | 1024.3263 | 1085.353 | 1079.4583 | 1025.8363 | 968.6975 | 959.5107 | 935.6476 | 866.1646
2034-11-18 | 785.6707 | 722.4205 | 672.1051 | 645.3409 | 648.0391 | 712.992 | 769.6732 | 824.9812 | 813.7611 | 715.7986 | 645.3473 | 618.5324 | 579.9444 | 506.0628 | 617.2201 | 786.0765 | 937.9401 | 1034.9868 | 1060.3544 | 1011.5358 | 985.8656 | 973.1999 | 933.2278 | 871.9937
2034-11-19 | 796.9725 | 728.8803 | 676.2385 | 651.2355 | 651.9081 | 698.7369 | 740.2485 | 779.0919 | 809.7267 | 749.2377 | 691.9438 | 685.6577 | 691.8238 | 619.73 | 714.9077 | 827.7478 | 983.4574 | 1069.5593 | 1106.5995 | 1034.6113 | 1031.6535 | 1001.8905 | 934.9444 | 856.4363
2034-11-20 | 775.8888 | 709.8692 | 662.1955 | 652.2114 | 693.5013 | 832.4085 | 959.214 | 1009.6866 | 963.1946 | 843.2779 | 848.0745 | 872.8562 | 887.6647 | 842.6172 | 872.9761 | 960.797 | 1082.7616 | 1141.6149 | 1150.3881 | 1083.0853 | 1042.1393 | 1017.9732 | 937.2123 | 869.5691
2034-11-21 | 772.3302 | 717.9613 | 677.2022 | 654.5897 | 693.1788 | 815.8874 | 921.0198 | 949.3432 | 940.6783 | 887.6976 | 884.1442 | 869.4391 | 902.0733 | 840.5253 | 835.2824 | 907.7737 | 1034.697 | 1097.782 | 1114.4664 | 1089.4589 | 1052.4757 | 1004.6112 | 930.9262 | 857.9335
2034-11-22 | 793.2009 | 708.4549 | 662.9579 | 641.3221 | 679.4163 | 795.7887 | 903.2272 | 933.6438 | 914.0406 | 854.2477 | 822.173 | 830.7862 | 828.5882 | 799.9667 | 843.6891 | 902.0275 | 1036.1677 | 1076.1768 | 1117.7351 | 1069.8494 | 1033.8308 | 1001.5264 | 948.4467 | 884.4565
2034-11-23 | 807.3113 | 743.2134 | 675.5248 | 639.3521 | 650.2897 | 713.9959 | 762.06 | 788.1777 | 835.7011 | 805.2109 | 745.7955 | 723.175 | 711.5694 | 689.6282 | 681.4006 | 820.2812 | 957.6209 | 1046.9943 | 1036.7279 | 996.3133 | 952.8616 | 958.8821 | 887.6249 | 819.113
2034-11-24 | 735.0341 | 675.2048 | 620.7616 | 609.3306 | 650.8693 | 780.7391 | 876.5757 | 911.0863 | 868.2516 | 771.7187 | 707.9571 | 723.581 | 774.7245 | 763.0153 | 725.6365 | 849.0648 | 963.7473 | 1014.8692 | 1011.6785 | 978.4329 | 922.0085 | 916.7366 | 893.1424 | 821.7412
2034-11-25 | 758.6565 | 696.676 | 645.9915 | 621.4128 | 623.4573 | 681.3076 | 732.9514 | 786.9944 | 765.0148 | 680.6562 | 635.0743 | 631.6189 | 654.3963 | 573.8672 | 599.0035 | 729.8944 | 894.7632 | 977.6628 | 1008.5326 | 961.1845 | 935.1019 | 924.2524 | 889.1572 | 829.5178
2034-11-26 | 764.9624 | 699.111 | 646.6741 | 622.838 | 623.8016 | 663.407 | 694.8416 | 739.4894 | 778.2463 | 716.0338 | 645.9921 | 648.8832 | 655.1961 | 557.0198 | 628.022 | 767.5948 | 920.0256 | 1014.8335 | 1060.7656 | 1003.0489 | 998.5647 | 972.8591 | 894.5766 | 820.476
2034-11-27 | 754.3502 | 687.4609 | 640.2761 | 633.4611 | 675.8114 | 814.8196 | 932.5094 | 980.7304 | 938.2046 | 854.9582 | 823.0904 | 822.5259 | 828.7982 | 791.5523 | 800.839 | 884.9411 | 1021.182 | 1093.0126 | 1110.9745 | 1055.472 | 1011.5445 | 981.1258 | 906.1208 | 838.1912
2034-11-28 | 755.4829 | 698.3713 | 660.4767 | 640.1775 | 680.9947 | 800.2855 | 899.0258 | 921.407 | 895.5656 | 844.2058 | 835.2431 | 809.7278 | 809.0495 | 688.1136 | 785.9652 | 854.2152 | 988.9767 | 1068.3421 | 1089.8197 | 1071.7619 | 1030.9704 | 980.2369 | 906.5931 | 837.1541
2034-11-29 | 783.0366 | 699.8506 | 653.6591 | 633.26 | 669.6955 | 785.5015 | 886.4677 | 918.302 | 866.8776 | 795.4937 | 775.0115 | 764.8701 | 745.3319 | 695.2551 | 789.7161 | 895.0757 | 1019.3084 | 1063.7559 | 1098.5976 | 1048.1479 | 1018.7491 | 984.818 | 928.3878 | 866.5068
2034-11-30 | 777.3243 | 711.9743 | 649.7292 | 630.7633 | 669.5097 | 803.0103 | 913.8743 | 962.4323 | 939.7188 | 887.403 | 841.4532 | 829.1258 | 856.8652 | 862.7887 | 836.814 | 851.2883 | 997.8987 | 1073.2408 | 1072.011 | 1050.3204 | 989.4726 | 978.9635 | 906.3095 | 830.3793
2034-12-01 | 743.3832 | 686.8713 | 636.0846 | 615.1508 | 650.1785 | 759.3876 | 852.9643 | 874.0063 | 830.0539 | 760.9308 | 705.2254 | 680.4112 | 678.9889 | 644.0376 | 622.6833 | 744.5783 | 873.8263 | 967.8136 | 982.662 | 964.1878 | 926.7594 | 923.0398 | 904.7427 | 842.3853
2034-12-02 | 749.648 | 689.0552 | 636.903 | 609.9169 | 610.9562 | 652.9492 | 693.9971 | 756.9996 | 741.2673 | 690.1241 | 644.2837 | 611.0241 | 626.449 | 594.6124 | 622.0068 | 651.2027 | 798.1073 | 907.9503 | 952.066 | 931.8374 | 938.2692 | 923.2346 | 893.7926 | 835.3559
2034-12-03 | 758.8065 | 693.6971 | 639.8063 | 614.6047 | 615.5375 | 643.0028 | 670.3628 | 692.744 | 703.5211 | 613.0006 | 508.4431 | 483.7807 | 422.5221 | 401.9579 | 490.1243 | 649.8745 | 791.1197 | 925.3642 | 983.4776 | 944.8921 | 965.4337 | 953.8172 | 891.1811 | 821.7371
2034-12-04 | 738.0157 | 673.3562 | 624.6418 | 614.4644 | 653.5741 | 767.9165 | 869.8746 | 913.2109 | 854.2574 | 768.2634 | 721.9841 | 722.2254 | 707.2957 | 662.2833 | 684.5897 | 778.7329 | 916.9006 | 997.5121 | 1035.2478 | 995.2485 | 979.2439 | 969.5426 | 904.9533 | 838.1459
2034-12-05 | 749.7216 | 696.3045 | 654.5957 | 630.4226 | 668.1551 | 766.4784 | 855.8917 | 880.3665 | 843.5006 | 746.3176 | 702.8384 | 668.2945 | 627.6903 | 570.047 | 659.4421 | 721.9011 | 887.2728 | 996.7656 | 1026.0616 | 1021.6399 | 1006.1802 | 973.436 | 910.7029 | 851.221
2034-12-06 | 766.4946 | 683.4517 | 635.214 | 612.288 | 646.6389 | 739.667 | 819.426 | 849.0269 | 789.6368 | 717.8548 | 643.4931 | 639.5214 | 577.321 | 542.5806 | 630.2485 | 736.5823 | 889.9656 | 964.8393 | 1017.2295 | 984.3361 | 979.4261 | 955.6611 | 907.3364 | 856.4914
2034-12-07 | 758.602 | 694.6793 | 630.2218 | 607.8479 | 643.1034 | 752.7756 | 835.3241 | 880.7885 | 823.027 | 750.0288 | 662.7496 | 663.4735 | 684.9376 | 608.3127 | 651.2481 | 756.9556 | 897.9633 | 985.6228 | 998.4842 | 995.1599 | 954.486 | 950.1961 | 891.0266 | 822.3249
2034-12-08 | 740.2317 | 683.6541 | 632.8136 | 611.3436 | 646.3785 | 755.025 | 840.674 | 883.9598 | 858.1151 | 800.1212 | 741.4918 | 759.6414 | 753.6215 | 769.4046 | 781.6371 | 831.3194 | 921.1331 | 985.1462 | 989.7134 | 973.1733 | 945.0681 | 935.5872 | 911.6394 | 840.3088
2034-12-09 | 762.7975 | 702.3108 | 651.6026 | 623.5789 | 624.6774 | 671.5759 | 712.2545 | 774.4376 | 748.5299 | 690.2863 | 633.2054 | 609.4215 | 621.6572 | 584.8549 | 610.5278 | 719.4545 | 870.4273 | 954.2066 | 988.9841 | 950.7402 | 957.5623 | 949.1946 | 915.0961 | 855.4211
2034-12-10 | 772.002 | 706.5651 | 653.4183 | 627.1526 | 628.1755 | 656.7481 | 685.8314 | 735.2114 | 748.2118 | 688.3279 | 617.3562 | 607.9508 | 608.0959 | 531.4507 | 603.2301 | 710.9407 | 866.2879 | 982.8842 | 1030.4077 | 982.1297 | 998.6158 | 981.6761 | 919.2033 | 845.9591
2034-12-11 | 756.6156 | 690.8873 | 642.5561 | 630.5826 | 669.8371 | 787.11 | 889.7678 | 936.6913 | 875.4778 | 807.8437 | 750.6733 | 745.309 | 738.4959 | 638.723 | 684.982 | 822.093 | 982.1983 | 1061.0242 | 1087.7487 | 1039.1307 | 1015.6697 | 995.8122 | 924.1345 | 870.2688
2034-12-12 | 752.7015 | 697.4827 | 655.06 | 630.8606 | 668.4749 | 766.4156 | 856.5702 | 892.4207 | 860.0552 | 798.8318 | 762.923 | 750.512 | 789.0435 | 716.5869 | 767.1768 | 822.926 | 948.9573 | 1031.1495 | 1057.4303 | 1048.6265 | 1033.2795 | 981.7089 | 920.1075 | 856.0433
2034-12-13 | 779.8137 | 695.5023 | 646.3685 | 622.8195 | 656.4637 | 751.2467 | 841.6683 | 879.6605 | 846.4813 | 761.9101 | 703.8706 | 696.0429 | 670.7038 | 592.1868 | 661.7196 | 751.9205 | 916.2376 | 1010.2955 | 1063.1635 | 1022.0076 | 1017.4574 | 979.5637 | 931.138 | 878.7043
2034-12-14 | 764.8676 | 698.9784 | 634.2335 | 612.0378 | 647.8733 | 757.2826 | 853.5109 | 896.9843 | 846.3394 | 781.9858 | 703.8162 | 688.7124 | 649.2733 | 595.1019 | 623.2119 | 749.0644 | 884.2373 | 997.0446 | 1016.6279 | 1006.8963 | 969.0474 | 954.3589 | 890.1488 | 823.2515
2034-12-15 | 752.5215 | 697.0932 | 645.1841 | 623.6848 | 658.8591 | 768.6376 | 866.1082 | 912.6171 | 869.2468 | 772.6893 | 697.0184 | 678.7942 | 674.3325 | 563.5507 | 592.146 | 727.56 | 873.6043 | 984.5902 | 1007.1325 | 977.0761 | 946.929 | 934.5882 | 920.6632 | 852.246
2034-12-16 | 772.2933 | 710.0752 | 659.8625 | 631.8056 | 633.9478 | 681.5252 | 727.8914 | 795.9015 | 748.2437 | 657.6923 | 586.6568 | 573.073 | 535.6905 | 446.3962 | 491.8134 | 657.4742 | 835.3587 | 948.068 | 999.0589 | 963.1862 | 958.5978 | 950.6155 | 919.5054 | 864.4268
2034-12-17 | 771.3319 | 705.5178 | 652.2269 | 625.2612 | 627.1884 | 655.2168 | 687.5129 | 745.8716 | 735.2471 | 650.0782 | 578.87 | 566.9614 | 562.8886 | 462.3941 | 527.9811 | 644.9951 | 828.2459 | 964.7365 | 1024.2791 | 993.0182 | 1008.4471 | 975.4804 | 910.8793 | 840.3514
2034-12-18 | 759.7749 | 694.7521 | 645.3955 | 633.7145 | 673.2839 | 791.9368 | 901.0601 | 964.3366 | 916.0165 | 833.0179 | 792.9264 | 792.1507 | 792.6019 | 772.9152 | 739.9076 | 854.3166 | 990.6811 | 1066.6156 | 1093.5547 | 1043.1933 | 1021.8604 | 993.9959 | 932.0562 | 864.8034
2034-12-19 | 760.5346 | 705.0682 | 663.1437 | 638.3955 | 676.1331 | 775.5619 | 866.5073 | 915.4786 | 908.6324 | 860.5387 | 790.0715 | 754.2793 | 812.1987 | 851.0002 | 802.5134 | 834.2498 | 965.6775 | 1035.0453 | 1071.027 | 1060.4943 | 1041.7313 | 999.7626 | 932.7798 | 866.6409
2034-12-20 | 778.8891 | 694.799 | 646.0503 | 621.808 | 655.6263 | 750.082 | 836.3466 | 881.9574 | 856.5692 | 824.5931 | 801.4972 | 742.4037 | 748.4104 | 755.2035 | 752.981 | 813.8365 | 939.1723 | 997.8944 | 1046.5979 | 1010.2908 | 1003.226 | 980.2724 | 933.7568 | 874.4692
2034-12-21 | 771.3173 | 706.1538 | 642.3367 | 619.2231 | 654.7563 | 767.1015 | 860.8915 | 911.9635 | 855.2424 | 770.563 | 688.7437 | 676.1854 | 686.1917 | 609.7872 | 610.5938 | 724.6516 | 865.4415 | 991.2186 | 1022.5486 | 1009.7218 | 974.1716 | 965.7594 | 901.9754 | 835.3257
2034-12-22 | 739.9856 | 683.3111 | 632.2026 | 611.6195 | 646.6753 | 755.1597 | 851.8398 | 901.0372 | 849.1241 | 761.3289 | 686.212 | 681.3193 | 683.7792 | 625.8425 | 590.8978 | 697.362 | 847.9576 | 954.6889 | 980.9164 | 956.3891 | 918.6974 | 917.2371 | 901.983 | 837.4522
2034-12-23 | 750.3179 | 689.4099 | 637.1097 | 610.9161 | 612.3005 | 656.084 | 699.9664 | 760.6037 | 724.3548 | 650.0315 | 572.8767 | 546.2871 | 522.9862 | 394.9342 | 456.2536 | 590.7791 | 770.4131 | 899.6438 | 959.5719 | 925.528 | 925.0183 | 916.1692 | 890.4887 | 833.5316
2034-12-24 | 756.6607 | 691.761 | 637.4605 | 612.6912 | 614.0735 | 640.8384 | 673.553 | 729.9139 | 730.2065 | 655.6711 | 578.5643 | 555.523 | 570.3055 | 497.8756 | 498.6305 | 632.9804 | 805.8435 | 925.7029 | 1007.719 | 981.5796 | 995.3113 | 962.9373 | 896.342 | 825.0243
2034-12-25 | 761.3991 | 694.3069 | 642.2587 | 614.9308 | 631.6357 | 683.6559 | 741.2653 | 789.0635 | 768.661 | 679.6993 | 646.3809 | 649.5187 | 656.5774 | 675.2774 | 592.6912 | 711.1359 | 863.2428 | 976.9872 | 1020.1878 | 964.9353 | 968.4145 | 965.0361 | 886.8587 | 827.7958
2034-12-26 | 726.5267 | 669.2524 | 621.4831 | 604.149 | 644.2269 | 737.0116 | 823.6024 | 860.9424 | 850.5994 | 824.5272 | 782.1525 | 741.9166 | 769.7805 | 769.7879 | 829.0139 | 830.2465 | 920.5411 | 972.0357 | 1004.7267 | 1013.2466 | 1002.5044 | 957.9158 | 893.8831 | 820.0381
2034-12-27 | 750.4069 | 667.2175 | 616.6573 | 594.4103 | 627.7805 | 716.825 | 800.2143 | 841.2904 | 779.2921 | 705.3679 | 652.5129 | 656.4945 | 682.6521 | 601.6957 | 631.5249 | 692.0452 | 852.1109 | 939.7752 | 998.7072 | 970.4778 | 963.122 | 933.8556 | 889.226 | 835.191
2034-12-28 | 746.7889 | 682.3662 | 616.1662 | 595.4009 | 630.8273 | 739.8719 | 834.1333 | 884.2102 | 834.1848 | 753.9866 | 709.0872 | 709.0941 | 716.7131 | 723.8605 | 668.464 | 730.8284 | 855.1654 | 956.2482 | 980.0726 | 979.0779 | 946.6975 | 926.7158 | 868.9742 | 800.4693
2034-12-29 | 724.6849 | 668.8063 | 616.8975 | 597.519 | 632.355 | 737.9082 | 833.0164 | 882.9774 | 835.3123 | 764.9428 | 641.4975 | 614.3503 | 624.3399 | 523.3547 | 544.7435 | 665.0107 | 812.8189 | 915.2679 | 955.1664 | 933.937 | 902.4761 | 888.7633 | 882.2769 | 812.9943
2034-12-30 | 743.61 | 683.3603 | 630.6566 | 604.7342 | 606.2285 | 649.4781 | 703.1919 | 783.7072 | 767.0931 | 696.4258 | 646.3471 | 626.5948 | 605.1927 | 582.51 | 577.8152 | 651.8137 | 785.67 | 906.0007 | 951.9208 | 930.1898 | 931.5846 | 923.448 | 887.2478 | 830.0338
2034-12-31 | 735.2228 | 671.8186 | 616.2062 | 593.0122 | 593.8664 | 620.322 | 651.9013 | 713.89 | 703.9959 | 609.5589 | 510.331 | 490.49 | 484.5482 | 354.4031 | 418.2448 | 570.3012 | 757.2023 | 882.1278 | 974.4692 | 951.6441 | 958.5293 | 936.5759 | 870.6905 | 794.6834
2035-01-01 | 741.2059 | 692.2395 | 647.5791 | 623.8397 | 642.1574 | 714.6978 | 790.391 | 828.5004 | 811.3408 | 708.8584 | 635.7721 | 635.1545 | 590.6824 | 548.162 | 613.4518 | 707.4212 | 901.0748 | 1001.7893 | 1050.3609 | 1005.2825 | 967.8114 | 959.8143 | 875.3048 | 794.5586
2035-01-02 | 730.467 | 681.7299 | 640.4959 | 628.8184 | 673.7862 | 810.9285 | 944.3146 | 977.8862 | 946.1341 | 829.5336 | 747.3651 | 738.3955 | 730.7573 | 652.7511 | 670.1576 | 792.7715 | 948.053 | 1048.9654 | 1084.0173 | 1058.0118 | 1035.9807 | 974.2891 | 894.4243 | 815.6422
2035-01-03 | 694.3541 | 659.3955 | 616.2224 | 601.3771 | 640.7824 | 765.0612 | 904.789 | 929.5466 | 865.8346 | 744.8083 | 664.6013 | 657.5153 | 679.5679 | 578.3656 | 592.1029 | 685.1273 | 871.3198 | 989.4127 | 1023.4713 | 987.5491 | 963.5589 | 934.7289 | 850.8579 | 775.1237
2035-01-04 | 664.0193 | 637.0862 | 601.4831 | 586.1539 | 624.5868 | 728.1393 | 850.7827 | 853.6622 | 793.3166 | 712.1179 | 658.7978 | 604.3163 | 572.4878 | 515.1299 | 593.0535 | 643.8228 | 804.2996 | 925.3074 | 979.6628 | 997.1733 | 967.2622 | 909.1457 | 827.412 | 752.3017
2035-01-05 | 713.451 | 643.5204 | 598.8173 | 580.2121 | 619.5238 | 719.9572 | 840.5776 | 846.1942 | 788.568 | 679.3973 | 622.7154 | 582.8815 | 603.1935 | 497.8973 | 526.5423 | 638.9381 | 797.9381 | 886.0491 | 961.937 | 955.0253 | 938.3433 | 879.9144 | 849.7823 | 802.8443
2035-01-06 | 747.1182 | 688.3276 | 618.636 | 593.0639 | 595.2901 | 646.465 | 728.2967 | 779.668 | 726.379 | 623.4424 | 537.1862 | 514.2026 | 482.5464 | 373.4094 | 406.9473 | 554.8276 | 743.0398 | 875.4123 | 930.0587 | 932.1872 | 905.653 | 883.9436 | 842.9127 | 780.2523
2035-01-07 | 706.3079 | 653.0808 | 604.9996 | 583.9024 | 586.937 | 621.4069 | 688.1002 | 714.9638 | 695.0101 | 589.749 | 499.0381 | 481.7812 | 453.0715 | 365.9697 | 401.1274 | 538.675 | 739.5838 | 892.2209 | 974.4367 | 954.0386 | 933.4223 | 913.443 | 827.5172 | 741.1971
2035-01-08 | 708.2753 | 662.3169 | 620.3632 | 612.5525 | 656.2177 | 799.1822 | 936.9355 | 976.4788 | 898.5743 | 776.8837 | 698.0737 | 698.7756 | 644.8243 | 573.0176 | 594.3985 | 716.5212 | 913.4377 | 1011.7032 | 1088.3638 | 1053.6606 | 1006.8904 | 967.2287 | 881.4761 | 793.3846
2035-01-09 | 695.5206 | 652.5268 | 611.5864 | 596.2147 | 637.186 | 765.5343 | 897.5483 | 917.8516 | 880.7048 | 774.3368 | 710.428 | 680.1894 | 650.3757 | 550.3464 | 562.199 | 668.1906 | 862.0302 | 978.6908 | 1038.4143 | 1020.8354 | 991.8536 | 924.2316 | 833.6688 | 758.2396
2035-01-10 | 710.8642 | 677.9655 | 635.1273 | 618.1717 | 656.5323 | 783.7491 | 922.7544 | 955.9379 | 893.5461 | 785.344 | 711.6829 | 684.8728 | 668.6664 | 587.1026 | 605.1495 | 746.8964 | 920.7607 | 1030.5017 | 1073.4617 | 1025.6238 | 1002.6323 | 967.3294 | 882.0725 | 806.2912
2035-01-11 | 693.3226 | 662.2907 | 628.5863 | 609.6294 | 647.9792 | 754.9194 | 878.7381 | 887.7451 | 851.3346 | 781.9213 | 766.5218 | 728.0567 | 731.6452 | 591.5953 | 637.2908 | 671.0379 | 854.3812 | 969.1347 | 1032.9109 | 1034.7879 | 1011.4411 | 949.5896 | 866.1503 | 792.4187
2035-01-12 | 753.1293 | 681.165 | 636.0864 | 615.4788 | 654.0868 | 760.4191 | 884.4652 | 903.7145 | 854.3779 | 742.7725 | 686.963 | 651.7968 | 586.9751 | 493.0255 | 582.9118 | 677.3193 | 839.118 | 954.6074 | 1039.8311 | 1012.4871 | 994.3838 | 943.7867 | 904.5106 | 849.4806
2035-01-13 | 771.5085 | 713.2374 | 644.6222 | 616.6903 | 619.9823 | 672.633 | 759.2618 | 814.009 | 761.3416 | 665.907 | 589.3162 | 560.779 | 440.2833 | 390.607 | 426.3031 | 596.3422 | 789.9394 | 923.4337 | 988.1244 | 975.2063 | 951.6238 | 925.6416 | 879.9362 | 811.8638
2035-01-14 | 746.4046 | 692.6653 | 646.3763 | 621.8752 | 626.7468 | 668.679 | 741.8719 | 790.5472 | 775.6092 | 690.5755 | 596.7188 | 580.8054 | 532.7397 | 436.4589 | 512.3014 | 647.4479 | 840.3362 | 972.5868 | 1049.0057 | 1021.0902 | 1000.4091 | 973.0909 | 885.2882 | 796.2913
2035-01-15 | 725.5018 | 677.2426 | 629.4554 | 606.923 | 621.4589 | 688.6405 | 764.6325 | 799.7833 | 812.8234 | 728.3929 | 669.9423 | 656.0777 | 631.7562 | 548.7269 | 557.6966 | 694.8042 | 867.2948 | 965.9597 | 1024.8397 | 975.9119 | 949.0872 | 932.0633 | 842.5795 | 765.7692
2035-01-16 | 717.2323 | 672.1412 | 629.2707 | 618.6113 | 663.1359 | 796.7542 | 929.3184 | 958.3188 | 940.15 | 832.8092 | 756.8938 | 725.258 | 731.0768 | 616.2059 | 618.6525 | 726.227 | 909.6928 | 1011.0594 | 1075.5447 | 1050.9728 | 1024.963 | 957.3688 | 870.4145 | 794.0668
2035-01-17 | 702.9456 | 671.5157 | 629.9624 | 613.8021 | 651.9099 | 777.5133 | 916.5493 | 950.7313 | 899.0869 | 790.1819 | 730.1279 | 705.946 | 682.4439 | 590.3269 | 613.7439 | 706.0658 | 878.6207 | 1014.7974 | 1066.032 | 1017.7209 | 1000.5522 | 961.532 | 873.5419 | 799.9654
2035-01-18 | 690.3919 | 661.527 | 626.5266 | 608.4316 | 646.5344 | 753.5604 | 878.2749 | 886.7995 | 836.1001 | 746.1841 | 698.6167 | 643.3004 | 546.2262 | 510.7506 | 560.0732 | 630.2983 | 819.723 | 941.1851 | 1022.2638 | 1038.2376 | 1009.9931 | 950.9318 | 865.5213 | 786.7429
2035-01-19 | 742.4055 | 667.3549 | 624.3612 | 605.037 | 643.5808 | 747.7334 | 870.4484 | 890.2595 | 838.969 | 732.2146 | 675.414 | 636.2561 | 558.1372 | 485.2199 | 561.5871 | 647.5487 | 817.6889 | 918.4064 | 1015.0484 | 994.9896 | 979.5999 | 925.783 | 887.845 | 832.5862
2035-01-20 | 747.7274 | 687.9314 | 619.0362 | 594.7702 | 597.0532 | 648.3723 | 727.2924 | 779.4713 | 758.0878 | 692.36 | 593.913 | 602.8721 | 599.1563 | 549.8249 | 552.4533 | 683.5709 | 809.6513 | 898.9851 | 956.1799 | 951.3011 | 921.221 | 900.8428 | 854.056 | 786.6879
2035-01-21 | 741.7546 | 685.0812 | 639.6701 | 615.9114 | 619.532 | 659.7497 | 729.0805 | 766.9026 | 760.6743 | 688.9434 | 604.5992 | 586.4093 | 556.0818 | 424.5343 | 471.1386 | 612.633 | 785.8882 | 927.8884 | 1024.4317 | 995.4464 | 974.7597 | 956.0159 | 877.7529 | 786.0514
2035-01-22 | 701.3381 | 653.988 | 609.9529 | 602.9629 | 646.3342 | 786.4701 | 921.4959 | 959.2144 | 900.0981 | 792.5497 | 726.382 | 699.2008 | 677.213 | 591.9289 | 594.0974 | 695.5519 | 855.8922 | 976.1242 | 1073.6631 | 1039.9589 | 995.8425 | 949.078 | 866.0966 | 778.8473
2035-01-23 | 667.2261 | 627.2196 | 585.0136 | 572.242 | 613.1655 | 737.0619 | 864.9433 | 877.4455 | 838.4761 | 722.6455 | 629.1572 | 619.2001 | 639.4931 | 594.6832 | 587.3345 | 680.2343 | 840.8496 | 914.5196 | 994.2208 | 990.8878 | 960.871 | 886.983 | 795.2729 | 725.3903
2035-01-24 | 665.0156 | 633.9208 | 591.6693 | 577.7422 | 615.3499 | 734.6051 | 871.0107 | 900.5047 | 841.3352 | 740.1421 | 684.3441 | 667.5665 | 669.9542 | 586.3104 | 574.015 | 670.2045 | 823.7789 | 940.3134 | 1006.0634 | 974.0808 | 948.3573 | 911.1758 | 821.546 | 748.6525
2035-01-25 | 670.1412 | 640.5559 | 603.3579 | 587.6283 | 624.9373 | 727.8734 | 851.0029 | 858.5465 | 820.4701 | 753.837 | 698.2247 | 659.9036 | 689.9405 | 589.8646 | 631.7699 | 657.6157 | 799.5305 | 908.285 | 994.4495 | 1004.6274 | 980.807 | 917.1374 | 831.266 | 758.6718
2035-01-26 | 760.8074 | 688.3169 | 643.9086 | 622.3869 | 660.8508 | 768.8387 | 892.6845 | 920.1614 | 871.5087 | 755.7192 | 679.7982 | 632.5957 | 539.1083 | 484.2978 | 546.1976 | 656.0268 | 812.2084 | 922.5708 | 1038.8748 | 1017.7118 | 999.0865 | 948.1824 | 912.7136 | 858.5548
2035-01-27 | 754.5375 | 697.4177 | 630.0841 | 603.1404 | 605.919 | 658.7359 | 741.439 | 795.3514 | 752.2668 | 651.3558 | 576.2476 | 570.7554 | 554.8263 | 467.3171 | 492.5236 | 654.866 | 779.831 | 883.1495 | 955.0592 | 946.7406 | 926.1364 | 908.2592 | 862.2198 | 794.6138
2035-01-28 | 716.9594 | 662.2286 | 615.4389 | 593.5159 | 597.3029 | 633.6523 | 702.1791 | 735.5571 | 701.4219 | 598.0197 | 522.2747 | 537.1148 | 517.2704 | 392.3771 | 387.8394 | 520.9263 | 698.54 | 835.7674 | 966.5161 | 950.2975 | 932.8062 | 923.7924 | 840.524 | 753.0972
2035-01-29 | 690.2621 | 645.5629 | 603.7847 | 598.1666 | 641.921 | 781.3756 | 911.6637 | 955.0445 | 894.1343 | 767.6179 | 694.433 | 668.3189 | 648.7248 | 566.0582 | 563.5379 | 667.1112 | 854.1766 | 954.5169 | 1054.5796 | 1026.2835 | 985.1105 | 938.6005 | 855.9522 | 770.2743
2035-01-30 | 701.7743 | 661.5666 | 621.657 | 605.6808 | 646.0906 | 777.2422 | 907.7785 | 930.4135 | 880.2659 | 775.6069 | 681.0801 | 664.4678 | 597.4165 | 552.4837 | 536.2025 | 661.0113 | 820.4897 | 933.9417 | 1050.9911 | 1033.7066 | 1007.8302 | 942.3999 | 853.4732 | 778.0093
2035-01-31 | 701.9826 | 670.0375 | 628.3624 | 612.3649 | 650.4966 | 776.3449 | 917.0837 | 948.1314 | 890.5555 | 775.5606 | 698.9708 | 669.178 | 621.6964 | 534.6088 | 573.7733 | 676.7407 | 826.3636 | 953.5163 | 1041.647 | 996.3417 | 977.6529 | 949.0083 | 866.2539 | 793.8998
2035-02-01 | 739.5609 | 722.0724 | 685.1554 | 662.1081 | 705.059 | 821.4973 | 934.0522 | 946.1058 | 868.1167 | 754.3545 | 725.4835 | 710.5518 | 649.8828 | 582.0658 | 608.7864 | 636.5763 | 797.9471 | 942.3694 | 1014.5371 | 1052.737 | 1034.865 | 981.3739 | 897.8314 | 835.7152
2035-02-02 | 779.2586 | 717.861 | 671.5053 | 649.9386 | 690.4736 | 798.8598 | 911.1211 | 931.7839 | 869.7303 | 774.4205 | 735.7526 | 668.9815 | 601.9768 | 500.7085 | 624.5859 | 659.516 | 825.9753 | 902.1811 | 1005.4021 | 1007.139 | 1003.9223 | 950.0035 | 908.0906 | 866.7664
2035-02-03 | 786.7691 | 744.9047 | 674.5485 | 644.5041 | 654.3518 | 721.0079 | 799.7284 | 861.1286 | 823.1052 | 734.3956 | 652.0467 | 640.7386 | 585.6149 | 531.7226 | 474.067 | 586.6953 | 768.6016 | 897.0867 | 955.977 | 975.4498 | 955.7665 | 928.5278 | 875.6648 | 824.4321
2035-02-04 | 752.561 | 711.1663 | 661.9218 | 637.9229 | 647.6993 | 700.2722 | 762.2632 | 798.6548 | 777.1091 | 696.9223 | 614.9874 | 605.723 | 599.3474 | 488.6248 | 479.6619 | 564.4653 | 753.2858 | 897.0421 | 986.9009 | 987.1507 | 972.3343 | 950.313 | 863.7057 | 789.3778
2035-02-05 | 742.5081 | 705.9571 | 662.0336 | 650.4763 | 695.6907 | 839.8519 | 961.3321 | 1005.1092 | 931.2868 | 788.6193 | 712.58 | 696.2772 | 717.8816 | 631.6897 | 613.5736 | 678.18 | 845.3122 | 981.446 | 1081.9559 | 1074.0875 | 1039.469 | 994.4797 | 905.9652 | 827.0329
2035-02-06 | 752.0147 | 723.4599 | 682.4503 | 661.1807 | 704.5513 | 841.2996 | 958.9753 | 989.9393 | 956.6479 | 852.0996 | 777.1267 | 770.3155 | 736.471 | 670.9189 | 598.0651 | 683.428 | 858.4923 | 981.038 | 1054.6953 | 1057.406 | 1046.1979 | 976.7607 | 884.1198 | 823.3958
2035-02-07 | 752.1967 | 728.6297 | 686.1461 | 664.6157 | 705.7795 | 837.9549 | 965.872 | 1001.6118 | 888.2737 | 744.4588 | 668.3622 | 645.7374 | 500.2038 | 510.8406 | 513.4762 | 632.2163 | 818.2365 | 954.2833 | 1037.1466 | 1029.9815 | 1016.0561 | 990.2717 | 898.9162 | 840.0779
2035-02-08 | 736.9406 | 720.461 | 681.441 | 658.5084 | 701.0813 | 815.3012 | 925.7918 | 930.8102 | 848.0524 | 724.1035 | 661.1297 | 621.4535 | 496.0358 | 470.364 | 545.7351 | 598.3391 | 774.5297 | 916.1679 | 1009.9362 | 1050.709 | 1032.2671 | 971.5868 | 884.6047 | 827.4204
2035-02-09 | 799.6757 | 737.1471 | 694.7151 | 669.9623 | 712.3446 | 827.7532 | 938.1638 | 957.6447 | 877.4679 | 750.2803 | 685.4268 | 654.5056 | 512.7003 | 484.6055 | 533.1071 | 615.2648 | 808.6795 | 928.1177 | 1050.3442 | 1056.7748 | 1046.4467 | 993.8164 | 946.1391 | 902.6248
2035-02-10 | 823.2258 | 776.185 | 708.1908 | 677.0909 | 687.6604 | 761.1344 | 842.0177 | 897.8535 | 858.0324 | 735.2799 | 662.1012 | 624.4548 | 563.9906 | 473.9631 | 499.3872 | 640.9172 | 801.3202 | 938.5635 | 1016.1444 | 1021.4969 | 1005.7198 | 974.7949 | 919.0444 | 865.2472
2035-02-11 | 769.1874 | 730.0561 | 680.6857 | 655.7496 | 664.9967 | 720.9104 | 779.7923 | 811.3792 | 787.3896 | 676.9009 | 599.052 | 582.1581 | 524.6434 | 436.4028 | 441.5901 | 524.7335 | 721.7874 | 889.5638 | 999.4295 | 1001.507 | 992.8007 | 972.88 | 883.5701 | 809.4354
2035-02-12 | 744.5789 | 709.6066 | 665.8303 | 654.163 | 699.5568 | 844.1314 | 969.6305 | 1003.7304 | 918.7416 | 772.4286 | 674.7061 | 665.1043 | 546.6327 | 504.6094 | 503.5434 | 636.0646 | 849.1539 | 952.1264 | 1067.4532 | 1061.0954 | 1032.815 | 989.3946 | 904.3696 | 830.3877
2035-02-13 | 762.6328 | 731.3763 | 693.4395 | 671.3865 | 715.1098 | 853.9204 | 973.8469 | 1005.418 | 1000.7456 | 921.3536 | 869.4285 | 725.7568 | 730.6398 | 684.82 | 639.5951 | 720.8953 | 880.8626 | 989.2278 | 1066.5647 | 1070.8842 | 1050.9769 | 991.9041 | 904.2023 | 839.919
2035-02-14 | 753.8182 | 732.6514 | 690.0419 | 668.8107 | 710.3554 | 843.7014 | 969.5057 | 998.9543 | 941.754 | 842.3762 | 779.979 | 792.9333 | 777.0743 | 735.7723 | 626.4722 | 700.5654 | 858.0203 | 970.6649 | 1045.6299 | 1029.4426 | 1016.5254 | 990.0228 | 905.8692 | 845.1822
2035-02-15 | 758.2157 | 739.3726 | 703.663 | 679.0786 | 722.1976 | 841.4575 | 946.3085 | 960.9873 | 917.5056 | 818.1193 | 733.4724 | 696.3634 | 613.6704 | 570.2192 | 588.9036 | 624.1345 | 790.4084 | 931.7728 | 1041.9624 | 1076.7163 | 1056.5269 | 1007.2444 | 921.7386 | 859.7837
2035-02-16 | 785.854 | 722.8791 | 678.2419 | 655.0191 | 695.309 | 808.1247 | 903.5057 | 913.0543 | 858.035 | 735.6353 | 649.0551 | 626.3517 | 509.0242 | 488.5102 | 534.6274 | 585.4559 | 762.4515 | 873.3936 | 1005.0334 | 1015.403 | 1007.4031 | 957.0751 | 920.3832 | 877.3986
2035-02-17 | 794.5639 | 751.5437 | 683.0031 | 651.8401 | 661.8013 | 728.3148 | 807.1952 | 852.1204 | 767.6253 | 671.4703 | 614.7423 | 593.2071 | 479.9753 | 391.4028 | 394.2996 | 529.7832 | 704.0016 | 847.903 | 946.8117 | 984.1935 | 968.0529 | 941.8312 | 886.6011 | 832.6517
2035-02-18 | 780.8473 | 740.1201 | 697.0645 | 671.3572 | 682.9028 | 742.8026 | 811.9542 | 840.4939 | 805.0347 | 677.8584 | 635.8442 | 653.6974 | 627.4288 | 600.077 | 555.3379 | 624.1762 | 797.8142 | 922.2633 | 1017.2575 | 1034.8018 | 1027.992 | 998.1043 | 914.0043 | 839.53
2035-02-19 | 779.0057 | 742.4549 | 697.1454 | 670.7163 | 694.3651 | 783.9523 | 862.5337 | 875.1391 | 852.4192 | 730.7563 | 655.2253 | 618.1802 | 510.3986 | 439.5499 | 473.7694 | 593.9025 | 757.146 | 897.8821 | 1004.6858 | 1005.2674 | 988.1441 | 985.4573 | 893.7756 | 826.6937
2035-02-20 | 753.9684 | 723.6682 | 680.5776 | 665.501 | 712.9783 | 852.4334 | 971.7282 | 991.2137 | 923.6774 | 793.5196 | 719.5196 | 688.6057 | 625.9105 | 603.9241 | 591.0104 | 681.3535 | 811.3887 | 936.7119 | 1045.0824 | 1056.3461 | 1038.3762 | 985.7885 | 896.9459 | 833.4501
2035-02-21 | 741.6036 | 718.8614 | 677.6843 | 657.8982 | 699.725 | 831.2628 | 955.4671 | 965.7345 | 890.7023 | 764.8479 | 680.178 | 665.5963 | 566.237 | 565.9332 | 546.5973 | 628.3306 | 805.8791 | 927.0566 | 1011.8264 | 1009.1231 | 997.3399 | 977.0227 | 888.4596 | 830.6834
2035-02-22 | 745.7943 | 729.8892 | 692.97 | 670.0906 | 712.8727 | 830.9405 | 943.7819 | 942.9617 | 865.2075 | 782.2107 | 763.1258 | 717.3819 | 671.9302 | 592.1797 | 654.9787 | 693.72 | 835.9104 | 936.4373 | 1032.8971 | 1064.4418 | 1046.4273 | 993.7569 | 910.5701 | 848.7393
2035-02-23 | 790.4707 | 729.3404 | 686.5936 | 662.1872 | 703.216 | 816.6514 | 927.2532 | 933.9971 | 874.4067 | 733.9152 | 667.3516 | 638.795 | 549.1278 | 505.7219 | 592.5241 | 627.5309 | 785.1766 | 888.964 | 1019.9696 | 1025.6605 | 1024.4226 | 970.5853 | 928.0624 | 881.3206
2035-02-24 | 798.338 | 752.6622 | 684.7236 | 656.6803 | 666.624 | 736.8463 | 815.8272 | 851.9099 | 803.5978 | 687.8857 | 593.2972 | 571.8177 | 544.3325 | 461.723 | 460.7604 | 594.7848 | 728.0696 | 872.9066 | 954.3508 | 987.2665 | 967.63 | 943.6876 | 889.3155 | 835.1522
2035-02-25 | 744.8466 | 707.3201 | 658.5813 | 635.9446 | 645.8614 | 698.3225 | 761.8037 | 770.2449 | 730.6322 | 612.6909 | 549.3908 | 538.1104 | 468.0377 | 412.7592 | 512.5159 | 588.275 | 709.5985 | 840.0083 | 955.7414 | 969.4334 | 960.588 | 946.0723 | 858.8759 | 784.9859
2035-02-26 | 725.8861 | 692.4543 | 648.6487 | 638.9939 | 684.1897 | 826.0177 | 945.282 | 957.1939 | 880.458 | 715.8838 | 640.4485 | 625.6554 | 516.0769 | 501.5284 | 481.9466 | 571.0054 | 770.6695 | 899.6126 | 1015.4709 | 1029.8661 | 996.933 | 960.6433 | 873.2401 | 801.3188
2035-02-27 | 718.2403 | 689.5293 | 648.0494 | 629.4122 | 671.8741 | 803.1983 | 917.5135 | 918.4319 | 835.4555 | 670.1111 | 606.8306 | 591.7 | 477.1531 | 538.2035 | 550.2008 | 609.8748 | 790.2151 | 894.3712 | 984.0072 | 1011.9003 | 992.1319 | 928.1583 | 838.9239 | 780.0067
2035-02-28 | 742.5096 | 723.1221 | 679.6212 | 659.9117 | 701.6404 | 833.7059 | 957.5571 | 972.4876 | 919.9671 | 804.4286 | 744.9234 | 753.5466 | 751.6284 | 688.4295 | 721.2638 | 782.9216 | 901.5065 | 973.8657 | 1031.9391 | 1018.5948 | 1008.4484 | 981.3948 | 891.9595 | 835.2951
2035-03-01 | 773.3365 | 701.9842 | 662.2318 | 630.3813 | 668.0179 | 776.3802 | 881.9457 | 918.0045 | 873.6387 | 796.9168 | 758.6966 | 724.6613 | 670.9745 | 584.5916 | 624.4822 | 664.5709 | 807.318 | 930.2546 | 1031.682 | 1051.3309 | 1026.322 | 998.8074 | 920.8677 | 864.9721
2035-03-02 | 751.8262 | 708.0419 | 642.7171 | 611.111 | 646.887 | 768.0904 | 875.7548 | 918.2465 | 837.7934 | 727.9579 | 670.4755 | 651.5014 | 588.7275 | 524.6958 | 492.1692 | 587.7881 | 750.4662 | 876.3658 | 952.0536 | 979.5777 | 917.3493 | 919.7723 | 879.6737 | 811.3491
2035-03-03 | 723.4665 | 678.4374 | 632.2558 | 600.6787 | 603.8508 | 657.7394 | 729.3114 | 764.9459 | 712.0662 | 653.3515 | 582.5356 | 496.8322 | 417.1389 | 354.3048 | 430.1335 | 538.3412 | 677.7472 | 809.7846 | 903.9875 | 927.1534 | 890.9034 | 906.1744 | 857.0873 | 795.7165
2035-03-04 | 738.1888 | 697.3139 | 648.5756 | 616.4034 | 619.1376 | 664.9926 | 716.2483 | 771.1022 | 751.4574 | 654.8777 | 577.9904 | 566.9536 | 504.5271 | 406.8842 | 483.7924 | 591.6199 | 762.1047 | 865.4667 | 971.6541 | 967.7835 | 954.757 | 960.6768 | 878.7889 | 793.1882
2035-03-05 | 712.8884 | 669.4638 | 626.5412 | 607.2785 | 647.4588 | 777.3263 | 892.5548 | 909.6116 | 830.4904 | 688.4173 | 619.3587 | 516.5916 | 422.8088 | 407.0415 | 419.8537 | 520.7078 | 698.5043 | 861.9006 | 1013.5046 | 1021.5313 | 995.1282 | 961.8769 | 881.9341 | 803.5642
2035-03-06 | 733.2435 | 692.4652 | 654.5944 | 625.4191 | 663.2408 | 787.5495 | 912.3829 | 931.4223 | 848.2558 | 729.0942 | 645.7243 | 558.9517 | 457.3476 | 437.7475 | 441.6297 | 563.5863 | 727.7675 | 892.325 | 1007.0878 | 1015.4502 | 998.0175 | 972.774 | 878.977 | 814.9502
2035-03-07 | 726.1255 | 701.0963 | 661.6486 | 631.0538 | 667.494 | 775.0003 | 884.071 | 893.9714 | 815.0247 | 701.1019 | 640.0444 | 556.24 | 483.3175 | 484.4561 | 588.3301 | 643.5054 | 790.0505 | 910.3123 | 1000.6517 | 1015.6089 | 990.5227 | 974.5861 | 907.8524 | 833.4786
2035-03-08 | 761.8556 | 691.9824 | 653.2463 | 622.8784 | 660.5865 | 766.7952 | 875.0067 | 884.9867 | 812.9562 | 727.9422 | 686.2829 | 663.658 | 553.6354 | 582.4746 | 623.856 | 629.2198 | 766.897 | 854.2137 | 997.3478 | 1027.0374 | 1001.8639 | 974.8288 | 904.3246 | 848.0273
2035-03-09 | 784.9796 | 740.2665 | 676.3713 | 642.3021 | 678.1918 | 802.6202 | 919.7026 | 957.191 | 884.3455 | 771.4294 | 681.4725 | 645.7989 | 530.6109 | 489.7179 | 537.9763 | 631.3381 | 757.714 | 894.4761 | 993.8758 | 1008.6644 | 953.3925 | 957.6204 | 922.5582 | 850.5884
2035-03-10 | 755.3947 | 709.425 | 665.6754 | 632.1001 | 635.9167 | 695.9418 | 771.2302 | 792.2321 | 728.8705 | 610.2101 | 561.9419 | 493.5279 | 353.6201 | 324.9295 | 373.0973 | 515.5873 | 663.9932 | 822.1522 | 950.4968 | 960.0283 | 934.6595 | 948.8487 | 900.826 | 832.5347
2035-03-11 | 749.908 | 707.5172 | 658.8725 | 619.9442 | 620.7894 | 652.5519 | 704.5174 | 753.6963 | 748.5652 | 666.2151 | 609.2631 | 599.8548 | 549.4686 | 424.8563 | 478.2161 | 553.6137 | 726.996 | 872.3942 | 993.5112 | 982.9192 | 989.269 | 981.8066 | 899.8424 | 810.4366
2035-03-12 | 738.8179 | 687.0163 | 645.57 | 619.4479 | 653.8879 | 763.6894 | 902.3726 | 941.2732 | 903.4826 | 778.6312 | 706.3307 | 688.5581 | 629.8221 | 553.2172 | 528.5895 | 582.9014 | 742.6243 | 890.9435 | 1040.9382 | 1051.2991 | 1041.885 | 1013.0067 | 921.9153 | 840.1453
2035-03-13 | 747.3976 | 703.7008 | 663.8485 | 628.8093 | 658.5976 | 761.2544 | 909.6559 | 926.1508 | 864.2713 | 744.4414 | 664.3269 | 647.844 | 529.2234 | 541.9889 | 542.2713 | 634.7349 | 788.5911 | 917.5998 | 1021.6301 | 1023.8622 | 1031.9894 | 1007.8189 | 907.8023 | 840.2064
2035-03-14 | 731.1288 | 700.9285 | 662.0183 | 622.3344 | 649.2577 | 738.3644 | 869.3876 | 873.8206 | 817.1048 | 739.0722 | 708.612 | 657.3382 | 562.8585 | 559.1227 | 601.8934 | 661.9629 | 798.4824 | 906.4357 | 1006.5509 | 1028.4749 | 1025.1936 | 1001.3662 | 925.2052 | 844.8759
2035-03-15 | 759.6624 | 685.0641 | 642.5969 | 607.6048 | 635.0691 | 716.9187 | 847.0197 | 849.7229 | 806.0662 | 697.8714 | 640.0017 | 584.631 | 461.9793 | 443.7018 | 499.6566 | 572.1461 | 709.2725 | 835.4021 | 989.6044 | 1015.713 | 1021.7727 | 991.9604 | 910.6991 | 847.4423
2035-03-16 | 744.0724 | 694.7406 | 623.3494 | 587.8901 | 614.9119 | 709.6925 | 842.9633 | 838.8596 | 752.7697 | 635.6056 | 525.4572 | 475.0643 | 372.3257 | 403.9884 | 404.4111 | 497.7738 | 662.8177 | 816.5271 | 913.6334 | 957.1457 | 901.5225 | 930.0938 | 871.4831 | 795.2181
2035-03-17 | 733.5586 | 688.2388 | 640.0856 | 603.3018 | 602.9966 | 645.6599 | 719.0742 | 714.7593 | 641.5682 | 551.1218 | 487.0179 | 376.7897 | 284.4193 | 235.8853 | 275.8831 | 413.9334 | 597.2604 | 778.2069 | 915.3573 | 942.4508 | 916.1123 | 922.0962 | 875.5991 | 809.9129
2035-03-18 | 720.4664 | 674.6406 | 625.4449 | 590.077 | 590.0111 | 623.6937 | 672.5778 | 676.7886 | 658.2972 | 545.8402 | 464.8937 | 431.105 | 311.6941 | 287.5179 | 353.6291 | 440.2795 | 634.475 | 791.5342 | 940.2587 | 956.9364 | 954.3159 | 944.7324 | 859.3903 | 773.8865
2035-03-19 | 713.446 | 664.1359 | 619.8087 | 595.9144 | 630.0455 | 742.335 | 877.3558 | 879.3493 | 821.807 | 722.5949 | 666.4828 | 661.1565 | 584.8386 | 548.2591 | 560.2133 | 592.3344 | 734.8074 | 862.1102 | 1023.9356 | 1043.0546 | 1013.1662 | 977.5105 | 885.4176 | 804.0694
2035-03-20 | 731.6048 | 688.5746 | 646.9441 | 614.2237 | 643.4844 | 751.3246 | 896.7702 | 894.4938 | 845.2934 | 716.8084 | 670.502 | 642.9312 | 517.8782 | 542.2726 | 573.0222 | 646.6919 | 785.5803 | 901.4483 | 1011.9878 | 1031.6238 | 1014.0214 | 985.5372 | 886.4892 | 816.3977
2035-03-21 | 728.1491 | 699.6877 | 659.4664 | 619.7363 | 646.9958 | 738.6021 | 870.741 | 872.2759 | 821.1659 | 747.303 | 720.2934 | 654.7329 | 553.3794 | 507.3359 | 574.469 | 642.0898 | 789.256 | 900.5906 | 1022.256 | 1041.8753 | 1020.4267 | 990.1334 | 915.6528 | 835.7488
2035-03-22 | 777.0406 | 703.7863 | 663.8938 | 624.8859 | 651.8612 | 744.3895 | 874.6303 | 869.6946 | 838.9943 | 756.8866 | 733.9212 | 729.95 | 661.1654 | 591.1339 | 636.6547 | 636.1743 | 828.5972 | 914.5362 | 1045.132 | 1061.4701 | 1055.6008 | 1018.9599 | 933.1019 | 872.5268
2035-03-23 | 803.498 | 754.9494 | 680.5629 | 627.1218 | 629.7434 | 668.0457 | 737.6177 | 731.0716 | 730.2137 | 646.9634 | 599.9929 | 560.9968 | 400.7341 | 397.6956 | 429.8703 | 586.8639 | 728.5639 | 859.2287 | 933.9219 | 948.3173 | 908.3289 | 958.615 | 900.3792 | 837.8384
2035-03-24 | 757.5276 | 704.5577 | 654.9532 | 621.1837 | 624.5648 | 671.4268 | 746.6218 | 747.4291 | 717.0928 | 675.9831 | 602.6649 | 607.1092 | 553.9614 | 452.5734 | 478.9222 | 543.9561 | 688.6519 | 850.915 | 968.0183 | 978.4474 | 945.5953 | 949.8013 | 912.0778 | 841.6266
2035-03-25 | 764.612 | 716.5049 | 669.6026 | 632.2284 | 632.9394 | 675.5736 | 727.8586 | 714.331 | 710.8692 | 631.8146 | 600.2213 | 601.4171 | 474.6043 | 423.2878 | 462.4244 | 549.3316 | 725.5126 | 872.8247 | 1007.2967 | 1007.5428 | 1007.2362 | 999.1289 | 917.8073 | 828.8971
2035-03-26 | 776.0789 | 729.5935 | 680.8073 | 638.3442 | 646.7512 | 699.025 | 773.5282 | 757.144 | 742.8404 | 643.1335 | 593.7445 | 521.6156 | 398.9912 | 385.0402 | 384.6322 | 492.7246 | 676.8851 | 860.9899 | 1003.0041 | 1003.0569 | 1015.5099 | 1003.8107 | 913.8015 | 841.6072
2035-03-27 | 747.7354 | 699.7504 | 659.447 | 628.5984 | 662.3053 | 773.5391 | 920.8868 | 893.5818 | 813.9164 | 677.2809 | 592.2166 | 445.8755 | 399.6527 | 389.7922 | 394.5122 | 491.5517 | 705.9366 | 881.5574 | 1011.5892 | 1028.1143 | 1017.8352 | 1005.6918 | 907.0298 | 839.4165
2035-03-28 | 727.7823 | 698.1969 | 656.6089 | 620.2178 | 647.6816 | 732.766 | 866.8507 | 815.0206 | 783.5893 | 717.2018 | 699.6017 | 622.451 | 514.1069 | 484.2954 | 519.1347 | 561.8803 | 708.9684 | 864.6573 | 996.7469 | 1025.9498 | 1020.4414 | 990.2376 | 915.6873 | 839.963
2035-03-29 | 767.6997 | 692.1109 | 651.4348 | 615.0075 | 641.7322 | 724.604 | 850.8246 | 828.3674 | 780.2629 | 697.8149 | 625.1553 | 552.8045 | 433.2461 | 399.1268 | 459.992 | 529.0157 | 705.2825 | 833.745 | 993.5681 | 1024.9822 | 1037.1618 | 1003.8397 | 923.3119 | 858.7111
2035-03-30 | 771.3161 | 721.494 | 653.1761 | 614.7268 | 642.7052 | 746.9261 | 881.2854 | 851.8232 | 798.7665 | 671.5247 | 588.9634 | 511.458 | 401.6746 | 383.8876 | 420.274 | 520.7146 | 692.5773 | 870.7909 | 968.0679 | 1003.1629 | 953.4367 | 970.1821 | 910.6619 | 841.367
2035-03-31 | 778.1172 | 727.3824 | 681.2114 | 641.3675 | 641.3002 | 691.4483 | 767.4869 | 749.8043 | 707.173 | 650.8825 | 630.4252 | 624.883 | 531.988 | 456.6771 | 470.344 | 567.8513 | 750.7312 | 924.2075 | 1025.9528 | 1023.6503 | 982.9547 | 982.7501 | 935.8968 | 864.2962
2035-04-01 | 803.7764 | 755.7547 | 696.3999 | 663.3347 | 669.2424 | 708.7642 | 748.7045 | 755.129 | 770.1463 | 661.7549 | 614.4969 | 570.1959 | 445.9161 | 403.0134 | 478.7445 | 603.3169 | 840.4794 | 957.7945 | 1057.2443 | 1043.6931 | 1074.7315 | 1046.3166 | 950.6697 | 879.1427
2035-04-02 | 780.0869 | 728.5523 | 674.2383 | 654.0263 | 696.5328 | 812.9433 | 930.7733 | 934.5596 | 905.7062 | 791.3975 | 729.5517 | 660.9372 | 576.6494 | 582.5783 | 630.0739 | 719.4966 | 892.1297 | 993.8724 | 1109.5967 | 1101.6691 | 1111.6543 | 1066.2291 | 961.4368 | 894.247
2035-04-03 | 777.2108 | 733.5316 | 681.3076 | 652.1164 | 690.7017 | 795.6855 | 918.1477 | 909.3569 | 860.935 | 731.8151 | 665.9275 | 528.1778 | 485.289 | 543.7575 | 588.2961 | 716.3752 | 856.39 | 972.3423 | 1062.8007 | 1064.739 | 1086.2648 | 1046.3521 | 930.0044 | 876.382
2035-04-04 | 756.8996 | 729.326 | 676.4352 | 645.5996 | 683.1672 | 766.8453 | 885.5064 | 858.1061 | 838.8593 | 757.8028 | 695.8381 | 597.3228 | 522.6709 | 466.6061 | 540.5643 | 646.6082 | 808.2306 | 942.7528 | 1041.1912 | 1064.2283 | 1081.9327 | 1042.5246 | 953.4716 | 884.7087
2035-04-05 | 786.6679 | 713.1886 | 659.9407 | 632.6297 | 670.7189 | 750.7524 | 858.9001 | 831.9111 | 779.0482 | 712.8262 | 668.9835 | 604.5892 | 548.7555 | 459.9134 | 520.361 | 569.6286 | 778.7479 | 888.8335 | 1029.026 | 1054.2898 | 1082.4318 | 1033.4197 | 933.7154 | 889.625
2035-04-06 | 792.1091 | 743.303 | 661.6091 | 631.25 | 668.4812 | 766.1096 | 885.2103 | 861.5223 | 804.0124 | 700.0358 | 612.3555 | 544.5469 | 430.5856 | 422.0409 | 464.5435 | 576.6673 | 762.7638 | 892.7763 | 979.3059 | 1013.7539 | 986.1202 | 993.3218 | 922.9261 | 868.6242
2035-04-07 | 763.1476 | 716.1643 | 656.1876 | 624.9688 | 631.2235 | 669.9284 | 740.6441 | 744.6361 | 734.7635 | 669.8308 | 589.6765 | 558.006 | 500.8845 | 421.842 | 537.3562 | 645.5766 | 776.5621 | 885.2813 | 963.1518 | 971.1078 | 958.0519 | 955.5837 | 896.5289 | 847.6671
2035-04-08 | 746.7512 | 703.8481 | 643.0168 | 611.4991 | 617.3162 | 642.9469 | 679.0548 | 681.3155 | 712.9018 | 597.5124 | 524.1793 | 501.6477 | 389.824 | 363.4736 | 401.3642 | 511.6631 | 718.355 | 833.8856 | 964.2252 | 968.8808 | 996.285 | 969.5708 | 871.1026 | 805.8482
2035-04-09 | 731.5292 | 683.3037 | 630.3368 | 613.6242 | 656.0323 | 764.0774 | 881.0202 | 848.8985 | 808.3196 | 675.4568 | 598.3247 | 493.7269 | 479.7689 | 458.7346 | 489.4211 | 575.3057 | 762.9169 | 889.4581 | 1019.8081 | 1033.4427 | 1037.8286 | 999.6097 | 892.466 | 834.1288
2035-04-10 | 745.7461 | 704.8751 | 653.2434 | 625.0914 | 663.0449 | 763.3474 | 884.5124 | 847.6785 | 779.4134 | 668.072 | 609.0192 | 489.7928 | 468.4294 | 459.9046 | 503.5228 | 620.1963 | 792.6596 | 909.0686 | 1011.7602 | 1026.5733 | 1045.7346 | 1001.1638 | 886.5219 | 837.3841
2035-04-11 | 736.7289 | 710.5881 | 660.2088 | 630.1733 | 667.2921 | 750.2226 | 861.0562 | 841.3812 | 810.1419 | 715.2483 | 699.6618 | 614.3569 | 515.308 | 441.5002 | 519.0637 | 607.7894 | 793.2327 | 897.826 | 1000.5368 | 1034.1511 | 1046.2905 | 1009.1446 | 916.5684 | 857.8316
2035-04-12 | 767.4659 | 697.4934 | 645.0896 | 616.6186 | 653.5023 | 731.8383 | 838.988 | 793.9307 | 765.5176 | 687.4162 | 621.3608 | 492.5938 | 450.3307 | 408.4878 | 456.4156 | 538.3009 | 710.8011 | 849.7161 | 991.6512 | 1029.4643 | 1048.4727 | 1007.5085 | 904.8141 | 865.958
2035-04-13 | 795.8282 | 748.7388 | 668.6737 | 637.213 | 674.7419 | 776.0392 | 891.1315 | 877.9908 | 826.841 | 719.9458 | 595.9017 | 507.576 | 431.5206 | 420.7039 | 502.6935 | 660.3495 | 829.369 | 921.6633 | 995.5003 | 1030.245 | 994.2535 | 1000.5473 | 931.9092 | 875.1468
2035-04-14 | 774.0521 | 727.2187 | 666.6672 | 634.7333 | 641.2136 | 683.4959 | 748.5968 | 746.4738 | 752.5559 | 665.6627 | 600.8648 | 591.3282 | 495.102 | 447.2456 | 475.9306 | 605.4727 | 775.8174 | 904.2305 | 980.3654 | 998.1758 | 983.7876 | 974.7469 | 922.7593 | 870.8628
2035-04-15 | 779.1698 | 730.1221 | 669.2994 | 636.9169 | 642.6487 | 675.494 | 712.4096 | 705.3563 | 692.7829 | 609.4107 | 528.9142 | 429.5401 | 375.9457 | 344.2105 | 428.9592 | 528.2747 | 733.5625 | 878.8938 | 1013.7537 | 1008.3791 | 1035.2838 | 1006.3122 | 913.6901 | 844.99
2035-04-16 | 759.2427 | 708.9804 | 659.9789 | 639.3916 | 685.6194 | 797.182 | 910.5975 | 889.3709 | 850.8026 | 748.8334 | 701.0492 | 647.3911 | 595.8606 | 583.8403 | 567.4843 | 652.8754 | 824.9247 | 943.4405 | 1049.3186 | 1053.9227 | 1078.6172 | 1037.3409 | 932.551 | 870.8127
2035-04-17 | 777.6444 | 734.5672 | 683.5193 | 653.4944 | 691.7883 | 797.4711 | 901.9393 | 901.2566 | 887.5245 | 789.9764 | 729.3694 | 700.4794 | 589.5696 | 591.8874 | 602.2432 | 704.5304 | 878.1042 | 978.9914 | 1058.7341 | 1071.7063 | 1089.2857 | 1043.1763 | 929.9121 | 881.3232
2035-04-18 | 756.2625 | 729.0848 | 679.0842 | 646.8621 | 683.733 | 770.9874 | 876.6477 | 835.6711 | 785.6022 | 703.1839 | 656.2536 | 478.0134 | 460.0396 | 426.1442 | 522.8874 | 603.5442 | 784.2199 | 914.0316 | 1026.465 | 1054.8316 | 1064.9905 | 1028.9686 | 940.1242 | 880.3818
2035-04-19 | 797.1227 | 724.6798 | 673.3385 | 646.0661 | 684.4618 | 768.5986 | 874.9276 | 857.3448 | 858.9687 | 797.7566 | 749.4564 | 709.0611 | 604.627 | 548.1126 | 610.2453 | 667.5524 | 860.1675 | 939.0923 | 1039.3457 | 1074.106 | 1098.054 | 1051.744 | 950.4271 | 902.0242
2035-04-20 | 804.0477 | 756.0069 | 676.3983 | 645.7852 | 683.7509 | 787.2409 | 892.611 | 892.3774 | 856.2238 | 775.1647 | 727.6855 | 704.1704 | 626.9663 | 556.3784 | 596.2932 | 709.2399 | 836.554 | 949.4131 | 1011.8195 | 1040.9272 | 1009.6055 | 1017.2021 | 944.2855 | 889.9116
2035-04-21 | 788.0663 | 739.589 | 683.974 | 648.5463 | 654.2992 | 698.4831 | 755.8036 | 756.7047 | 726.5156 | 667.7113 | 610.5718 | 545.973 | 448.1224 | 430.115 | 505.8829 | 613.6275 | 775.0257 | 886.297 | 988.6217 | 996.1695 | 989.5506 | 983.4488 | 926.2838 | 878.4869
2035-04-22 | 783.9527 | 741.5363 | 681.0972 | 646.9135 | 653.3978 | 688.1135 | 718.8538 | 700.6585 | 730.6897 | 596.8049 | 521.7794 | 438.2436 | 430.2479 | 446.9159 | 485.1916 | 574.0424 | 778.4808 | 895.2996 | 1022.7815 | 1017.5385 | 1049.6979 | 1019.9351 | 926.6241 | 856.5933
2035-04-23 | 764.2736 | 717.1921 | 662.7086 | 643.8186 | 686.4565 | 791.9508 | 908.7513 | 884.767 | 843.8522 | 740.6995 | 683.7154 | 625.2251 | 603.2262 | 561.191 | 559.9746 | 665.0738 | 849.1163 | 935.8651 | 1062.5136 | 1070.8746 | 1077.4017 | 1036.8104 | 934.8474 | 873.3799
2035-04-24 | 768.9982 | 730.5521 | 674.9897 | 646.4474 | 684.6821 | 787.3794 | 906.2032 | 863.0708 | 845.7122 | 742.7364 | 691.5093 | 620.8362 | 566.361 | 536.6364 | 569.2877 | 691.4536 | 837.76 | 957.9808 | 1052.4607 | 1073.3341 | 1076.1277 | 1039.0761 | 922.6562 | 874.1216
2035-04-25 | 752.6589 | 724.9296 | 675.1455 | 643.9215 | 681.1251 | 768.5952 | 880.4037 | 837.6045 | 784.0029 | 684.1108 | 650.6143 | 489.8388 | 526.3583 | 450.9353 | 557.6781 | 620.5168 | 799.5218 | 926.4127 | 1035.4597 | 1063.2889 | 1067.4104 | 1032.8227 | 940.7116 | 881.0222
2035-04-26 | 799.3756 | 725.6844 | 676.8973 | 647.179 | 684.0957 | 772.3571 | 875.1117 | 836.7719 | 808.3503 | 718.5432 | 681.8294 | 567.3416 | 565.0468 | 533.2792 | 608.0405 | 664.8764 | 846.4301 | 923.2511 | 1052.1014 | 1080.2442 | 1105.0628 | 1052.1169 | 951.2845 | 907.334
2035-04-27 | 801.7739 | 754.259 | 675.3164 | 642.3856 | 679.5992 | 783.8082 | 896.7504 | 874.3588 | 843.2112 | 731.5255 | 645.4997 | 619.879 | 561.5924 | 555.2162 | 622.3102 | 738.5301 | 871.2548 | 952.9166 | 1019.6116 | 1043.726 | 1002.7471 | 1006.8947 | 940.2675 | 884.1004
2035-04-28 | 774.5931 | 733.693 | 672.9801 | 637.2086 | 642.7677 | 684.7754 | 733.1838 | 726.7577 | 726.4201 | 643.56 | 591.7724 | 551.2422 | 447.476 | 418.8948 | 469.9882 | 565.5145 | 749.1888 | 876.9113 | 967.1766 | 990.5335 | 982.2876 | 978.7633 | 915.6554 | 866.7523
2035-04-29 | 777.8774 | 730.5224 | 665.3929 | 633.1092 | 637.3696 | 671.7768 | 691.4952 | 671.1938 | 675.6909 | 564.581 | 523.9419 | 416.6793 | 415.6177 | 399.5098 | 479.2521 | 592.3387 | 780.4916 | 877.6856 | 995.0979 | 1009.8253 | 1027.2539 | 995.2605 | 904.7861 | 836.5221
2035-04-30 | 749.2321 | 702.6539 | 646.8896 | 629.6146 | 672.3253 | 786.6873 | 897.9803 | 884.0866 | 855.2062 | 763.6736 | 702.2569 | 651.1042 | 573.5679 | 571.7506 | 537.5189 | 642.3204 | 800.4285 | 899.72 | 1014.5971 | 1042.9408 | 1067.7585 | 1026.0854 | 924.4269 | 860.9238
2035-05-01 | 801.4347 | 737.6456 | 699.5049 | 679.9576 | 718.0274 | 804.7187 | 869.5864 | 824.6522 | 774.4796 | 647.3595 | 615.7189 | 498.3072 | 492.1844 | 488.2102 | 554.1983 | 645.9285 | 836.8784 | 951.5492 | 1008.6059 | 1032.1621 | 1043.9363 | 1010.1542 | 924.8057 | 873.9523
2035-05-02 | 781.8904 | 740.6186 | 702.71 | 679.8106 | 714.772 | 783.8813 | 869.8657 | 803.3659 | 785.6579 | 709.4833 | 672.7036 | 568.2326 | 548.8445 | 515.6995 | 601.8586 | 649.1955 | 778.6163 | 914.6888 | 1003.002 | 1045.2689 | 1045.2169 | 1010.3799 | 948.046 | 885.5423
2035-05-03 | 825.2508 | 736.2285 | 699.0016 | 677.5888 | 713.7077 | 781.3465 | 862.7643 | 801.1962 | 789.2286 | 731.8347 | 703.7352 | 621.9206 | 562.5101 | 576.6912 | 634.8417 | 677.0716 | 824.0941 | 909.9312 | 1018.8607 | 1054.4619 | 1068.0395 | 1028.6016 | 958.31 | 913.7344
2035-05-04 | 841.2467 | 780.6563 | 713.5889 | 688.4083 | 724.6049 | 809.575 | 894.3816 | 859.0256 | 874.4533 | 765.2239 | 683.4809 | 749.6078 | 668.3369 | 576.4287 | 619.8888 | 735.7497 | 870.6022 | 973.968 | 1000.9136 | 1029.1196 | 987.9146 | 1004.7156 | 960.0673 | 902.2527
2035-05-05 | 825.6453 | 764.2804 | 722.8082 | 695.5846 | 700.741 | 738.1776 | 780.624 | 752.5701 | 732.5709 | 653.4004 | 589.0638 | 526.1794 | 435.0781 | 394.1095 | 443.2639 | 563.889 | 734.7769 | 888.7737 | 991.1375 | 1006.4962 | 987.6387 | 991.8829 | 958.3375 | 900.7114
2035-05-06 | 817.1516 | 755.0459 | 710.0622 | 687.4927 | 693.434 | 724.6443 | 730.9978 | 701.8448 | 685.3102 | 580.5633 | 475.5788 | 375.1772 | 352.1 | 346.5678 | 406.2119 | 537.2867 | 727.7076 | 886.4903 | 991.8922 | 1013.9118 | 1034.8477 | 1015.6767 | 952.7271 | 877.9086
2035-05-07 | 796.1669 | 733.4991 | 692.0906 | 681.5496 | 723.0542 | 811.4292 | 901.4041 | 864.7611 | 832.705 | 718.7403 | 678.7752 | 620.7242 | 538.2196 | 516.5569 | 536.977 | 633.9537 | 814.1773 | 935.1336 | 1025.4993 | 1054.5354 | 1060.9611 | 1023.6334 | 952.4467 | 886.9954
2035-05-08 | 808.7026 | 752.977 | 715.1537 | 693.7924 | 724.7866 | 812.045 | 908.3918 | 869.4793 | 832.4838 | 757.3117 | 706.6273 | 695.698 | 680.7383 | 696.1431 | 727.0339 | 820.2146 | 915.0531 | 969.0589 | 1024.7268 | 1041.9939 | 1059.559 | 1032.3416 | 947.9588 | 895.6902
2035-05-09 | 775.5647 | 734.195 | 697.8659 | 676.3349 | 710.2495 | 775.8929 | 848.6991 | 804.9328 | 779.1259 | 695.8004 | 660.6012 | 567.4534 | 523.3732 | 484.751 | 564.6762 | 644.9672 | 795.2501 | 923.2166 | 994.9617 | 1033.9006 | 1044.9051 | 1007.9553 | 943.7512 | 882.4408
2035-05-10 | 833.1334 | 746.0635 | 709.2116 | 686.0178 | 721.0997 | 788.02 | 875.9104 | 851.1312 | 814.8747 | 695.2722 | 658.5036 | 583.0404 | 526.5376 | 494.0029 | 556.7812 | 627.5179 | 774.3699 | 884.4706 | 999.1468 | 1048.9501 | 1075.7367 | 1039.8316 | 973.229 | 923.5227
2035-05-11 | 835.8911 | 772.9311 | 710.5122 | 685.2899 | 719.3178 | 805.3125 | 861.3502 | 835.7231 | 803.1744 | 680.5933 | 615.4165 | 511.7061 | 512.1991 | 486.5179 | 517.6648 | 639.374 | 803.0823 | 918.7919 | 976.7922 | 1019.0632 | 985.4666 | 1004.5383 | 958.8794 | 901.6627
2035-05-12 | 796.1056 | 735.3372 | 691.1015 | 667.841 | 673.2752 | 704.7575 | 735.9134 | 675.7473 | 640.3795 | 574.9412 | 506.3531 | 372.5686 | 330.7522 | 298.17 | 352.0015 | 492.1101 | 672.8388 | 836.2398 | 919.4304 | 968.6263 | 947.9341 | 948.1971 | 913.5676 | 863.0136
2035-05-13 | 794.0669 | 733.7306 | 689.0385 | 666.2614 | 672.1215 | 694.9815 | 695.8821 | 652.1248 | 616.9218 | 529.4764 | 451.4188 | 346.8642 | 334.8926 | 296.965 | 356.4237 | 477.5436 | 689.023 | 842.7184 | 955.3975 | 993.6983 | 1001.3149 | 988.3906 | 921.0614 | 850.5287
2035-05-14 | 774.5065 | 714.0593 | 671.8321 | 663.1421 | 703.6088 | 790.5238 | 872.5169 | 824.1601 | 792.7015 | 687.8727 | 647.1451 | 609.7824 | 558.3309 | 508.7801 | 527.5084 | 605.785 | 766.9253 | 892.9991 | 1004.7204 | 1039.757 | 1038.0831 | 998.9626 | 925.8838 | 862.1591
2035-05-15 | 801.2335 | 746.0866 | 705.8808 | 686.2173 | 724.0522 | 806.8308 | 900.917 | 827.7173 | 784.2427 | 682.2065 | 609.7493 | 506.1859 | 489.296 | 464.0488 | 504.557 | 592.7316 | 772.6546 | 926.1413 | 1007.8795 | 1029.0496 | 1053.0467 | 1014.5185 | 937.2048 | 882.2453
2035-05-16 | 792.5851 | 753.2809 | 714.3549 | 690.9458 | 726.1758 | 794.5089 | 867.4142 | 815.7417 | 793.1354 | 692.4226 | 645.7359 | 508.6392 | 526.0075 | 467.6533 | 544.582 | 614.0532 | 768.6994 | 891.3151 | 995.6586 | 1052.1868 | 1063.2025 | 1027.56 | 964.9055 | 902.53
2035-05-17 | 826.5391 | 738.1378 | 701.2142 | 677.0006 | 714.6755 | 779.9286 | 857.006 | 814.0316 | 792.6842 | 720.8144 | 655.4643 | 580.2698 | 522.7565 | 497.5157 | 562.7119 | 638.5731 | 754.9962 | 867.3595 | 996.2626 | 1046.8921 | 1066.1579 | 1026.377 | 959.5245 | 913.8442
2035-05-18 | 831.8262 | 770.6011 | 705.3337 | 680.9255 | 715.1638 | 800.9861 | 882.6298 | 846.9982 | 802.0379 | 699.59 | 600.9229 | 484.3267 | 461.8255 | 426.3451 | 490.3621 | 628.1431 | 778.0086 | 896.4231 | 959.2381 | 1012.1959 | 977.7757 | 996.7522 | 952.3413 | 894.8817
2035-05-19 | 814.3319 | 752.7197 | 711.0417 | 684.1761 | 689.6198 | 725.3293 | 752.1541 | 684.5304 | 651.7953 | 576.5095 | 506.4185 | 377.2618 | 386.1209 | 320.6192 | 393.3826 | 515.4453 | 689.4557 | 839.3389 | 947.6527 | 988.3746 | 970.5166 | 973.1136 | 937.9464 | 887.3774
2035-05-20 | 811.527 | 751.829 | 708.5149 | 683.704 | 689.9883 | 716.4229 | 714.4643 | 665.2877 | 643.8873 | 547.3646 | 490.0266 | 448.9537 | 426.0427 | 367.5365 | 417.9978 | 519.9318 | 707.1285 | 859.1268 | 976.1411 | 1005.8674 | 1022.2876 | 1005.6318 | 941.9402 | 870.7742
2035-05-21 | 788.4372 | 728.2905 | 684.766 | 674.7475 | 715.5283 | 810.9032 | 881.7206 | 812.7942 | 765.3255 | 679.3542 | 613.8072 | 502.4968 | 520.9687 | 463.6952 | 512.4274 | 614.4633 | 839.2212 | 906.9981 | 1000.7146 | 1042.8012 | 1048.0549 | 1018.2319 | 939.6528 | 878.0709
2035-05-22 | 812.0342 | 756.0205 | 717.4741 | 696.5653 | 734.9274 | 826.2055 | 906.6592 | 846.659 | 787.9016 | 688.6891 | 636.974 | 538.687 | 565.9743 | 594.5709 | 638.1395 | 730.5383 | 831.4049 | 954.831 | 1010.4553 | 1047.6804 | 1061.4108 | 1027.7506 | 948.4581 | 893.5632
2035-05-23 | 799.7796 | 760.1563 | 722.7236 | 698.2225 | 734.3343 | 807.4148 | 878.9663 | 813.9478 | 785.0051 | 704.6348 | 656.439 | 511.1186 | 526.6676 | 477.2978 | 577.2858 | 623.9904 | 769.3847 | 912.6843 | 1005.4533 | 1050.5389 | 1068.9383 | 1032.9316 | 972.3827 | 908.6996
2035-05-24 | 818.6146 | 732.243 | 694.2142 | 671.0785 | 706.7323 | 774.4141 | 841.1346 | 779.603 | 784.6086 | 718.3464 | 674.0355 | 630.907 | 565.1915 | 513.5508 | 566.4427 | 614.6909 | 789.0818 | 870.585 | 990.5864 | 1046.1244 | 1062.0014 | 1019.7233 | 952.7287 | 907.2202
2035-05-25 | 814.8085 | 755.7989 | 690.052 | 665.0906 | 702.0764 | 784.2178 | 856.8988 | 796.28 | 736.7066 | 636.8885 | 562.0349 | 462.7279 | 515.9211 | 555.5852 | 581.6849 | 723.7807 | 814.4049 | 903.7338 | 951.4822 | 1000.3579 | 960.21 | 974.6234 | 930.4997 | 874.2076
2035-05-26 | 813.3164 | 751.5789 | 709.2355 | 682.5106 | 687.6023 | 722.2917 | 739.2789 | 695.2211 | 659.1581 | 593.5807 | 573.2128 | 564.7561 | 600.4929 | 580.0777 | 622.1288 | 709.3439 | 820.3902 | 898.59 | 969.2451 | 990.967 | 970.2861 | 974.0965 | 938.7819 | 886.1245
2035-05-27 | 819.503 | 761.2246 | 716.5354 | 692.4054 | 699.0724 | 735.6554 | 729.8911 | 681.9479 | 680.1985 | 577.2415 | 560.281 | 578.3698 | 572.4236 | 564.9165 | 549.3711 | 665.086 | 856.7638 | 950.7168 | 1033.8331 | 1045.5656 | 1036.1131 | 1019.8197 | 951.4374 | 880.075
2035-05-28 | 825.441 | 764.7785 | 718.9223 | 694.9898 | 714.4682 | 769.6794 | 777.975 | 727.8945 | 728.5652 | 666.9831 | 626.1389 | 609.1954 | 566.6424 | 584.129 | 671.949 | 768.5972 | 877.4832 | 954.5866 | 1023.1815 | 1025.7422 | 1030.8419 | 1010.527 | 940.7038 | 888.2952
2035-05-29 | 811.697 | 743.7485 | 699.8963 | 685.5335 | 727.5994 | 816.6593 | 897.1307 | 845.8609 | 795.5342 | 710.6348 | 670.119 | 608.3314 | 631.312 | 673.6087 | 741.5071 | 814.2476 | 918.8758 | 982.9556 | 1029.0123 | 1059.2276 | 1060.09 | 1028.4726 | 942.4429 | 890.9021
2035-05-30 | 790.1815 | 758.7789 | 719.3566 | 695.1147 | 730.1256 | 800.5407 | 871.4379 | 811.4817 | 765.2871 | 704.208 | 669.4306 | 624.7286 | 605.2069 | 587.6388 | 660.5454 | 703.8219 | 823.2299 | 924.885 | 1014.8363 | 1061.3957 | 1067.3658 | 1037.9977 | 960.6029 | 907.9847
2035-05-31 | 837.1015 | 746.9363 | 710.5311 | 686.7685 | 722.6899 | 789.434 | 858.4815 | 807.058 | 806.4252 | 761.9561 | 726.4299 | 722.5324 | 647.9727 | 558.8084 | 664.7685 | 710.6311 | 849.222 | 925.3909 | 1037.8824 | 1072.0148 | 1084.295 | 1040.6145 | 973.5553 | 926.6355
2035-06-01 | 835.3838 | 767.4811 | 690.2583 | 664.5196 | 703.7191 | 802.3179 | 904.4551 | 887.9066 | 888.7653 | 805.6425 | 755.9592 | 757.5507 | 704.2463 | 627.6853 | 688.1689 | 842.3664 | 956.6374 | 1012.7068 | 1051.7247 | 1080.1444 | 1039.9653 | 1048.0389 | 1012.4822 | 930.8503
2035-06-02 | 813.3549 | 745.571 | 689.6106 | 661.2014 | 663.3148 | 696.817 | 732.5316 | 725.7246 | 733.9397 | 678.1723 | 619.7263 | 539.0031 | 462.0727 | 392.2823 | 445.511 | 577.0314 | 754.2745 | 903.0582 | 992.5307 | 1032.6354 | 1022.8582 | 1019.2421 | 993.9309 | 922.9198
2035-06-03 | 809.6289 | 738.1517 | 683.4055 | 656.8967 | 656.9769 | 672.0718 | 677.7512 | 671.8479 | 723.2935 | 659.904 | 581.1836 | 539.7408 | 460.2391 | 460.9521 | 514.2781 | 639.3246 | 824.1138 | 947.0211 | 1037.5216 | 1058.8891 | 1075.2668 | 1054.207 | 987.1559 | 895.2359
2035-06-04 | 786.8812 | 716.6977 | 666.3706 | 655.1429 | 699.2097 | 808.8704 | 911.5975 | 906.5705 | 924.2099 | 871.1574 | 821.1741 | 834.0249 | 791.2765 | 695.666 | 737.2668 | 837.8989 | 950.8157 | 1039.6232 | 1129.846 | 1132.8259 | 1128.412 | 1078.1505 | 1003.9116 | 914.0091
2035-06-05 | 802.5575 | 737.8619 | 688.6586 | 667.8838 | 708.2512 | 808.7572 | 915.8821 | 906.2963 | 896.4578 | 800.0179 | 762.7948 | 718.7165 | 625.8831 | 581.6655 | 623.9507 | 745.8971 | 934.3786 | 1024.4488 | 1078.9193 | 1114.4464 | 1116.9651 | 1069.9282 | 987.9821 | 912.1716
2035-06-06 | 771.7214 | 726.1764 | 675.844 | 652.4142 | 690.5366 | 771.5821 | 862.3339 | 834.6363 | 819.4476 | 765.8029 | 732.8244 | 688.1597 | 686.8399 | 632.7968 | 766.9639 | 885.308 | 927.1166 | 1003.7836 | 1066.026 | 1101.7916 | 1090.5108 | 1049.0564 | 990.4572 | 906.7518
2035-06-07 | 818.8679 | 727.9317 | 680.1317 | 657.8386 | 696.2904 | 777.3802 | 862.6132 | 826.0753 | 810.2867 | 743.4367 | 704.4197 | 590.4585 | 579.2613 | 543.9354 | 579.6524 | 654.8255 | 832.4272 | 934.4113 | 1055.6369 | 1113.5291 | 1130.6589 | 1076.9575 | 1012.5572 | 942.8202
2035-06-08 | 826.0339 | 759.1244 | 681.1569 | 655.9779 | 695.8003 | 791.5957 | 886.4339 | 855.7082 | 845.5002 | 759.8011 | 690.7238 | 632.1452 | 577.8394 | 511.857 | 568.996 | 711.5516 | 826.3637 | 948.5998 | 1006.6374 | 1061.9644 | 1023.1479 | 1035.9347 | 996.9582 | 917.4673
2035-06-09 | 813.1385 | 741.9545 | 689.5958 | 661.2383 | 662.7666 | 695.7055 | 731.5216 | 719.0633 | 735.1981 | 690.5395 | 650.2881 | 621.2562 | 519.9352 | 466.5344 | 536.39 | 682.0742 | 829.0361 | 913.8272 | 1005.2582 | 1030.6815 | 1014.5456 | 1013.0919 | 987.4481 | 919.338
2035-06-10 | 807.744 | 737.4977 | 683.9828 | 656.1607 | 656.3987 | 672.2592 | 675.5575 | 690.075 | 741.0655 | 674.5054 | 632.0386 | 627.4969 | 499.5836 | 432.2325 | 524.2632 | 670.126 | 822.8539 | 944.2873 | 1040.4403 | 1060.0463 | 1074.1682 | 1052.9145 | 986.2281 | 895.3933
2035-06-11 | 825.5658 | 757.2304 | 701.8549 | 672.6911 | 687.4507 | 719.317 | 753.8919 | 733.5208 | 775.5521 | 710.0782 | 659.2179 | 565.2696 | 510.5806 | 506.4526 | 520.1543 | 653.4533 | 800.1019 | 934.8481 | 1041.7669 | 1064.9638 | 1088.0864 | 1064.777 | 990.8482 | 916.1554
2035-06-12 | 797.2253 | 730.8623 | 679.2531 | 663.9347 | 708.1249 | 805.1144 | 906.5939 | 886.2294 | 876.8679 | 802.6605 | 742.0522 | 661.0744 | 620.0384 | 603.7614 | 615.4988 | 754.8922 | 906.602 | 1000.1238 | 1071.3657 | 1110.3644 | 1117.7662 | 1071.1311 | 987.8669 | 912.656
2035-06-13 | 777.3915 | 731.0221 | 680.0982 | 656.995 | 695.0485 | 771.1422 | 860.52 | 814.231 | 817.1664 | 744.447 | 712.3479 | 583.675 | 585.2534 | 547.1947 | 646.8447 | 730.2248 | 854.477 | 976.8169 | 1043.049 | 1098.9237 | 1098.7235 | 1057.5469 | 997.7277 | 914.6727
2035-06-14 | 820.9576 | 726.94 | 677.5775 | 655.9252 | 692.5993 | 770.3853 | 866.6168 | 820.2397 | 830.6897 | 772.3424 | 739.1269 | 671.5769 | 609.3801 | 555.6483 | 620.0486 | 714.8037 | 866.3626 | 949.687 | 1064.3436 | 1104.8948 | 1128.8798 | 1076.2744 | 1009.8379 | 941.011
2035-06-15 | 820.9162 | 754.1056 | 676.7859 | 652.0827 | 688.4315 | 783.6337 | 885.7343 | 883.2713 | 888.6505 | 824.5821 | 721.8526 | 759.173 | 690.2186 | 629.5701 | 613.2276 | 716.6328 | 844.6317 | 956.2297 | 1020.8405 | 1060.9882 | 1018.4331 | 1031.5522 | 993.6962 | 913.0587
2035-06-16 | 803.7563 | 735.6549 | 679.6186 | 651.6851 | 651.8538 | 684.5506 | 723.4595 | 700.1856 | 720.5085 | 673.9515 | 608.1882 | 519.0371 | 444.9878 | 397.4319 | 478.0609 | 620.3958 | 782.7931 | 920.8357 | 994.9152 | 1024.2977 | 1002.5491 | 1003.8829 | 977.6225 | 907.7427
2035-06-17 | 793.9708 | 723.4244 | 668.701 | 641.8102 | 642.2915 | 653.9435 | 662.6665 | 681.0527 | 749.008 | 694.1358 | 634.4846 | 603.0976 | 506.4407 | 405.0244 | 463.8347 | 568.1788 | 732.7399 | 887.2553 | 1007.7852 | 1039.0419 | 1057.2835 | 1032.513 | 967.4431 | 877.2121
2035-06-18 | 782.8984 | 711.3634 | 662.2504 | 651.3595 | 694.6727 | 799.3033 | 908.3575 | 899.5111 | 910.3924 | 816.2366 | 742.0586 | 698.5201 | 585.5708 | 561.5781 | 572.0202 | 713.1808 | 890.1129 | 977.4567 | 1075.3757 | 1115.6423 | 1119.8057 | 1070.8095 | 995.4097 | 908.2399
2035-06-19 | 788.9077 | 723.5969 | 677.2565 | 655.8659 | 696.7563 | 787.5058 | 901.4348 | 866.5542 | 855.9042 | 758.8579 | 703.5048 | 610.535 | 591.7744 | 547.9967 | 561.5701 | 702.6823 | 831.4754 | 947.5887 | 1031.2016 | 1083.3705 | 1098.4079 | 1057.9247 | 970.8884 | 897.8222
2035-06-20 | 754.2915 | 705.2736 | 658.0163 | 634.7635 | 669.4708 | 742.2928 | 828.4214 | 804.566 | 819.0302 | 761.4308 | 705.3179 | 682.5616 | 630.7251 | 553.2809 | 594.0177 | 655.4901 | 776.2965 | 904.9777 | 1002.2904 | 1070.0334 | 1072.5016 | 1022.4706 | 967.4378 | 886.7831
2035-06-21 | 805.155 | 708.994 | 663.9734 | 642.0081 | 676.1643 | 753.6773 | 849.9887 | 801.8509 | 791.0489 | 745.4618 | 719.6306 | 661.1866 | 617.2924 | 542.1853 | 579.6985 | 652.3847 | 782.9919 | 894.9642 | 1012.6204 | 1083.0313 | 1106.4998 | 1059.658 | 989.1322 | 922.694
2035-06-22 | 820.3784 | 749.0023 | 672.6269 | 650.2902 | 686.5545 | 782.5514 | 876.8263 | 847.9132 | 818.2209 | 744.892 | 678.2665 | 575.0206 | 515.7277 | 492.4069 | 548.0746 | 672.7211 | 817.5688 | 943.0479 | 996.0352 | 1055.0799 | 1021.0486 | 1030.0856 | 990.3138 | 911.618
2035-06-23 | 800.6581 | 730.8394 | 677.2254 | 649.2699 | 650.0963 | 681.0615 | 721.693 | 708.4018 | 729.9462 | 671.4938 | 611.4859 | 528.9852 | 441.013 | 391.403 | 407.1209 | 543.2162 | 703.19 | 853.5817 | 960.2741 | 1013.7797 | 999.2583 | 995.8983 | 969.3393 | 903.178
2035-06-24 | 812.6989 | 742.1435 | 685.6416 | 661.1907 | 661.2523 | 676.6441 | 687.4813 | 692.0868 | 747.8745 | 690.1424 | 650.8483 | 666.5312 | 586.2822 | 511.2462 | 573.7938 | 692.1418 | 809.0022 | 950.3468 | 1041.6239 | 1057.3928 | 1080.0774 | 1057.0484 | 993.2523 | 902.2825
2035-06-25 | 788.8456 | 717.4616 | 665.9337 | 655.2148 | 698.9388 | 803.6351 | 911.5468 | 905.0055 | 895.4929 | 812.2927 | 731.1146 | 620.7661 | 555.0318 | 550.4058 | 572.7005 | 694.9381 | 847.1714 | 956.7339 | 1065.6701 | 1110.9855 | 1120.8607 | 1072.4155 | 994.004 | 909.034
2035-06-26 | 781.6887 | 717.1285 | 670.419 | 651.6058 | 691.4767 | 786.748 | 897.3133 | 864.9627 | 847.8695 | 794.9014 | 731.8127 | 679.9153 | 610.9392 | 579.419 | 546.7825 | 680.8782 | 858.1138 | 971.8292 | 1032.5027 | 1082.2507 | 1092.9045 | 1043.7271 | 957.1488 | 888.6201
2035-06-27 | 777.4707 | 727.0874 | 682.5536 | 658.7753 | 694.5143 | 778.5936 | 874.2216 | 831.0329 | 811.0544 | 729.1769 | 699.6126 | 569.7004 | 556.7023 | 539.738 | 674.1471 | 782.7062 | 900.4356 | 979.8096 | 1048.2789 | 1098.9642 | 1099.1848 | 1060.7995 | 998.8414 | 916.9799
2035-06-28 | 820.2998 | 724.4992 | 680.0549 | 657.3324 | 695.2285 | 772.9017 | 869.6406 | 845.5075 | 842.4554 | 799.4353 | 760.2494 | 703.8415 | 671.7397 | 623.7614 | 668.8149 | 763.8421 | 896.8916 | 964.1301 | 1057.8187 | 1105.834 | 1124.6697 | 1076.1315 | 1007.6204 | 938.9861
2035-06-29 | 832.8539 | 766.2355 | 690.7249 | 663.8143 | 702.1286 | 799.2186 | 906.3612 | 883.9262 | 869.3471 | 793.7138 | 715.6578 | 642.065 | 576.1894 | 553.2631 | 631.2869 | 801.7671 | 873.9588 | 966.8719 | 1022.4102 | 1071.6708 | 1036.5342 | 1050.9248 | 1011.1938 | 932.4233
2035-06-30 | 812.5081 | 742.0145 | 689.4727 | 660.6394 | 661.8501 | 695.6511 | 737.6358 | 731.1585 | 753.4446 | 703.4585 | 621.9936 | 554.0138 | 441.3659 | 390.3482 | 499.2671 | 608.2218 | 791.4177 | 904.0863 | 989.4697 | 1025.9461 | 1010.6757 | 1009.3342 | 988.583 | 918.7191
2035-07-01 | 846.7312 | 784.8134 | 727.2867 | 697.96 | 693.4477 | 703.7161 | 712.4819 | 714.7772 | 758.9135 | 691.9323 | 639.5843 | 611.2588 | 543.9637 | 571.8212 | 626.8258 | 716.4123 | 893.8922 | 1007.2634 | 1074.8936 | 1102.4054 | 1113.1176 | 1097.0337 | 1024.3942 | 929.8203
2035-07-02 | 828.4541 | 763.6447 | 711.6338 | 700.1553 | 739.0051 | 861.2857 | 972.4124 | 951.1476 | 940.6346 | 851.9288 | 808.2818 | 738.9341 | 686.9639 | 662.2186 | 682.769 | 786.5904 | 938.5071 | 1052.8387 | 1167.6645 | 1200.7396 | 1173.9042 | 1127.7079 | 1042.3621 | 950.5411
2035-07-03 | 832.7054 | 774.5642 | 725.5856 | 704.2986 | 741.786 | 857.5955 | 982.982 | 960.1972 | 982.8294 | 902.5171 | 848.3426 | 823.2183 | 723.5282 | 687.2658 | 687.0787 | 769.5394 | 923.246 | 1049.9249 | 1133.9138 | 1181.3519 | 1164.6982 | 1120.4328 | 1019.3628 | 941.5337
2035-07-04 | 835.3454 | 792.0725 | 741.3353 | 699.5043 | 706.3245 | 717.1794 | 745.2712 | 717.5548 | 750.0137 | 739.8695 | 721.686 | 617.6365 | 550.7136 | 491.7301 | 584.5307 | 671.1435 | 813.4593 | 960.9005 | 1023.4916 | 1079.453 | 1091.9021 | 1069.9558 | 1001.6279 | 930.0953
2035-07-05 | 847.5428 | 751.4701 | 701.5524 | 686.8245 | 723.0256 | 805.9664 | 907.7344 | 891.0008 | 869.8685 | 817.3435 | 808.3931 | 737.6744 | 677.9406 | 636.9295 | 673.8712 | 741.1512 | 918.079 | 998.9912 | 1100.2241 | 1159.723 | 1164.8853 | 1121.031 | 1040.3708 | 968.0288
2035-07-06 | 852.1563 | 789.8745 | 713.2465 | 687.7031 | 719.1323 | 817.4441 | 932.0182 | 936.7542 | 916.7165 | 850.0746 | 791.6329 | 770.1998 | 616.0882 | 592.9028 | 620.8232 | 763.3354 | 869.5011 | 983.6757 | 1029.2637 | 1097.313 | 1051.5962 | 1068.5991 | 1022.7291 | 941.6704
2035-07-07 | 841.1097 | 774.6544 | 721.1939 | 692.2196 | 687.8936 | 717.3293 | 759.8656 | 768.1294 | 756.3864 | 721.3504 | 673.1199 | 615.9594 | 500.5544 | 473.4213 | 499.8836 | 626.2928 | 781.5595 | 929.1258 | 1017.6482 | 1069.0242 | 1041.2872 | 1047.5027 | 1013.8594 | 943.6705
2035-07-08 | 850.8374 | 784.747 | 730.5943 | 702.1406 | 697.5702 | 705.4904 | 720.364 | 746.1908 | 797.7646 | 712.9104 | 648.7987 | 641.9851 | 532.8767 | 515.2189 | 525.1979 | 613.2432 | 788.8211 | 946.6799 | 1060.4168 | 1106.8772 | 1116.8444 | 1098.3009 | 1025.205 | 927.9524
2035-07-09 | 804.5496 | 736.2985 | 688.1683 | 677.9337 | 716.3045 | 817.0639 | 934.5138 | 930.0032 | 907.609 | 820.951 | 756.1018 | 666.2277 | 598.6529 | 596.5335 | 607.1802 | 719.0869 | 909.7003 | 1018.1393 | 1103.8523 | 1157.1238 | 1148.6344 | 1097.976 | 1012.8917 | 922.58
2035-07-10 | 825.3988 | 762.852 | 717.787 | 695.5847 | 733.7833 | 831.3734 | 956.0593 | 945.6317 | 923.7956 | 843.8396 | 799.2046 | 741.6257 | 645.4717 | 622.1844 | 691.4734 | 789.1208 | 961.9172 | 1039.5861 | 1104.23 | 1155.639 | 1153.874 | 1113.6328 | 1013.6149 | 934.0067
2035-07-11 | 799.5311 | 757.8726 | 710.1977 | 684.2546 | 716.5889 | 800.5033 | 916.1572 | 904.2001 | 901.2122 | 834.2764 | 817.4682 | 794.7751 | 694.6346 | 607.3973 | 668.493 | 722.678 | 858.2031 | 997.0988 | 1074.1142 | 1143.6848 | 1133.9733 | 1094.1426 | 1023.94 | 932.5045
2035-07-12 | 861.5385 | 769.7442 | 723.369 | 701.4878 | 733.1188 | 815.973 | 924.8492 | 912.2663 | 887.59 | 844.4661 | 822.2621 | 752.8829 | 693.5492 | 718.5404 | 795.039 | 886.7844 | 1002.114 | 1046.2624 | 1126.1902 | 1174.5208 | 1176.856 | 1133.2216 | 1050.7316 | 980.2504
2035-07-13 | 859.5646 | 797.5965 | 722.7371 | 696.1969 | 727.652 | 824.017 | 940.4497 | 955.5306 | 974.1325 | 925.814 | 852.0956 | 818.1466 | 738.1005 | 642.1797 | 660.8032 | 780.6082 | 914.4234 | 1035.7452 | 1059.2773 | 1115.6044 | 1063.7002 | 1085.7866 | 1041.3653 | 957.056
2035-07-14 | 860.3792 | 793.2108 | 739.9564 | 709.3445 | 705.1092 | 736.9138 | 785.3003 | 795.5203 | 809.5259 | 767.7436 | 709.5043 | 679.9081 | 549.7143 | 510.8216 | 542.0741 | 697.7749 | 858.5131 | 976.2197 | 1055.5192 | 1089.529 | 1064.9237 | 1070.0979 | 1036.4611 | 966.5226
2035-07-15 | 857.1836 | 790.6034 | 738.8912 | 709.1948 | 704.9399 | 718.1837 | 736.5144 | 759.0709 | 784.0027 | 690.6629 | 638.4578 | 631.5865 | 551.6274 | 559.6625 | 611.0608 | 719.9245 | 867.3016 | 994.6219 | 1095.0246 | 1128.1842 | 1136.8856 | 1120.0664 | 1043.9298 | 949.1861
2035-07-16 | 825.7254 | 761.3132 | 711.8096 | 699.6983 | 738.7816 | 846.0003 | 965.6219 | 973.131 | 962.9949 | 866.2637 | 783.0647 | 736.2939 | 662.6669 | 682.9028 | 713.694 | 808.2355 | 937.0819 | 1050.8397 | 1144.5482 | 1182.5375 | 1176.8253 | 1129.3935 | 1045.8554 | 952.5155
2035-07-17 | 823.7018 | 765.7283 | 715.7252 | 695.2419 | 731.7575 | 833.758 | 961.3157 | 973.52 | 942.4132 | 873.7921 | 828.3148 | 830.5025 | 743.4654 | 746.0332 | 755.4671 | 841.9941 | 977.5498 | 1079.0495 | 1115.2849 | 1154.3184 | 1150.545 | 1111.6328 | 1012.0486 | 932.8099
2035-07-18 | 797.6189 | 757.7498 | 708.7407 | 684.8866 | 716.1768 | 794.0228 | 905.8412 | 894.6842 | 890.3297 | 820.4119 | 815.1922 | 808.042 | 792.1028 | 731.3381 | 810.862 | 875.2299 | 986.4409 | 1049.8818 | 1087.4805 | 1139.859 | 1131.6572 | 1091.2453 | 1015.8685 | 927.9103
2035-07-19 | 856.3416 | 767.7439 | 717.1127 | 694.3299 | 729.4659 | 810.9249 | 920.3786 | 907.2035 | 895.3633 | 843.2715 | 829.4769 | 793.1498 | 685.0598 | 676.6712 | 711.2376 | 766.6313 | 932.2396 | 1026.315 | 1126.1401 | 1175.4923 | 1182.8485 | 1131.1205 | 1052.1894 | 977.9315
2035-07-20 | 853.1511 | 791.2243 | 713.5172 | 687.5232 | 721.1108 | 812.0013 | 929.8691 | 939.1247 | 904.0149 | 813.8613 | 749.9075 | 673.9527 | 596.4772 | 584.9568 | 656.6967 | 787.7831 | 890.7263 | 1012.7143 | 1051.3639 | 1103.3339 | 1047.4321 | 1067.5936 | 1023.5321 | 940.1633
2035-07-21 | 853.7681 | 787.5726 | 734.7603 | 704.0402 | 699.0963 | 729.243 | 781.9097 | 779.5111 | 791.0331 | 730.7093 | 676.4501 | 611.4376 | 522.9381 | 503.4288 | 566.4723 | 713.7056 | 867.9309 | 988.0398 | 1063.9396 | 1094.7978 | 1066.632 | 1070.4964 | 1036.5405 | 963.5985
2035-07-22 | 862.5428 | 795.0633 | 741.1785 | 710.9378 | 706.1359 | 718.5913 | 739.112 | 785.1999 | 834.6214 | 720.209 | 660.1815 | 655.194 | 539.1626 | 519.8048 | 593.2732 | 758.1316 | 956.9157 | 1043.8336 | 1112.0163 | 1125.2404 | 1137.8279 | 1121.2804 | 1046.1091 | 950.6978
2035-07-23 | 823.2505 | 756.5088 | 704.4087 | 693.2102 | 731.6249 | 839.9849 | 960.8047 | 961.4644 | 969.4192 | 893.1728 | 825.876 | 801.2752 | 707.4408 | 726.0132 | 737.507 | 816.8732 | 949.3116 | 1048.7341 | 1135.3412 | 1173.8783 | 1163.6041 | 1120.7798 | 1031.2305 | 940.6563
2035-07-24 | 827.3647 | 767.8576 | 721.6699 | 699.8825 | 736.6325 | 841.1627 | 971.3961 | 998.7867 | 1007.9901 | 944.2439 | 898.0979 | 902.3815 | 915.2987 | 820.0899 | 801.9648 | 867.4309 | 991.0143 | 1070.1995 | 1122.9212 | 1157.3567 | 1158.1451 | 1115.4273 | 1016.3309 | 937.0654
2035-07-25 | 803.0692 | 761.6722 | 712.5252 | 688.1921 | 720.6649 | 803.7539 | 916.2913 | 897.7657 | 875.1351 | 809.1294 | 789.6169 | 727.6566 | 670.3676 | 637.2892 | 710.5034 | 803.9191 | 938.3772 | 1035.581 | 1088.3409 | 1142.7313 | 1133.4706 | 1093.2718 | 1021.9557 | 933.1636
2035-07-26 | 851.8366 | 763.1261 | 716.2294 | 692.5687 | 724.9119 | 808.9202 | 920.5053 | 908.3432 | 907.3359 | 853.0839 | 822.1949 | 821.313 | 707.6369 | 646.4226 | 690.5494 | 761.1141 | 931.8884 | 1014.5505 | 1105.0881 | 1158.9835 | 1164.676 | 1121.7454 | 1038.8044 | 967.4013
2035-07-27 | 868.9287 | 803.7855 | 729.6753 | 703.1633 | 734.7896 | 836.1081 | 956.8128 | 972.6959 | 946.2474 | 879.1655 | 788.1872 | 751.2316 | 632.5191 | 606.3245 | 640.2334 | 788.3907 | 915.9144 | 1030.8275 | 1075.83 | 1123.2553 | 1072.4085 | 1092.7933 | 1049.1807 | 965.4796
2035-07-28 | 857.341 | 792.0065 | 738.7291 | 708.4408 | 703.9438 | 736.2853 | 788.0459 | 788.7496 | 796.2236 | 740.599 | 678.2441 | 645.6207 | 549.01 | 493.6124 | 519.4458 | 672.9272 | 836.0862 | 976.9432 | 1055.3078 | 1089.2754 | 1067.9064 | 1069.5904 | 1037.6543 | 967.3802
2035-07-29 | 844.9425 | 778.2889 | 724.5749 | 695.5765 | 690.9509 | 703.1758 | 724.0306 | 736.6893 | 746.8259 | 672.6637 | 603.3705 | 511.4869 | 446.6489 | 451.1643 | 507.3416 | 626.9855 | 812.0931 | 965.3584 | 1070.3839 | 1102.6848 | 1113.0695 | 1091.3779 | 1020.576 | 927.8749
2035-07-30 | 817.2533 | 750.9151 | 698.7206 | 687.1708 | 725.7999 | 831.6171 | 950.6885 | 954.0359 | 912.1266 | 810.2009 | 759.3049 | 689.3253 | 613.9939 | 619.3214 | 649.26 | 733.2385 | 904.5824 | 1009.3952 | 1128.3032 | 1164.5645 | 1154.9817 | 1110.8841 | 1022.9684 | 932.3213
2035-07-31 | 830.9896 | 772.2474 | 724.5925 | 702.7198 | 739.4547 | 838.9028 | 969.7974 | 975.1859 | 953.8339 | 855.4944 | 821.4917 | 841.242 | 739.1222 | 769.0574 | 844.6073 | 902.2583 | 1025.9572 | 1111.856 | 1114.9437 | 1154.2133 | 1154.7541 | 1118.0555 | 1019.0502 | 939.2978
2035-08-01 | 868.018 | 816.9048 | 763.8202 | 739.8786 | 775.7978 | 871.3422 | 989.5139 | 977.3981 | 981.6476 | 937.748 | 900.0067 | 869.1176 | 798.543 | 734.3745 | 763.3344 | 811.6925 | 940.6966 | 1069.3027 | 1159.7928 | 1213.3816 | 1203.6231 | 1160.1357 | 1079.2921 | 996.3671
2035-08-02 | 908.8481 | 810.7611 | 761.5358 | 738.7764 | 775.991 | 873.2159 | 992.2064 | 955.6346 | 941.3496 | 880.4285 | 850.9903 | 785.0624 | 742.3471 | 699.7398 | 754.8186 | 799.6418 | 975.6502 | 1078.4245 | 1170.5026 | 1228.5304 | 1234.722 | 1179.4288 | 1097.0652 | 1027.38
2035-08-03 | 916.6714 | 846.5094 | 764.9724 | 738.8404 | 775.7006 | 886.9748 | 1009.6121 | 980.6492 | 930.4478 | 834.9514 | 763.9695 | 645.1717 | 635.943 | 614.4729 | 662.4246 | 809.1252 | 950.0095 | 1082.8233 | 1120.8848 | 1168.011 | 1123.9109 | 1135.2067 | 1080.9035 | 1000.3911
2035-08-04 | 901.7729 | 831.8507 | 772.4753 | 743.5351 | 744.6081 | 792.1739 | 852.5888 | 845.5209 | 830.784 | 772.2689 | 744.4964 | 683.0844 | 571.8095 | 530.8528 | 539.5584 | 669.2226 | 861.516 | 1032.8539 | 1105.4887 | 1144.0075 | 1117.6695 | 1112.7822 | 1073.8092 | 999.3896
2035-08-05 | 895.0553 | 824.0914 | 765.4983 | 738.5026 | 738.6398 | 769.0339 | 803.8158 | 799.546 | 825.0454 | 749.4181 | 679.0607 | 684.2749 | 621.1651 | 572.3499 | 636.0169 | 750.7878 | 933.6233 | 1050.3377 | 1132.8184 | 1164.8162 | 1176.2424 | 1147.4715 | 1064.6085 | 968.8933
2035-08-06 | 868.06 | 794.259 | 737.8076 | 728.2371 | 770.3442 | 884.7113 | 1013.9783 | 1002.6788 | 989.1763 | 922.172 | 828.1366 | 819.2836 | 756.2578 | 725.1404 | 740.9283 | 822.4229 | 979.7893 | 1077.3884 | 1179.4761 | 1216.6703 | 1203.3886 | 1154.3513 | 1061.4538 | 970.255
2035-08-07 | 880.3682 | 815.3106 | 759.0685 | 742.2518 | 781.0619 | 891.3107 | 1026.6717 | 1018.5067 | 1016.0608 | 904.8202 | 845.679 | 813.4792 | 751.4248 | 743.8359 | 753.2609 | 831.4468 | 1004.4792 | 1125.1484 | 1175.077 | 1205.9614 | 1208.8268 | 1166.2447 | 1062.0146 | 983.6151
2035-08-08 | 858.2628 | 810.4976 | 756.0244 | 733.2127 | 769.518 | 863.3379 | 980.8918 | 942.0027 | 906.6126 | 844.3027 | 795.128 | 672.6875 | 669.2146 | 617.0135 | 705.1358 | 766.791 | 961.462 | 1091.295 | 1150.1992 | 1197.0459 | 1192.3219 | 1154.8737 | 1072.3726 | 989.1475
2035-08-09 | 899.4878 | 802.9148 | 752.7498 | 731.5476 | 769.0762 | 864.6345 | 987.9008 | 980.7683 | 973.9461 | 893.6378 | 858.8602 | 833.5338 | 768.8503 | 722.2485 | 760.3938 | 833.9954 | 992.3468 | 1081.3846 | 1150.7296 | 1213.8719 | 1219.4345 | 1167.7382 | 1081.2592 | 1011.2896
2035-08-10 | 914.495 | 844.1927 | 763.0167 | 739.4194 | 777.2607 | 886.2689 | 1011.4578 | 1002.5512 | 985.6499 | 889.4639 | 815.7052 | 777.3034 | 676.707 | 638.3655 | 665.3134 | 758.9737 | 908.6283 | 1061.5449 | 1112.6816 | 1162.2235 | 1114.8227 | 1136.1098 | 1078.0805 | 1001.1967
2035-08-11 | 878.4534 | 806.155 | 748.3528 | 722.5851 | 723.5011 | 767.4782 | 830.591 | 816.2377 | 792.2329 | 737.7004 | 692.6547 | 615.9061 | 511.4867 | 479.0264 | 533.9498 | 669.2857 | 877.2112 | 1006.7708 | 1075.7878 | 1113.2837 | 1082.1571 | 1082.9391 | 1038.4026 | 971.0501
2035-08-12 | 888.8136 | 819.5281 | 758.818 | 732.8805 | 733.1674 | 763.2579 | 798.8391 | 786.9074 | 803.8172 | 705.1285 | 657.822 | 571.5055 | 494.4086 | 471.2553 | 541.9333 | 668.1462 | 878.1073 | 1014.1406 | 1116.1673 | 1154.3404 | 1165.8669 | 1136.53 | 1056.9931 | 961.2561
2035-08-13 | 874.5664 | 800.5933 | 745.2101 | 735.6282 | 778.0092 | 897.5834 | 1029.6162 | 1006.576 | 978.3294 | 876.1347 | 794.8381 | 707.6991 | 664.0977 | 664.3298 | 698.6511 | 798.5542 | 973.785 | 1097.0713 | 1191.2764 | 1225.3111 | 1218.1858 | 1163.3039 | 1075.5205 | 986.0134
2035-08-14 | 878.7349 | 813.5052 | 759.681 | 739.4068 | 779.2454 | 892.7468 | 1026.2064 | 1012.4638 | 991.7024 | 873.1341 | 806.3426 | 756.8274 | 702.8564 | 713.9837 | 773.4849 | 889.3544 | 1029.8492 | 1137.2309 | 1173.1306 | 1206.261 | 1206.4951 | 1160.388 | 1054.7484 | 979.9547
2035-08-15 | 849.0834 | 800.173 | 745.0872 | 724.3636 | 757.983 | 854.4525 | 975.0239 | 940.0159 | 905.291 | 809.4299 | 785.1441 | 656.3158 | 671.3204 | 633.625 | 705.5613 | 769.581 | 974.2025 | 1069.583 | 1135.391 | 1186.0905 | 1179.4771 | 1135.8948 | 1055.2344 | 970.9695
2035-08-16 | 900.5011 | 804.6071 | 751.7771 | 730.3522 | 768.2715 | 866.0526 | 986.9064 | 938.2176 | 894.258 | 850.5912 | 825.4813 | 784.2227 | 699.8024 | 686.3116 | 789.4968 | 869.2254 | 1019.1568 | 1118.1424 | 1177.4865 | 1211.19 | 1219.3892 | 1165.5864 | 1080.75 | 1012.5554
2035-08-17 | 944.8281 | 877.0824 | 790.1312 | 747.6289 | 754.4008 | 789.0752 | 842.4004 | 808.1107 | 834.0281 | 769.687 | 717.7815 | 604.6823 | 545.027 | 562.4002 | 613.7395 | 744.5717 | 898.4768 | 1043.6266 | 1058.5711 | 1087.9281 | 1058.4563 | 1105.2005 | 1054.6453 | 987.5332
2035-08-18 | 895.8585 | 816.2423 | 757.0669 | 736.1115 | 740.9225 | 787.4744 | 853.0015 | 825.3935 | 804.6782 | 771.7376 | 713.4823 | 646.3474 | 596.8031 | 569.9368 | 644.7973 | 779.9347 | 934.4103 | 1048.4327 | 1109.1084 | 1126.0801 | 1099.7525 | 1100.9493 | 1059.6347 | 987.2633
2035-08-19 | 882.7243 | 813.4124 | 752.9452 | 726.7539 | 727.4198 | 752.274 | 788.4437 | 786.9967 | 807.3775 | 721.3536 | 672.6148 | 639.0468 | 496.5201 | 494.7721 | 547.4542 | 665.9349 | 891.4148 | 1039.7727 | 1128.9936 | 1145.0971 | 1157.1839 | 1129.7284 | 1048.5509 | 952.7961
2035-08-20 | 868.78 | 793.5947 | 737.835 | 728.1878 | 770.0005 | 888.1408 | 1024.5984 | 990.5047 | 955.4645 | 862.2537 | 805.5711 | 725.474 | 685.9692 | 668.6166 | 719.1584 | 871.358 | 1019.7487 | 1125.2759 | 1203.2654 | 1226.205 | 1211.499 | 1155.8273 | 1066.9341 | 979.4494
2035-08-21 | 873.5627 | 809.279 | 756.6161 | 736.4509 | 775.7075 | 887.1573 | 1025.7621 | 1006.6933 | 971.6797 | 906.6483 | 855.1588 | 815.6821 | 718.4144 | 694.9104 | 709.7149 | 815.9181 | 984.7794 | 1111.9601 | 1173.8988 | 1202.0908 | 1203.3072 | 1152.8581 | 1052.5797 | 977.0501
2035-08-22 | 856.7321 | 808.8699 | 754.7889 | 731.2431 | 765.9374 | 865.8117 | 988.1575 | 956.519 | 937.3721 | 881.3883 | 838.9714 | 807.2768 | 773.6409 | 742.7006 | 861.4403 | 898.5603 | 1036.746 | 1138.1942 | 1164.6101 | 1198.8301 | 1189.9253 | 1147.6447 | 1066.6916 | 983.9821
2035-08-23 | 893.2467 | 798.1019 | 745.5812 | 724.3681 | 762.7736 | 858.2636 | 982.8181 | 982.1878 | 978.8766 | 982.5273 | 969.5342 | 949.0325 | 963.3585 | 931.691 | 962.9914 | 1011.9814 | 1126.7887 | 1152.3875 | 1178.894 | 1211.2806 | 1212.0554 | 1159.7419 | 1074.3031 | 1008.6049
2035-08-24 | 910.4825 | 836.6429 | 752.97 | 730.35 | 765.2991 | 880.7162 | 1013.8579 | 1051.2958 | 1047.5089 | 973.5346 | 903.3414 | 901.3789 | 878.8238 | 791.5993 | 864.8001 | 972.5782 | 1085.7347 | 1171.9994 | 1145.8016 | 1157.0533 | 1110.8543 | 1122.7083 | 1070.2539 | 991.9132
2035-08-25 | 906.5147 | 832.0549 | 771.5718 | 744.2506 | 745.4225 | 793.054 | 860.4611 | 851.9721 | 873.2667 | 813.3618 | 773.9794 | 783.5377 | 718.0257 | 675.6144 | 720.2953 | 836.1418 | 986.4641 | 1095.9366 | 1127.1215 | 1134.4304 | 1109.2457 | 1105.1356 | 1066.1471 | 994.331
2035-08-26 | 891.2114 | 818.0733 | 755.6423 | 729.3911 | 729.8579 | 755.3817 | 792.1289 | 797.8656 | 811.6518 | 750.092 | 672.971 | 659.4502 | 562.5014 | 563.2369 | 708.2928 | 857.7447 | 1009.6163 | 1082.5371 | 1144.6964 | 1149.0622 | 1164.9761 | 1136.5861 | 1053.4029 | 957.0499
2035-08-27 | 865.6075 | 790.1032 | 733.0828 | 724.0363 | 765.6754 | 882.7313 | 1010.6176 | 999.3552 | 986.069 | 913.8815 | 845.4121 | 838.4289 | 730.4754 | 761.597 | 840.8679 | 914.5849 | 1043.1316 | 1124.4584 | 1198.2229 | 1219.0047 | 1201.5315 | 1150.9871 | 1057.6085 | 969.9964
2035-08-28 | 860.3225 | 793.6357 | 742.2988 | 724.0262 | 760.0467 | 873.4138 | 1010.6179 | 996.7468 | 941.1153 | 866.6636 | 827.3249 | 790.1801 | 761.2649 | 719.1837 | 737.4424 | 830.9873 | 1011.2459 | 1128.7301 | 1166.3139 | 1190.2281 | 1187.1192 | 1139.9101 | 1033.8508 | 959.4771
2035-08-29 | 846.5381 | 796.5491 | 743.9758 | 722.0478 | 755.6578 | 849.533 | 972.9066 | 926.9255 | 886.8217 | 801.0514 | 768.187 | 647.11 | 646.5335 | 651.8376 | 764.4704 | 836.6355 | 1010.1925 | 1102.241 | 1140.3796 | 1184.5355 | 1176.33 | 1134.1805 | 1054.2014 | 968.2511
2035-08-30 | 893.7225 | 795.2645 | 745.2302 | 722.6685 | 758.8657 | 847.8937 | 977.1417 | 932.9402 | 903.6571 | 839.1513 | 822.4208 | 746.526 | 686.0629 | 672.0093 | 733.5473 | 793.2665 | 979.2523 | 1075.6197 | 1157.6519 | 1201.5673 | 1210.4906 | 1156.0277 | 1067.8492 | 1000.9524
2035-08-31 | 895.883 | 823.9806 | 740.5832 | 719.1386 | 755.1438 | 857.3281 | 979.2576 | 986.7636 | 964.0522 | 862.5072 | 780.6175 | 727.2294 | 635.2632 | 629.3937 | 646.209 | 765.0069 | 894.0137 | 993.0727 | 1057.3982 | 1120.0584 | 1083.5153 | 1098.4468 | 1044.8909 | 966.4723
2035-09-01 | 877.698 | 813.6788 | 761.9573 | 739.3331 | 740.791 | 791.7392 | 861.815 | 830.6058 | 824.69 | 721.3095 | 671.4777 | 637.4757 | 591.1718 | 546.3987 | 541.9897 | 636.1869 | 840.0869 | 972.8023 | 1097.1795 | 1100.2656 | 1065.8382 | 1061.0155 | 1026.7698 | 963.9882
2035-09-02 | 884.734 | 821.7284 | 770.7256 | 742.5679 | 746.523 | 795.9663 | 836.0511 | 805.6373 | 827.8932 | 747.5285 | 703.1289 | 702.8391 | 590.9804 | 552.8451 | 592.0615 | 706.7696 | 896.1051 | 1022.5443 | 1166.3129 | 1165.1921 | 1149.3908 | 1126.8516 | 1047.4289 | 961.8714
2035-09-03 | 903.5603 | 836.4104 | 785.9125 | 761.3312 | 777.0981 | 839.8174 | 909.9154 | 891.3118 | 950.2319 | 892.9363 | 885.5888 | 890.7447 | 886.1038 | 850.0884 | 765.3623 | 830.5259 | 968.44 | 1054.5208 | 1152.7048 | 1127.5907 | 1135.1274 | 1112.8619 | 1040.4585 | 971.3073
2035-09-04 | 860.5617 | 799.2163 | 750.8002 | 738.5633 | 780.2312 | 887.8114 | 1030.2033 | 991.6061 | 951.7745 | 869.8175 | 829.8038 | 801.8805 | 731.8662 | 750.9991 | 742.6077 | 808.4996 | 957.4227 | 1074.855 | 1165.8181 | 1167.9369 | 1169.9503 | 1121.105 | 1023.1595 | 954.9442
2035-09-05 | 850.7958 | 811.4079 | 764.5388 | 742.6304 | 777.7638 | 868.9031 | 989.5822 | 932.8869 | 880.5402 | 802.2025 | 784.418 | 630.082 | 646.5796 | 632.4969 | 721.5831 | 814.4557 | 962.9145 | 1071.9539 | 1170.2373 | 1182.6569 | 1173.2285 | 1128.9044 | 1057.143 | 979.3839
2035-09-06 | 897.3848 | 803.093 | 760.4127 | 740.6613 | 775.7998 | 867.8069 | 988.1665 | 931.8074 | 890.6849 | 809.5279 | 797.4836 | 692.6819 | 656.7502 | 618.9685 | 669.911 | 760.6889 | 938.9329 | 1046.5012 | 1175.0196 | 1188.6996 | 1195.4102 | 1143.1889 | 1064.663 | 1002.9617
2035-09-07 | 908.579 | 846.0241 | 772.2199 | 748.2228 | 782.1154 | 892.5952 | 1027.8343 | 1007.4858 | 1011.647 | 896.931 | 806.8624 | 771.9638 | 709.7807 | 726.3449 | 745.9419 | 850.0034 | 972.0914 | 1078.6947 | 1144.3318 | 1151.6361 | 1101.1743 | 1112.6605 | 1063.0884 | 989.3514
2035-09-08 | 886.0852 | 818.7676 | 768.7263 | 743.5327 | 743.7604 | 794.2853 | 864.357 | 825.3243 | 801.0137 | 709.6207 | 663.8405 | 593.8538 | 530.5451 | 492.9497 | 539.9668 | 699.3208 | 889.232 | 998.7832 | 1119.7506 | 1115.9433 | 1076.469 | 1072.5928 | 1038.0215 | 967.9787
2035-09-09 | 884.7212 | 818.6211 | 767.9641 | 743.0674 | 742.8059 | 773.4076 | 823.226 | 810.9021 | 819.6131 | 715.9693 | 682.0621 | 643.9937 | 507.0592 | 510.6526 | 554.5599 | 692.7709 | 880.645 | 1018.0546 | 1145.0146 | 1133.3553 | 1142.4013 | 1119.6621 | 1039.5662 | 950.2269
2035-09-10 | 854.6312 | 789.5679 | 740.5331 | 732.0532 | 769.1241 | 885.7429 | 1016.9856 | 974.7719 | 945.0617 | 832.886 | 790.6955 | 746.6312 | 688.8904 | 681.0547 | 674.0057 | 795.237 | 983.5956 | 1088.3956 | 1203.0901 | 1189.2037 | 1175.7467 | 1124.6352 | 1038.2555 | 959.3388
2035-09-11 | 857.2147 | 802.0748 | 755.574 | 737.9947 | 776.1293 | 882.5053 | 1023.9997 | 989.7279 | 981.7808 | 871.4788 | 821.2281 | 832.1099 | 811.3495 | 863.383 | 862.9535 | 954.1824 | 1064.7211 | 1143.2836 | 1179.8852 | 1174.9261 | 1167.8376 | 1122.7237 | 1021.9519 | 950.4362
2035-09-12 | 846.5558 | 803.829 | 756.6771 | 735.1805 | 769.8803 | 857.6687 | 987.1221 | 960.9634 | 954.3112 | 892.8519 | 901.3226 | 898.3684 | 926.3775 | 832.7806 | 879.0443 | 975.1404 | 1077.4459 | 1115.2205 | 1166.3249 | 1169.1543 | 1163.34 | 1118.686 | 1044.2653 | 962.9865
2035-09-13 | 895.8535 | 800.9948 | 755.2462 | 734.5302 | 766.542 | 856.3726 | 983.2939 | 950.9603 | 958.6863 | 941.7648 | 938.2981 | 923.4751 | 937.1167 | 874.8018 | 912.1289 | 945.9774 | 1074.7748 | 1100.95 | 1180.5283 | 1184.2639 | 1185.7957 | 1133.0148 | 1057.6841 | 999.3871
2035-09-14 | 892.0682 | 825.0205 | 748.8358 | 727.7784 | 762.2748 | 863.6709 | 993.1619 | 964.5622 | 929.3591 | 841.8304 | 804.1045 | 806.0962 | 715.5041 | 707.0097 | 724.5488 | 836.3157 | 975.6186 | 1090.8006 | 1122.411 | 1128.4135 | 1071.8598 | 1082.9351 | 1029.5619 | 957.9152
2035-09-15 | 893.1034 | 827.1563 | 777.8275 | 750.773 | 751.5169 | 804.5418 | 880.5667 | 894.2265 | 901.1306 | 832.0503 | 744.3001 | 743.0123 | 679.4609 | 593.4526 | 640.1095 | 771.9785 | 961.5027 | 1073.7157 | 1159.2958 | 1136.8884 | 1098.5285 | 1092.4403 | 1053.5301 | 984.3093
2035-09-16 | 897.504 | 833.6386 | 781.4863 | 755.7838 | 755.8675 | 794.6639 | 839.3981 | 833.6151 | 859.2107 | 760.3748 | 706.1224 | 672.0571 | 496.351 | 496.0371 | 548.2981 | 670.2397 | 907.2191 | 1056.5343 | 1174.9911 | 1155.1741 | 1162.7188 | 1140.7285 | 1060.8531 | 972.6843
2035-09-17 | 865.0532 | 796.0431 | 746.7973 | 738.4898 | 779.059 | 901.9115 | 1038.0217 | 1005.7064 | 982.7119 | 888.4021 | 810.3699 | 789.1345 | 767.3224 | 744.5216 | 733.5656 | 837.2387 | 1023.241 | 1125.2468 | 1212.1855 | 1203.9557 | 1184.1615 | 1137.0743 | 1049.4435 | 968.5156
2035-09-18 | 871.5559 | 812.7484 | 767.1764 | 748.5793 | 786.7204 | 900.8849 | 1039.5815 | 1004.618 | 952.889 | 819.1503 | 773.8271 | 656.1032 | 612.8671 | 624.4292 | 653.4101 | 771.2603 | 962.9368 | 1094.7103 | 1182.7407 | 1183.5003 | 1179.5554 | 1132.0824 | 1035.2948 | 965.6805
2035-09-19 | 853.0245 | 809.7603 | 762.4482 | 740.8032 | 773.8329 | 869.7452 | 996.795 | 952.8465 | 934.1532 | 853.0698 | 818.5783 | 736.5093 | 671.5562 | 653.7916 | 747.2658 | 815.4135 | 955.6228 | 1073.1015 | 1168.4393 | 1177.6382 | 1166.9984 | 1122.851 | 1047.1355 | 971.5355
2035-09-20 | 901.9453 | 810.5359 | 764.0311 | 742.5279 | 779.3237 | 869.7856 | 996.8735 | 965.4767 | 946.8645 | 859.0168 | 825.8637 | 740.0368 | 643.0242 | 625.0645 | 683.3756 | 792.1963 | 986.8511 | 1081.5128 | 1180.5134 | 1194.8158 | 1196.4018 | 1143.607 | 1062.1459 | 1003.0067
2035-09-21 | 909.9617 | 847.978 | 770.4019 | 749.5396 | 784.6298 | 894.3692 | 1031.4897 | 1007.4582 | 988.9522 | 898.1876 | 833.9937 | 824.9532 | 716.6216 | 714.052 | 694.0835 | 812.1772 | 996.367 | 1128.7332 | 1153.7169 | 1153.3769 | 1102.7899 | 1112.3152 | 1064.1754 | 989.6813
2035-09-22 | 885.9904 | 823.5131 | 772.6945 | 747.0813 | 747.7191 | 798.6997 | 873.1942 | 884.6619 | 855.8623 | 770.1863 | 715.6757 | 661.9855 | 545.685 | 519.1837 | 553.6747 | 707.2203 | 890.5349 | 1041.2526 | 1138.951 | 1115.3426 | 1085.9524 | 1080.7715 | 1045.3312 | 979.1741
2035-09-23 | 895.7238 | 829.148 | 775.0458 | 749.6927 | 750.3185 | 785.5367 | 835.593 | 820.702 | 824.5394 | 680.3499 | 653.3156 | 600.1133 | 502.1788 | 519.1 | 601.9932 | 730.0706 | 953.766 | 1067.7688 | 1165.8066 | 1137.6184 | 1148.5186 | 1121.8274 | 1049.3012 | 963.1161
2035-09-24 | 867.3195 | 801.2824 | 752.9912 | 743.6414 | 784.7545 | 899.9927 | 1042.0742 | 1008.2281 | 970.7654 | 857.535 | 791.4851 | 714.7153 | 639.7825 | 647.9829 | 654.4925 | 768.9722 | 990.5377 | 1117.7102 | 1214.7661 | 1202.0661 | 1192.123 | 1139.2494 | 1056.1379 | 971.1723
2035-09-25 | 881.1697 | 820.5355 | 775.0869 | 755.4335 | 790.1514 | 903.518 | 1051.5234 | 1044.4346 | 1010.9878 | 927.2845 | 844.6458 | 798.3073 | 711.9615 | 718.8148 | 744.1932 | 865.5176 | 1042.9594 | 1145.8224 | 1219.4388 | 1204.3919 | 1193.8218 | 1150.9623 | 1044.9188 | 976.945
2035-09-26 | 861.2343 | 818.627 | 772.4748 | 749.8543 | 785.3261 | 883.4776 | 1012.1955 | 986.415 | 960.8163 | 912.1334 | 905.1054 | 886.9202 | 836.9925 | 792.4357 | 879.2241 | 907.3417 | 1059.6566 | 1162.0525 | 1204.7345 | 1201.401 | 1186.1166 | 1139.7983 | 1069.6127 | 990.1057
2035-09-27 | 899.0643 | 807.3657 | 761.1574 | 740.4609 | 772.7683 | 869.8562 | 997.5663 | 970.1985 | 966.4924 | 929.6389 | 934.7698 | 900.263 | 862.9932 | 804.8222 | 892.5176 | 948.7203 | 1094.6206 | 1140.5833 | 1198.0269 | 1197.2435 | 1197.0087 | 1143.4506 | 1064.2606 | 1003.8469
2035-09-28 | 904.7893 | 836.4475 | 762.8901 | 740.3686 | 772.4452 | 881.1054 | 1012.0708 | 1005.9896 | 981.9701 | 872.7356 | 799.8105 | 770.5108 | 692.6691 | 658.7368 | 695.5322 | 843.1883 | 1010.7726 | 1118.3032 | 1149.0295 | 1149.8846 | 1094.4425 | 1103.1086 | 1053.6818 | 975.5427
2035-09-29 | 894.176 | 827.9192 | 776.5549 | 750.7072 | 750.8398 | 802.8862 | 880.3203 | 862.9776 | 848.0007 | 765.6277 | 723.7899 | 677.2011 | 579.8916 | 604.8634 | 656.9202 | 800.9354 | 969.4115 | 1086.1825 | 1151.4322 | 1128.0708 | 1094.5304 | 1088.0565 | 1049.2627 | 984.3531
2035-09-30 | 877.9045 | 815.1567 | 759.593 | 735.411 | 735.3443 | 774.8363 | 819.213 | 799.8045 | 792.7055 | 659.566 | 618.449 | 589.263 | 506.0224 | 493.2678 | 516.3066 | 660.9179 | 897.6789 | 1030.5869 | 1135.2274 | 1120.8512 | 1135.3752 | 1112.793 | 1034.5576 | 950.1442
2035-10-01 | 818.2284 | 750.3393 | 700.2576 | 689.9715 | 719.015 | 832.8858 | 953.4781 | 944.3349 | 916.8617 | 827.0564 | 770.1635 | 746.9038 | 630.816 | 640.0443 | 701.3729 | 816.7128 | 984.1504 | 1093.2606 | 1188.4829 | 1143.7127 | 1139.9297 | 1089.4738 | 1001.5303 | 913.4946
2035-10-02 | 821.3804 | 765.7613 | 719.6551 | 700.4444 | 729.1848 | 839.2063 | 968.9109 | 940.8309 | 910.3109 | 813.3156 | 785.5516 | 798.4248 | 696.2962 | 739.494 | 753.1355 | 856.1942 | 995.4976 | 1111.848 | 1171.758 | 1137.8164 | 1134.6974 | 1093.1484 | 994.066 | 913.8139
2035-10-03 | 806.9036 | 762.7053 | 717.3441 | 694.4632 | 716.7233 | 801.4654 | 913.3351 | 889.6821 | 866.8927 | 814.4774 | 825.2036 | 813.8116 | 743.294 | 723.5392 | 775.1054 | 819.0708 | 991.0291 | 1101.4709 | 1154.7738 | 1130.2871 | 1126.4109 | 1083.4444 | 1004.5554 | 915.4092
2035-10-04 | 845.1621 | 757.4871 | 710.7499 | 687.3867 | 712.8027 | 793.7241 | 905.9714 | 886.6518 | 875.3244 | 807.3829 | 797.2349 | 803.5471 | 705.7148 | 740.3432 | 815.6393 | 915.9445 | 1037.1502 | 1099.9715 | 1167.1646 | 1138.8509 | 1147.9208 | 1094.6151 | 1010.6238 | 940.4294
2035-10-05 | 846.998 | 786.7697 | 711.2 | 686.8507 | 709.7016 | 803.3742 | 926.201 | 927.44 | 902.7047 | 839.4323 | 777.8704 | 791.2834 | 695.1808 | 688.4953 | 731.5914 | 858.3102 | 985.5996 | 1106.8745 | 1123.7033 | 1094.2392 | 1050.2128 | 1056.9063 | 1001.4325 | 915.7215
2035-10-06 | 832.9469 | 767.6117 | 715.9243 | 689.8353 | 680.786 | 722.1328 | 783.3078 | 772.4851 | 781.7413 | 755.6692 | 720.3613 | 739.4607 | 650.7104 | 587.0947 | 631.0415 | 768.2217 | 925.0789 | 1053.5984 | 1113.6354 | 1063.2977 | 1044.8429 | 1038.4592 | 995.4148 | 923.0453
2035-10-07 | 834.8313 | 770.7863 | 715.9626 | 691.6423 | 682.9029 | 720.7634 | 749.782 | 740.8637 | 751.7689 | 666.9941 | 643.3201 | 661.1658 | 539.9292 | 569.6966 | 644.1324 | 781.3585 | 955.0504 | 1059.2358 | 1167.6284 | 1112.4354 | 1098.4805 | 1075.6007 | 996.0311 | 906.9531
2035-10-08 | 819.3011 | 751.6809 | 702.0716 | 691.2724 | 720.7505 | 846.6066 | 967.6487 | 949.0812 | 901.469 | 795.1745 | 744.8768 | 706.6175 | 680.7787 | 748.844 | 806.165 | 929.6041 | 1066.3427 | 1159.936 | 1211.398 | 1159.0553 | 1151.7104 | 1094.0306 | 1013.2542 | 927.3831
2035-10-09 | 823.7285 | 763.7982 | 717.8489 | 698.1564 | 727.0748 | 833.4046 | 962.5073 | 946.6911 | 907.6555 | 793.6702 | 742.0865 | 689.2322 | 610.1142 | 626.4632 | 674.0018 | 809.528 | 1001.0656 | 1128.3038 | 1169.7006 | 1132.4396 | 1134.0606 | 1087.9149 | 987.5387 | 915.1481
2035-10-10 | 803.8969 | 759.9537 | 713.3845 | 691.1215 | 715.5177 | 797.4428 | 916.6236 | 895.0037 | 859.4741 | 798.4915 | 776.9215 | 756.3794 | 692.4175 | 682.6118 | 771.7384 | 828.2096 | 998.8337 | 1110.2154 | 1150.664 | 1125.8577 | 1123.02 | 1079.5059 | 1001.0706 | 917.9077
2035-10-11 | 851.2841 | 761.4601 | 715.2744 | 692.7706 | 716.0339 | 798.0711 | 913.5848 | 898.0207 | 876.2787 | 811.7884 | 806.3483 | 775.2861 | 702.6498 | 717.1432 | 759.5715 | 873.0518 | 1044.9677 | 1124.4895 | 1179.1862 | 1145.5629 | 1155.2442 | 1099.7306 | 1019.9922 | 953.3794
2035-10-12 | 859.9764 | 792.2502 | 719.6054 | 693.4898 | 717.1865 | 815.8798 | 939.1967 | 941.6061 | 920.5006 | 853.4821 | 792.9839 | 814.3691 | 772.017 | 809.2843 | 841.8062 | 933.0497 | 1065.598 | 1139.2762 | 1135.0877 | 1101.611 | 1056.2625 | 1068.8468 | 1016.717 | 935.5521
2035-10-13 | 832.3897 | 772.0146 | 718.2636 | 691.3114 | 682.2345 | 724.1497 | 786.8613 | 806.6619 | 815.6577 | 776.3966 | 727.184 | 739.2115 | 764.3556 | 632.6385 | 658.9497 | 754.2992 | 932.8925 | 1053.9325 | 1104.347 | 1058.6259 | 1032.8786 | 1032.0931 | 990.9813 | 924.6129
2035-10-14 | 839.2406 | 773.7252 | 719.261 | 694.7078 | 685.6354 | 714.5219 | 748.9056 | 747.5514 | 759.7819 | 669.4361 | 658.3201 | 688.0383 | 586.9634 | 596.6511 | 683.4495 | 824.7461 | 980.2073 | 1080.8005 | 1141.6378 | 1090.039 | 1099.5304 | 1078.562 | 1002.1475 | 909.779
2035-10-15 | 824.6632 | 757.1192 | 707.5525 | 696.2496 | 725.0142 | 836.256 | 964.6911 | 1006.325 | 1021.1883 | 926.8702 | 858.751 | 846.2986 | 840.6114 | 795.6087 | 813.697 | 936.0361 | 1104.5501 | 1170.4082 | 1216.3526 | 1158.8158 | 1150.67 | 1103.6101 | 1012.5747 | 929.659
2035-10-16 | 823.382 | 763.3456 | 716.5589 | 696.9925 | 724.096 | 836.9115 | 965.9755 | 963.1402 | 936.4492 | 834.5202 | 783.7052 | 781.0411 | 707.084 | 723.1333 | 761.5817 | 885.1206 | 1067.7539 | 1165.512 | 1185.6706 | 1144.5827 | 1138.9677 | 1093.6275 | 992.5197 | 918.3037
2035-10-17 | 812.032 | 768.1781 | 720.9605 | 697.7131 | 721.8615 | 816.8114 | 934.9731 | 928.8272 | 905.7548 | 873.9207 | 846.3714 | 799.0273 | 745.0225 | 743.4746 | 824.0782 | 911.7557 | 1053.366 | 1157.3955 | 1171.4652 | 1143.8965 | 1132.2578 | 1090.5174 | 1013.727 | 930.8712
2035-10-18 | 850.1643 | 758.5104 | 710.9487 | 689.346 | 714.089 | 806.7711 | 922.0926 | 911.93 | 887.0902 | 845.9798 | 858.5631 | 827.5518 | 729.2204 | 746.1412 | 761.3656 | 829.7788 | 1025.1796 | 1108.8915 | 1174.3278 | 1144.5227 | 1147.0564 | 1096.7092 | 1011.3379 | 948.7277
2035-10-19 | 845.2354 | 780.9456 | 704.1797 | 680.4287 | 703.7547 | 806.1982 | 924.3939 | 917.342 | 897.7164 | 819.7322 | 780.3623 | 783.3089 | 668.6968 | 689.5694 | 758.4387 | 903.0338 | 1017.3099 | 1113.5472 | 1110.4941 | 1085.688 | 1033.7843 | 1043.665 | 987.136 | 911.743
2035-10-20 | 842.8191 | 781.253 | 728.0827 | 700.25 | 690.9627 | 735.1989 | 800.8209 | 844.4027 | 831.8197 | 770.7735 | 732.1738 | 704.9729 | 588.5815 | 560.9541 | 635.2055 | 771.2944 | 957.0668 | 1080.9505 | 1121.9136 | 1071.9253 | 1052.3057 | 1042.4993 | 998.2963 | 930.0825
2035-10-21 | 836.8987 | 772.5805 | 717.6004 | 693.243 | 684.2872 | 716.0584 | 749.1335 | 760.3644 | 766.376 | 666.5985 | 622.326 | 604.6869 | 499.392 | 506.3521 | 597.4822 | 770.7923 | 963.2388 | 1093.1971 | 1149.2016 | 1094.7537 | 1102.979 | 1082.0253 | 1000.862 | 907.0445
2035-10-22 | 809.877 | 742.0263 | 691.5939 | 681.4257 | 710.442 | 823.3199 | 948.1218 | 943.4707 | 905.0571 | 794.0283 | 743.2816 | 713.4239 | 650.5581 | 692.7352 | 722.6915 | 868.4725 | 1026.3188 | 1142.7224 | 1185.4907 | 1139.9408 | 1126.8519 | 1076.8677 | 989.3345 | 905.9929
2035-10-23 | 817.0416 | 758.2368 | 711.7433 | 692.853 | 721.3852 | 830.5883 | 960.5346 | 960.3004 | 935.8442 | 872.6363 | 854.9077 | 876.6321 | 877.5098 | 811.2243 | 833.3286 | 932.1672 | 1079.6462 | 1173.7994 | 1173.361 | 1131.8803 | 1132.6322 | 1083.1467 | 985.032 | 915.3484
2035-10-24 | 801.8488 | 757.5448 | 709.9474 | 687.4149 | 711.2455 | 800.3196 | 917.7851 | 916.3443 | 888.9531 | 817.9627 | 779.3449 | 779.9428 | 713.8094 | 712.8282 | 851.0443 | 931.654 | 1044.1766 | 1135.8785 | 1143.6154 | 1121.7364 | 1118.357 | 1072.1408 | 997.182 | 914.74
2035-10-25 | 839.9349 | 748.1852 | 701.1544 | 680.0839 | 704.511 | 790.2454 | 906.9581 | 897.6465 | 862.6994 | 788.4736 | 753.525 | 778.2568 | 714.1564 | 762.2218 | 791.4715 | 898.2046 | 1031.2791 | 1107.9599 | 1151.0648 | 1123.6066 | 1134.3277 | 1076.4573 | 995.2555 | 934.569
2035-10-26 | 846.4639 | 782.467 | 706.6395 | 682.9422 | 706.6312 | 808.3551 | 929.1811 | 928.8086 | 897.5168 | 801.1438 | 744.2206 | 737.6234 | 651.5476 | 688.9869 | 729.9408 | 891.7237 | 1043.6629 | 1136.0578 | 1120.369 | 1091.4268 | 1043.3388 | 1048.525 | 994.8987 | 918.3936
2035-10-27 | 817.3378 | 755.3386 | 700.0384 | 674.2142 | 664.5661 | 703.3365 | 767.4056 | 776.1334 | 767.7128 | 704.055 | 655.2978 | 659.9719 | 584.1055 | 556.1227 | 624.9943 | 779.7727 | 949.9073 | 1049.5466 | 1075.9548 | 1037.8702 | 1007.9801 | 1002.6604 | 960.0032 | 892.0865
2035-10-28 | 822.2446 | 757.7991 | 704.1314 | 680.1702 | 671.449 | 699.0687 | 736.5409 | 756.8703 | 763.0607 | 689.8285 | 635.1767 | 624.2934 | 586.9707 | 608.1893 | 723.495 | 856.7435 | 1016.4556 | 1104.9745 | 1140.2285 | 1076.0583 | 1080.0134 | 1055.3974 | 982.6428 | 883.8836
2035-10-29 | 808.5248 | 742.4145 | 695.0031 | 684.1184 | 712.8812 | 824.2027 | 954.0866 | 968.8038 | 968.1893 | 897.9882 | 880.215 | 886.0988 | 881.1493 | 782.1027 | 815.0821 | 936.999 | 1104.3257 | 1188.7738 | 1212.2069 | 1151.7575 | 1132.6994 | 1079.7097 | 992.5518 | 904.2258
2035-10-30 | 804.0819 | 746.0092 | 699.7715 | 681.6096 | 709.2628 | 812.6307 | 947.0521 | 953.7177 | 916.0013 | 855.202 | 827.8407 | 818.9736 | 792.1276 | 754.9669 | 797.1251 | 935.1517 | 1102.9038 | 1179.5154 | 1176.8213 | 1133.136 | 1112.0385 | 1066.1905 | 960.4125 | 885.7062
2035-10-31 | 790.0744 | 749.7649 | 702.9559 | 679.4114 | 703.5328 | 793.3269 | 913.7623 | 922.0114 | 918.9306 | 861.1715 | 838.9878 | 777.5766 | 786.2374 | 722.9816 | 825.17 | 886.9641 | 1034.6536 | 1146.4077 | 1146.6243 | 1127.4856 | 1110.7011 | 1063.4107 | 984.3574 | 902.2243
2035-11-01 | 811.4428 | 717.6407 | 673.6639 | 649.4249 | 682.8297 | 781.6331 | 905.8775 | 876.8547 | 835.0475 | 786.3251 | 776.178 | 766.5313 | 679.5949 | 661.6133 | 716.4001 | 857.5973 | 1012.4984 | 1093.2827 | 1143.6662 | 1091.4894 | 1097.0591 | 1040.1072 | 963.0609 | 907.5562
2035-11-02 | 822.1481 | 753.1331 | 680.5342 | 653.2795 | 685.5742 | 795.3714 | 925.4912 | 955.0438 | 893.2746 | 785.2445 | 722.6458 | 716.6516 | 602.3018 | 586.7143 | 653.9924 | 821.1104 | 998.8621 | 1116.2905 | 1109.0064 | 1057.3478 | 1002.1327 | 1008.6309 | 961.4153 | 890.1379
2035-11-03 | 801.1085 | 733.7993 | 683.8492 | 653.8816 | 652.7045 | 709.5054 | 783.0253 | 777.165 | 765.1671 | 696.4076 | 654.5483 | 645.9551 | 529.8908 | 476.5725 | 560.5111 | 748.3258 | 928.976 | 1052.2573 | 1085.5872 | 1020.0407 | 986.8461 | 984.0813 | 947.104 | 883.581
2035-11-04 | 797.9067 | 734.8883 | 684.118 | 656.4581 | 655.6407 | 708.4978 | 743.6402 | 764.5353 | 753.8408 | 675.1775 | 627.8682 | 630.7798 | 536.5864 | 490.0861 | 581.9405 | 738.4409 | 937.1279 | 1052.5252 | 1110.3342 | 1038.3087 | 1012.8537 | 1016.6706 | 943.6475 | 866.4469
2035-11-05 | 772.8457 | 707.9395 | 659.8867 | 649.6853 | 691.7422 | 839.9309 | 941.4212 | 967.8966 | 950.3168 | 879.789 | 816.6917 | 799.3134 | 748.9993 | 649.2462 | 684.9143 | 808.946 | 996.9312 | 1112.3336 | 1155.0712 | 1090.2097 | 1048.6942 | 1015.6534 | 944.6534 | 865.4398
2035-11-06 | 778.4982 | 716.9507 | 672.6791 | 652.6891 | 691.3459 | 831.379 | 945.2138 | 952.6655 | 896.2191 | 789.1262 | 732.7283 | 724.994 | 620.1066 | 629.5413 | 665.8227 | 799.2134 | 980.7696 | 1113.602 | 1137.7913 | 1081.0422 | 1049.3384 | 1011.5063 | 929.2599 | 864.6428
2035-11-07 | 761.3956 | 714.7412 | 670.7101 | 648.0766 | 686.0889 | 805.7809 | 913.0813 | 907.5218 | 876.1833 | 837.1552 | 860.9368 | 838.5047 | 867.3533 | 804.0452 | 880.2565 | 904.6493 | 1024.2745 | 1116.0008 | 1124.9596 | 1081.3724 | 1038.9718 | 1009.1927 | 947.1385 | 873.1862
2035-11-08 | 800.5211 | 707.9486 | 663.4922 | 642.7365 | 681.5117 | 802.7083 | 910.2198 | 894.3632 | 844.7297 | 741.7997 | 735.9628 | 718.0275 | 639.1662 | 610.6087 | 703.2998 | 820.7481 | 989.1634 | 1069.1323 | 1117.9553 | 1077.0242 | 1051.7039 | 1006.5883 | 940.3602 | 885.8314
2035-11-09 | 795.431 | 729.1243 | 654.4419 | 632.867 | 670.9233 | 806.5104 | 920.0046 | 929.7398 | 856.3179 | 745.2781 | 687.7344 | 659.0716 | 567.8594 | 569.1636 | 678.1745 | 853.9314 | 991.5491 | 1067.8839 | 1062.5994 | 1035.9278 | 970.9898 | 956.8583 | 914.2155 | 848.6588
2035-11-10 | 782.5797 | 713.3722 | 659.9245 | 634.2156 | 635.8311 | 696.8061 | 765.4216 | 791.0698 | 789.9849 | 725.692 | 667.6143 | 654.113 | 645.4996 | 529.0181 | 580.5251 | 713.4471 | 888.2403 | 1005.4097 | 1021.9748 | 989.8332 | 953.0479 | 943.7666 | 908.6793 | 854.0138
2035-11-11 | 774.2476 | 706.5105 | 652.9582 | 628.967 | 630.3154 | 678.5631 | 716.7235 | 741.5121 | 735.5634 | 639.6881 | 601.6913 | 602.4961 | 600.699 | 524.1866 | 630.8969 | 741.5994 | 906.8956 | 1005.948 | 1062.7281 | 999.6364 | 981.0241 | 977.3445 | 905.7854 | 824.3465
2035-11-12 | 798.2942 | 730.3843 | 678.0592 | 651.823 | 665.6369 | 738.2331 | 773.6857 | 782.4343 | 799.8862 | 723.6491 | 703.2714 | 673.8627 | 584.1539 | 578.9887 | 604.5378 | 756.207 | 946.6192 | 1067.8118 | 1096.6096 | 1020.6327 | 997.6306 | 984.2842 | 909.0416 | 853.9002
2035-11-13 | 772.3753 | 710.2129 | 664.4729 | 645.8086 | 684.5827 | 823.0874 | 941.0931 | 949.3633 | 906.515 | 814.3678 | 743.1106 | 725.791 | 652.8222 | 649.4165 | 688.722 | 822.6341 | 982.368 | 1109.6414 | 1129.1172 | 1075.5118 | 1042.4558 | 1002.6274 | 915.2088 | 851.7036
2035-11-14 | 769.7702 | 721.9192 | 676.8747 | 654.2013 | 691.4536 | 810.7318 | 914.2249 | 914.4102 | 873.5443 | 770.662 | 737.8434 | 685.954 | 620.6159 | 571.6111 | 694.4141 | 837.3812 | 1011.2611 | 1099.4791 | 1118.049 | 1081.4129 | 1035.7828 | 997.5195 | 940.6056 | 867.3069
2035-11-15 | 812.8448 | 718.67 | 674.8905 | 652.9725 | 691.383 | 814.7415 | 916.3439 | 918.7887 | 886.2674 | 815.2489 | 803.1385 | 797.9162 | 737.1327 | 684.9281 | 806.284 | 891.046 | 1040.6997 | 1104.1431 | 1141.1525 | 1095.4947 | 1067.2598 | 1024.3025 | 958.7011 | 900.1024
2035-11-16 | 804.1827 | 738.3193 | 665.2678 | 642.0443 | 680.4419 | 817.9878 | 920.8303 | 946.1094 | 889.8133 | 802.0852 | 761.6977 | 786.6062 | 762.1393 | 701.9345 | 763.2301 | 917.1477 | 1034.0401 | 1096.032 | 1080.9737 | 1039.5252 | 973.1902 | 962.1834 | 935.2474 | 862.4338
2035-11-17 | 786.7101 | 721.6852 | 668.8264 | 641.9779 | 643.7281 | 706.4655 | 768.2991 | 816.4813 | 779.8326 | 724.6704 | 708.3895 | 702.7243 | 724.028 | 647.4939 | 680.0498 | 787.0931 | 945.6472 | 1032.4638 | 1044.5824 | 1004.7492 | 970.0092 | 962.0685 | 930.6805 | 867.5819
2035-11-18 | 791.0519 | 722.781 | 669.2808 | 643.558 | 644.2174 | 696.5058 | 732.0176 | 774.6981 | 781.7232 | 664.4237 | 596.6761 | 585.1982 | 542.4275 | 472.815 | 604.0635 | 774.678 | 945.3265 | 1048.5658 | 1097.4317 | 1024.8059 | 1005.527 | 1001.079 | 929.4271 | 847.9114
2035-11-19 | 773.9711 | 705.1713 | 656.338 | 647.0217 | 689.1646 | 836.8652 | 946.8779 | 985.9559 | 965.8967 | 882.2027 | 820.3983 | 819.2047 | 834.8892 | 767.1366 | 829.5376 | 918.8793 | 1062.2387 | 1127.5544 | 1155.5783 | 1088.5205 | 1053.0995 | 1013.1195 | 947.9578 | 870.5332
2035-11-20 | 783.5533 | 720.8784 | 676.3026 | 655.8791 | 694.2539 | 834.884 | 949.7039 | 995.2463 | 962.1103 | 845.8004 | 841.0888 | 853.8137 | 871.5663 | 824.8084 | 854.6997 | 946.943 | 1073.5234 | 1138.3837 | 1133.8327 | 1081.05 | 1046.7263 | 1021.0941 | 934.1874 | 867.029
2035-11-21 | 759.8534 | 708.9865 | 667.9947 | 645.8397 | 684.177 | 801.3144 | 914.2691 | 950.4792 | 921.969 | 876.7809 | 878.6168 | 868.5757 | 898.016 | 831.9831 | 842.035 | 915.4766 | 1036.3439 | 1103.1357 | 1111.7661 | 1088.8799 | 1048.4985 | 1001.8132 | 943.4737 | 867.5462
2035-11-22 | 809.2846 | 714.7561 | 670.7781 | 649.6199 | 680.3889 | 803.8122 | 917.3793 | 943.5962 | 934.2953 | 883.1809 | 863.1183 | 871.08 | 869.3616 | 831.872 | 871.8742 | 915.0259 | 1049.6216 | 1091.0967 | 1138.6441 | 1101.8266 | 1073.8699 | 1032.4935 | 958.7037 | 894.9395
2035-11-23 | 793.5233 | 725.8463 | 648.8954 | 632.5738 | 673.4215 | 808.8371 | 918.374 | 966.6751 | 964.6653 | 890.8387 | 794.6839 | 783.1803 | 783.9636 | 758.1955 | 772.9958 | 905.8402 | 1026.9044 | 1094.9776 | 1073.9816 | 1029.3533 | 966.6766 | 953.742 | 931.3329 | 863.6125
2035-11-24 | 769.9364 | 701.6778 | 647.5668 | 622.5858 | 624.2885 | 682.7079 | 741.3769 | 800.9416 | 787.3957 | 717.493 | 663.2611 | 676.2012 | 710.0501 | 677.6654 | 635.0506 | 775.2189 | 924.6888 | 1006.2062 | 1016.5931 | 988.9104 | 950.6888 | 947.266 | 907.2919 | 845.3267
2035-11-25 | 773.9272 | 705.8077 | 650.3729 | 626.8332 | 626.8156 | 674.7055 | 715.2056 | 765.1429 | 775.3842 | 664.3014 | 615.1667 | 630.0916 | 651.9702 | 578.1894 | 616.8786 | 753.6245 | 935.5423 | 1027.6567 | 1073.6011 | 1010.286 | 984.1959 | 978.0797 | 903.6964 | 822.8862
2035-11-26 | 759.1658 | 692.156 | 642.0313 | 633.5281 | 674.3113 | 816.8164 | 934.7862 | 976.9739 | 957.1218 | 867.2431 | 788.0561 | 809.972 | 826.8867 | 727.717 | 760.3386 | 875.7161 | 1014.7667 | 1096.0819 | 1128.0091 | 1070.1229 | 1027.5684 | 984.2168 | 909.297 | 840.9976
2035-11-27 | 768.3169 | 707.2801 | 660.2437 | 641.7477 | 679.8445 | 816.6651 | 933.4712 | 974.4592 | 953.5309 | 875.4937 | 834.983 | 825.5494 | 839.8875 | 794.4038 | 796.7486 | 883.0335 | 1027.7609 | 1105.3842 | 1103.993 | 1057.8337 | 1023.1856 | 986.0372 | 902.8471 | 839.1744
2035-11-28 | 748.3461 | 701.3011 | 656.0817 | 634.8206 | 672.5906 | 787.4345 | 894.3167 | 919.5039 | 895.2907 | 843.9438 | 837.9366 | 808.0454 | 814.0051 | 680.8696 | 797.396 | 868.0955 | 999.0816 | 1079.5551 | 1088.6725 | 1052.0075 | 1010.352 | 978.4284 | 921.4062 | 850.5856
2035-11-29 | 825.2687 | 733.6858 | 684.1444 | 646.6574 | 665.0802 | 707.437 | 733.9308 | 753.999 | 771.7485 | 733.0761 | 735.777 | 708.1702 | 674.2812 | 621.7212 | 696.7247 | 809.9052 | 955.5566 | 1023.0412 | 1051.3008 | 1000.9287 | 990.1596 | 978.1948 | 911.9989 | 870.4945
2035-11-30 | 792.5739 | 725.6321 | 651.1874 | 628.8742 | 666.6825 | 802.1425 | 898.0443 | 959.5085 | 943.6784 | 873.3248 | 812.3344 | 805.1318 | 833.0067 | 837.0223 | 825.3308 | 853.0919 | 989.3947 | 1063.0686 | 1045.7853 | 1011.9745 | 949.6918 | 941.8615 | 920.6944 | 850.9904
2035-12-01 | 762.5064 | 695.5226 | 641.3051 | 613.3365 | 614.1779 | 657.1281 | 702.6742 | 746.7831 | 714.2857 | 677.6881 | 636.7833 | 614.4052 | 600.4845 | 546.6263 | 519.5451 | 657.5647 | 816.0454 | 935.0187 | 965.8717 | 948.3333 | 929.7551 | 927.0718 | 898.2265 | 843.3508
2035-12-02 | 750.5733 | 684.8859 | 629.1222 | 603.4444 | 603.4372 | 635.1053 | 656.9992 | 715.6278 | 727.9012 | 659.4013 | 623.7257 | 606.7429 | 621.8066 | 607.1474 | 648.4757 | 677.2617 | 836.9164 | 948.0708 | 1004.3059 | 965.7406 | 974.3875 | 968.7358 | 903.5941 | 824.1307
2035-12-03 | 748.1337 | 681.2875 | 630.8596 | 620.0092 | 659.0347 | 783.806 | 876.585 | 908.6516 | 875.0781 | 758.3851 | 656.0933 | 642.9961 | 592.583 | 586.9412 | 642.5992 | 785.7396 | 909.323 | 1019.3873 | 1060.0445 | 1019.4076 | 1001.6234 | 968.5389 | 908.394 | 845.9899
2035-12-04 | 749.7321 | 686.3045 | 640.8085 | 620.3939 | 657.2641 | 770.2561 | 863.7525 | 903.5317 | 856.8709 | 774.6085 | 730.1624 | 731.9614 | 726.6232 | 679.8377 | 698.6983 | 793.1675 | 933.3506 | 1017.2735 | 1034.186 | 1003.0493 | 993.716 | 970.8356 | 900.7601 | 840.3984
2035-12-05 | 745.947 | 699.9321 | 653.3062 | 628.3299 | 661.1786 | 756.8739 | 841.1482 | 874.0785 | 839.1648 | 748.0749 | 714.7861 | 678.8683 | 636.0646 | 574.2848 | 688.3129 | 754.5262 | 917.3553 | 1022.3537 | 1040.1685 | 1020.058 | 1004.2097 | 981.7249 | 929.0123 | 867.2262
2035-12-06 | 778.8908 | 685.0384 | 638.2681 | 615.231 | 650.3068 | 744.3934 | 830.5513 | 857.755 | 811.7779 | 748.3129 | 683.9413 | 674.2571 | 609.1724 | 573.4987 | 650.6663 | 746.3728 | 903.9987 | 977.7816 | 1030.9782 | 1009.5957 | 1009.1715 | 977.8017 | 921.5957 | 875.2473
2035-12-07 | 784.0412 | 716.8519 | 641.4281 | 616.5226 | 651.4764 | 763.0777 | 855.1904 | 905.5044 | 857.3563 | 766.1317 | 663.2412 | 665.7017 | 683.1271 | 596.033 | 656.6709 | 768.8567 | 901.3128 | 989.5679 | 988.4427 | 973.1334 | 931.5144 | 926.9727 | 913.7875 | 852.1443
2035-12-08 | 766.2498 | 699.7318 | 645.859 | 618.0481 | 618.7834 | 660.5005 | 707.0923 | 769.5339 | 762.4598 | 724.5183 | 668.2254 | 682.9259 | 664.3872 | 658.4782 | 669.5686 | 732.2055 | 849.4197 | 939.0555 | 962.4327 | 954.7187 | 950.7734 | 944.4069 | 911.9278 | 849.6874
2035-12-09 | 772.4205 | 706.0989 | 651.6593 | 625.5734 | 626.1302 | 661.7115 | 691.3885 | 741.0171 | 732.3865 | 650.4077 | 581.7203 | 569.2559 | 579.1928 | 548.2156 | 587.8337 | 696.0023 | 863.0411 | 955.2287 | 1009.5082 | 966.1126 | 979.8145 | 984.5308 | 921.4242 | 838.7862
2035-12-10 | 759.0582 | 692.5692 | 643.9635 | 632.5733 | 672.084 | 797.1433 | 893.3068 | 943.5849 | 911.3702 | 824.238 | 741.578 | 744.9784 | 752.8463 | 680.7044 | 720.9357 | 808.0085 | 943.8563 | 1037.1703 | 1076.508 | 1032.9808 | 1015.3421 | 992.7008 | 935.5586 | 864.9111
2035-12-11 | 767.9226 | 707.3736 | 661.0516 | 639.3224 | 677.0371 | 793.7103 | 896.9354 | 936.641 | 885.5922 | 813.5129 | 745.3239 | 736.0774 | 730.4316 | 618.8546 | 658.9859 | 794.2743 | 957.2977 | 1041.0917 | 1055.0148 | 1020.4863 | 1007.3448 | 993.3279 | 919.7781 | 865.242
2035-12-12 | 747.5175 | 701.4508 | 655.2 | 630.7466 | 665.1651 | 761.6643 | 842.3261 | 876.7191 | 839.4226 | 779.6901 | 741.2134 | 729.3634 | 770.4048 | 683.2677 | 751.4069 | 803.3813 | 928.13 | 1010.8127 | 1032.6483 | 1012.8403 | 999.9298 | 976.0728 | 927.6592 | 862.8405
2035-12-13 | 781.9425 | 689.0773 | 643.1423 | 619.5356 | 654.8299 | 749.3386 | 824.8642 | 853.7227 | 824.141 | 742.6342 | 696.8886 | 684.863 | 657.879 | 571.2842 | 630.0915 | 710.0223 | 881.1438 | 977.2441 | 1038.7281 | 1014.7352 | 1016.4456 | 981.777 | 926.7734 | 882.1963
2035-12-14 | 777.6208 | 710.6118 | 634.9442 | 609.681 | 644.5954 | 755.0476 | 838.5471 | 889.2659 | 842.5369 | 764.8881 | 677.1612 | 664.8592 | 619.523 | 556.3599 | 601.2772 | 742.3552 | 871.5207 | 985.1194 | 992.2697 | 970.9914 | 932.0658 | 921.6806 | 902.4982 | 841.3179
2035-12-15 | 766.5799 | 700.8089 | 647.7329 | 619.9674 | 620.5639 | 664.9894 | 709.8828 | 773.7039 | 748.5223 | 681.3258 | 620.0726 | 604.4837 | 583.9807 | 447.2204 | 474.0658 | 626.8513 | 800.4716 | 937.2764 | 977.9732 | 949.2525 | 940.7266 | 934.158 | 914.0399 | 852.4074
2035-12-16 | 773.5196 | 707.3811 | 653.4861 | 627.1967 | 627.7877 | 662.3838 | 692.6618 | 752.2152 | 728.4713 | 626.4017 | 558.1314 | 552.5894 | 508.9623 | 427.527 | 491.5076 | 662.1247 | 857.6202 | 974.1803 | 1039.1073 | 989.828 | 991.0355 | 987.8948 | 922.8374 | 847.6697
2035-12-17 | 753.5038 | 686.4597 | 636.5721 | 625.0408 | 664.3036 | 787.8333 | 882.3833 | 942.8448 | 891.6788 | 783.5575 | 710.5233 | 709.2601 | 718.9707 | 627.6873 | 664.2468 | 764.302 | 931.8803 | 1044.2809 | 1087.3975 | 1043.6322 | 1023.0281 | 987.0528 | 925.0722 | 864.9841
2035-12-18 | 770.517 | 707.9098 | 660.6985 | 638.977 | 676.5617 | 792.846 | 896.7376 | 952.4861 | 914.4537 | 833.4725 | 794.7164 | 791.8097 | 797.4271 | 776.6116 | 741.674 | 858.8486 | 998.5593 | 1078.1121 | 1085.6849 | 1046.1172 | 1033.0329 | 1006.0042 | 929.273 | 869.3616
2035-12-19 | 763.2389 | 715.7806 | 668.6938 | 643.4609 | 677.163 | 775.8296 | 867.8013 | 924.4804 | 919.8945 | 878.7766 | 805.2473 | 769.6566 | 832.3296 | 865.8382 | 833.8618 | 863.8863 | 991.7762 | 1058.1145 | 1084.1601 | 1057.5328 | 1038.7556 | 1012.4199 | 956.7423 | 887.1055
2035-12-20 | 793.4547 | 698.1986 | 652.2631 | 628.5073 | 664.4858 | 759.6168 | 849.9324 | 897.1607 | 881.8412 | 853.2617 | 833.7084 | 769.9646 | 775.7433 | 777.9589 | 763.6344 | 814.9522 | 949.5511 | 1010.9273 | 1063.576 | 1040.0426 | 1036.9985 | 1003.6354 | 946.6628 | 893.9345
2035-12-21 | 799.2565 | 732.8115 | 656.5592 | 630.678 | 665.8676 | 779.0967 | 875.8118 | 935.4117 | 885.282 | 787.4437 | 698.1269 | 686.9931 | 692.8601 | 606.749 | 625.335 | 754.406 | 888.048 | 1011.1012 | 1025.8913 | 998.1259 | 963.0959 | 951.0635 | 926.7269 | 864.811
2035-12-22 | 764.8468 | 697.3091 | 643.4192 | 616.3939 | 617.8026 | 660.6555 | 710.3342 | 779.7619 | 743.9005 | 681.9762 | 618.281 | 616.3871 | 606.511 | 521.8018 | 478.3402 | 603.393 | 785.5746 | 921.3109 | 967.3277 | 947.0462 | 928.6448 | 931.3512 | 903.4047 | 845.4954
2035-12-23 | 759.8315 | 693.6072 | 638.1894 | 612.3038 | 613.6541 | 645.4314 | 677.8671 | 735.687 | 713.7332 | 623.9646 | 545.4714 | 536.9903 | 509.7862 | 387.1267 | 465.5408 | 606.1266 | 802.6083 | 935.7443 | 1010.9636 | 981.6323 | 981.6384 | 961.5386 | 901.114 | 823.534
2035-12-24 | 747.2173 | 681.4182 | 629.9396 | 619.3339 | 658.7459 | 781.9445 | 882.3143 | 946.4174 | 904.4169 | 808.8929 | 727.41 | 716.068 | 746.4256 | 682.5236 | 649.2312 | 761.0214 | 913.3408 | 1009.1584 | 1077.8991 | 1039.162 | 1015.9568 | 969.7511 | 914.0507 | 845.7719
2035-12-25 | 776.9527 | 715.264 | 664.7008 | 626.8637 | 640.6784 | 692.4475 | 751.0131 | 796.0448 | 786.3735 | 696.2593 | 656.5868 | 656.6016 | 663.6993 | 683.7243 | 595.1383 | 716.4469 | 872.1616 | 989.4054 | 1014.6508 | 967.2642 | 977.2833 | 967.4537 | 885.4907 | 832.9977
2035-12-26 | 723.2407 | 672.7259 | 621.1779 | 603.531 | 640.9617 | 732.2805 | 816.2979 | 856.2798 | 845.5678 | 825.8534 | 791.288 | 751.0122 | 781.6624 | 775.2089 | 852.37 | 849.911 | 935.4507 | 984.5892 | 1007.9911 | 1003.0346 | 993.2116 | 963.5245 | 910.6945 | 834.2934
2035-12-27 | 758.9396 | 665.9233 | 618.3388 | 596.5127 | 631.5243 | 721.9144 | 805.5208 | 848.6583 | 797.2598 | 723.0779 | 670.5079 | 670.5398 | 696.1025 | 605.7186 | 623.8114 | 671.3101 | 840.5258 | 933.928 | 1000.8064 | 988.1348 | 982.9275 | 950.8348 | 896.5893 | 851.4862
2035-12-28 | 766.2645 | 699.3948 | 622.7936 | 599.3578 | 634.1325 | 742.1436 | 835.9865 | 894.7428 | 858.4065 | 765.239 | 709.1741 | 709.0054 | 712.3949 | 716.8708 | 675.9968 | 747.0454 | 860.6682 | 958.5358 | 963.2576 | 947.2066 | 912.7644 | 911.5717 | 887.2073 | 826.5065
2035-12-29 | 747.029 | 681.1511 | 626.0986 | 600.5439 | 601.2053 | 640.854 | 688.4003 | 752.0253 | 724.0871 | 680.9374 | 571.3951 | 544.3632 | 540.7667 | 411.8382 | 426.8299 | 563.7349 | 740.1048 | 873.8877 | 934.7951 | 914.5213 | 906.3388 | 896.8654 | 878.9424 | 820.4792
2035-12-30 | 748.656 | 683.3459 | 627.3276 | 603.2749 | 604.1783 | 635.1334 | 668.3628 | 745.2043 | 747.2371 | 660.4759 | 608.2048 | 602.3813 | 578.9954 | 568.1352 | 577.4081 | 650.6699 | 799.7287 | 927.3096 | 998.7993 | 976.6335 | 981.1676 | 961.8644 | 891.2056 | 813.7236
2035-12-31 | 724.6332 | 659.5263 | 608.1021 | 599.0987 | 637.907 | 760.6873 | 858.1675 | 922.5732 | 865.7005 | 745.1568 | 635.4448 | 628.2025 | 638.2147 | 515.3548 | 552.9458 | 680.6013 | 848.1684 | 949.5523 | 1029.2958 | 995.5617 | 965.7529 | 934.5468 | 886.7862 | 810.1157
2036-01-01 | 755.5628 | 713.369 | 670.3402 | 635.682 | 651.2853 | 724.9124 | 800.0092 | 834.9307 | 830.1158 | 725.5061 | 643.9482 | 633.9897 | 594.376 | 547.8311 | 612.3656 | 709.8239 | 908.564 | 1011.7534 | 1041.54 | 1006.7412 | 974.0744 | 960.1993 | 872.9883 | 795.2758
2036-01-02 | 725.3952 | 684.0313 | 640.0728 | 628.5723 | 672.4996 | 811.2107 | 945.6206 | 980.3774 | 950.7591 | 829.3624 | 753.678 | 746.607 | 745.2681 | 657.1797 | 691.2574 | 820.798 | 969.7924 | 1063.7845 | 1087.9783 | 1043.2412 | 1023.3162 | 977.9653 | 908.7488 | 823.4473
2036-01-03 | 698.3093 | 659.8915 | 622.3489 | 608.692 | 647.6507 | 775.069 | 914.9687 | 938.1372 | 886.321 | 772.2003 | 693.6173 | 679.048 | 701.7775 | 599.6863 | 600.2974 | 683.3409 | 878.1147 | 999.4931 | 1031.3077 | 1008.0781 | 985.7407 | 950.724 | 855.0143 | 782.4681
2036-01-04 | 675.626 | 650.208 | 607.8882 | 588.1257 | 627.7173 | 729.7199 | 850.4757 | 856.2256 | 817.9801 | 721.4947 | 660.5835 | 591.6253 | 553.384 | 491.3074 | 596.7648 | 655.8955 | 801.1611 | 920.8063 | 957.261 | 967.1916 | 939.0901 | 882.5269 | 846.3532 | 780.3561
2036-01-05 | 745.4774 | 657.5775 | 611.9931 | 586.2426 | 596.6794 | 625.7601 | 696.6397 | 729.8601 | 685.9628 | 601.1731 | 551.2789 | 517.4219 | 525.3713 | 390.1548 | 415.7766 | 539.232 | 738.646 | 846.2611 | 949.4886 | 943.7592 | 952.2971 | 891.8076 | 853.6723 | 813.5489
2036-01-06 | 755.5141 | 690.1183 | 616.6554 | 590.3564 | 593.4413 | 631.0661 | 696.9444 | 736.1604 | 706.8621 | 591.6839 | 501.2818 | 488.4028 | 463.0698 | 364.535 | 417.1509 | 575.8591 | 781.0057 | 915.6673 | 988.407 | 977.3122 | 948.1098 | 925.2719 | 846.2802 | 759.6292
2036-01-07 | 689.748 | 635.6503 | 592.1004 | 586.4404 | 621.3879 | 757.5484 | 900.9056 | 927.8342 | 851.8019 | 726.4295 | 641.9844 | 635.3294 | 624.4543 | 536.7545 | 542.6213 | 658.9216 | 833.3222 | 965.3368 | 1028.3143 | 1012.0607 | 957.929 | 928.7127 | 844.8066 | 756.7309
2036-01-08 | 718.8966 | 677.03 | 637.5075 | 619.9481 | 661.6387 | 802.9634 | 938.6905 | 969.1248 | 918.6581 | 799.4599 | 717.6023 | 707.2639 | 652.8781 | 573.2984 | 594.8042 | 716.1156 | 921.4012 | 1027.773 | 1087.5337 | 1060.7977 | 1014.4418 | 966.3317 | 877.8117 | 789.574
2036-01-09 | 690.4235 | 655.968 | 611.453 | 595.8302 | 633.9261 | 764.4097 | 892.9316 | 924.4441 | 881.4466 | 772.6395 | 712.5456 | 684.2723 | 658.8503 | 553.1883 | 575.5283 | 690.576 | 884.9931 | 997.1514 | 1045.7863 | 1010.9491 | 985.0858 | 935.8621 | 854.7754 | 774.4623
2036-01-10 | 715.1881 | 675.6959 | 639.4002 | 622.6131 | 661.3537 | 790.1391 | 930.2025 | 957.7086 | 905.4941 | 806.7213 | 737.477 | 703.8191 | 686.6152 | 602.6591 | 606.7398 | 738.9081 | 913.6372 | 1026.4547 | 1068.4103 | 1033.0483 | 1016.1475 | 975.8332 | 880.5078 | 808.936
2036-01-11 | 704.7341 | 676.0326 | 634.0955 | 613.1462 | 651.8812 | 757.7794 | 881.2082 | 896.4869 | 874.7839 | 789.3032 | 760.9984 | 714.9768 | 716.7391 | 567.5811 | 646.3464 | 683.7843 | 856.6288 | 970.2448 | 1020.1064 | 1009.5352 | 985.5864 | 929.9376 | 885.2586 | 819.7025
2036-01-12 | 783.6097 | 695.5481 | 650.0965 | 621.0859 | 632.5513 | 665.2908 | 742.2268 | 783.4366 | 756.0277 | 677.1802 | 630.2012 | 606.6926 | 521.1252 | 402.9157 | 491.9085 | 594.0784 | 792.7403 | 921.2335 | 1028.1417 | 1006.6498 | 1007.3133 | 951.6995 | 911.58 | 863.2358
2036-01-13 | 783.4262 | 717.5932 | 645.2403 | 616.4228 | 621.3734 | 663.7912 | 735.3173 | 786.9479 | 744.4657 | 633.0711 | 552.2389 | 518.8303 | 401.0849 | 360.585 | 413.3208 | 588.7747 | 797.2439 | 951.5144 | 1041.8329 | 1025.4247 | 1005.3963 | 967.6213 | 884.1209 | 793.7648
2036-01-14 | 724.755 | 668.5234 | 626.7516 | 620.2033 | 656.5255 | 798.2891 | 944.0889 | 984.1836 | 928.7702 | 817.4641 | 728.0337 | 722.5393 | 690.661 | 595.4907 | 641.0254 | 762.3123 | 933.3464 | 1042.2227 | 1104.2487 | 1074.8034 | 1018.8672 | 983.6767 | 901.8351 | 808.6006
2036-01-15 | 704.725 | 662.7507 | 621.03 | 605.5242 | 637.8369 | 775.9148 | 910.6533 | 942.4867 | 899.8031 | 785.8219 | 702.6675 | 693.3158 | 693.2458 | 601.002 | 624.4054 | 741.2341 | 910.5229 | 996.788 | 1046.1364 | 1021.2543 | 987.1513 | 938.857 | 853.0883 | 770.4729
2036-01-16 | 713.1023 | 680.0335 | 638.3629 | 621.296 | 659.6644 | 794.6041 | 925.9214 | 963.1089 | 947.8595 | 834.3531 | 765.4776 | 732.5966 | 741.8833 | 618.6747 | 635.6769 | 749.0089 | 936.7163 | 1037.33 | 1089.8026 | 1046.6737 | 1022.9865 | 971.5939 | 892.8907 | 808.5404
2036-01-17 | 709.6715 | 673.2294 | 635.1378 | 619.3657 | 657.7454 | 786.2019 | 926.7432 | 957.6037 | 915.1452 | 820.3386 | 763.3055 | 736.1952 | 711.3983 | 613.4882 | 622.5322 | 707.7107 | 880.9132 | 1016.0328 | 1066.0425 | 1030.2801 | 1016.8692 | 972.5541 | 873.3013 | 803.7975
2036-01-18 | 702.6207 | 674.0449 | 632.4399 | 611.5994 | 650.1983 | 755.5762 | 878.4285 | 890.2378 | 855.2364 | 752.7672 | 693.172 | 626.5763 | 523.6172 | 485.6901 | 566.7135 | 639.1737 | 813.6923 | 932.7371 | 1003.6053 | 1007.2708 | 979.3441 | 926.1063 | 882.9421 | 812.5805
2036-01-19 | 772.5734 | 679.8733 | 636.1357 | 608.9588 | 619.9104 | 653.6554 | 727.0697 | 774.3543 | 740.1623 | 665.9517 | 611.3861 | 574.3934 | 476.3861 | 375.9365 | 457.0518 | 553.5819 | 756.7885 | 886.5075 | 1005.7169 | 988.6416 | 995.1378 | 939.4452 | 896.6327 | 847.5117
2036-01-20 | 757.716 | 689.9608 | 619.2039 | 594.1622 | 597.4237 | 634.9347 | 697.3021 | 737.3048 | 743.0344 | 658.2299 | 558.6525 | 569.4048 | 568.121 | 527.8156 | 538.6196 | 675.5184 | 820.5572 | 912.3572 | 993.7761 | 980.3595 | 951.7914 | 935.4027 | 853.0975 | 763.8082
2036-01-21 | 751.9256 | 692.6 | 648.6151 | 625.4511 | 646.0598 | 722.6519 | 817.9159 | 842.9432 | 838.9004 | 766.9471 | 699.405 | 679.2614 | 646.0721 | 517.4463 | 529.1976 | 678.3354 | 837.9848 | 976.6668 | 1051.7206 | 1015.6808 | 972.3615 | 967.1124 | 882.5203 | 795.2022
2036-01-22 | 705.156 | 659.1645 | 616.5341 | 606.5642 | 652.3228 | 791.6989 | 924.8167 | 954.8826 | 920.1947 | 811.9065 | 747.6818 | 717.3123 | 705.3013 | 614.532 | 611.259 | 714.3878 | 875.5418 | 995.5693 | 1069.8903 | 1046.3376 | 1003.7711 | 949.9443 | 862.7675 | 778.9619
2036-01-23 | 660.7942 | 630.919 | 585.1516 | 571.3421 | 609.147 | 735.06 | 862.1145 | 881.2731 | 842.2194 | 732.4244 | 644.2215 | 634.7869 | 655.9053 | 602.7323 | 612.1688 | 714.4142 | 871.0523 | 936.7612 | 1007.3104 | 983.5192 | 955.8247 | 901.1918 | 818.9739 | 739.8926
2036-01-24 | 673.8727 | 634.6014 | 596.5075 | 584.3239 | 621.6907 | 743.2427 | 881.3592 | 911.2519 | 861.8613 | 755.7679 | 694.4435 | 671.1127 | 668.7926 | 582.708 | 558.7614 | 645.7513 | 810.9517 | 936.1462 | 1001.2045 | 982.6049 | 961.649 | 921.127 | 820.4492 | 751.3772
2036-01-25 | 681.4227 | 654.1145 | 609.6555 | 590.0699 | 628.1729 | 729.7571 | 850.367 | 862.3163 | 836.8376 | 756.5415 | 689.6363 | 640.4732 | 672.3074 | 563.1607 | 633.1475 | 660.7595 | 791.0659 | 897.2847 | 973.1406 | 970.807 | 947.0156 | 889.7968 | 848.0393 | 786.3144
2036-01-26 | 789.2395 | 699.9475 | 655.9797 | 626.4822 | 637.8821 | 674.8092 | 749.0874 | 799.3766 | 770.3588 | 682.3123 | 610.8367 | 564.8554 | 451.4671 | 371.0413 | 426.365 | 547.247 | 736.957 | 876.0238 | 1022.0815 | 1005.2323 | 1009.0488 | 956.546 | 916.613 | 868.2547
2036-01-27 | 762.9938 | 697.9028 | 628.2133 | 601.1074 | 605.0229 | 644.626 | 712.5177 | 757.0822 | 728.7374 | 610.0817 | 531.4863 | 533.9932 | 524.3926 | 443.7433 | 485.231 | 649.6589 | 784.8189 | 891.4422 | 980.3918 | 967.9022 | 953.3955 | 946.561 | 863.4449 | 772.7034
2036-01-28 | 697.491 | 643.1254 | 600.4748 | 595.1492 | 630.3594 | 767.7748 | 905.4753 | 936.357 | 851.5416 | 731.3898 | 663.7157 | 691.9811 | 688.0879 | 564.0191 | 531.6434 | 650.0388 | 806.5513 | 917.608 | 1032.2109 | 1017.5902 | 965.7343 | 934.4753 | 854.1394 | 765.35
2036-01-29 | 696.8888 | 657.4178 | 617.028 | 600.976 | 641.5939 | 779.7705 | 911.7315 | 951.7136 | 909.9491 | 790.1673 | 714.3857 | 680.4055 | 665.2205 | 575.7518 | 574.0523 | 679.2418 | 871.6739 | 975.5395 | 1055.482 | 1032.905 | 989.779 | 943.4139 | 855.5111 | 771.2936
2036-01-30 | 699.5221 | 667.5599 | 625.0571 | 609.1081 | 647.2799 | 780.2091 | 911.8403 | 939.1591 | 885.8695 | 770.9626 | 674.4729 | 654.4031 | 587.8421 | 535.7967 | 531.3013 | 658.3143 | 816.3466 | 931.1728 | 1044.4618 | 1007.8763 | 985.9618 | 942.3997 | 868.4728 | 787.578
2036-01-31 | 707.6009 | 669.5537 | 631.7202 | 616.4534 | 656.3554 | 788.5261 | 931.0855 | 962.2473 | 907.6394 | 799.2097 | 727.6687 | 695.9813 | 645.4775 | 554.2443 | 577.7551 | 670.1286 | 829.884 | 959.9158 | 1048.5433 | 1014.2846 | 999.5163 | 963.4006 | 866.1055 | 800.3597
2036-02-01 | 749.9544 | 734.3948 | 692.6312 | 666.7003 | 707.6652 | 819.2599 | 932.5328 | 948.4091 | 886.9872 | 758.381 | 724.1822 | 700.9266 | 637.5784 | 568.6435 | 619.7602 | 653.279 | 805.2702 | 948.1153 | 1008.919 | 1033.4566 | 1016.1572 | 960.6486 | 919.2575 | 862.2067
2036-02-02 | 805.3246 | 727.7946 | 681.4791 | 652.6463 | 670.9987 | 718.6254 | 787.6919 | 828.4195 | 783.0571 | 714.5928 | 685.6665 | 618.8199 | 541.5662 | 409.9811 | 535.6857 | 581.3068 | 782.3219 | 879.3972 | 1003.3526 | 1007.7486 | 1019.1499 | 960.7336 | 910.1629 | 876.2503
2036-02-03 | 799.225 | 749.8751 | 675.4502 | 646.248 | 656.2207 | 712.3767 | 773.5398 | 831.7294 | 820.8093 | 718.0819 | 636.5082 | 634.3239 | 583.561 | 535.8303 | 488.9342 | 596.6267 | 788.255 | 926.7613 | 1001.8032 | 1010.3175 | 993.9173 | 966.9885 | 882.5488 | 809.2745
2036-02-04 | 738.5985 | 695.9168 | 650.9568 | 640.1526 | 676.8919 | 817.5012 | 945.538 | 984.3169 | 910.6919 | 819.7883 | 723.6064 | 721.5603 | 735.1614 | 628.541 | 592.739 | 671.1175 | 851.0432 | 975.4478 | 1051.7318 | 1056.5936 | 1011.7697 | 979.4112 | 892.6226 | 813.8929
2036-02-05 | 759.1091 | 728.8802 | 686.7778 | 665.0205 | 708.6509 | 853.7218 | 973.359 | 1012.826 | 956.1085 | 804.4052 | 726.6122 | 700.8633 | 718.9637 | 625.2923 | 607.7102 | 672.9557 | 838.856 | 978.8959 | 1062.8729 | 1063.9784 | 1038.6301 | 988.6835 | 899.3283 | 825.2078
2036-02-06 | 750.4472 | 727.5175 | 683.9572 | 662.2298 | 703.5987 | 843.2481 | 961.7782 | 995.2201 | 960.2958 | 851.199 | 778.4899 | 767.8022 | 733.8741 | 663.3309 | 598.0068 | 687.9221 | 867.6721 | 993.3256 | 1056.8658 | 1046.8217 | 1027.3697 | 986.2836 | 902.4712 | 836.197
2036-02-07 | 756.8921 | 731.0073 | 689.8702 | 669.3488 | 712.3588 | 848.025 | 974.3263 | 1005.6931 | 893.771 | 753.3951 | 681.1393 | 655.0342 | 504.599 | 514.9339 | 505.7835 | 620.4995 | 813.0381 | 950.5207 | 1036.7119 | 1042.2942 | 1036.7147 | 995.7408 | 893.6602 | 839.9582
2036-02-08 | 740.545 | 724.7904 | 682.2859 | 657.9486 | 700.3942 | 813.4901 | 922.058 | 934.8206 | 871.5415 | 734.4874 | 662.497 | 617.9003 | 485.5106 | 458.3163 | 564.225 | 619.0751 | 784.3823 | 921.6633 | 1009.46 | 1037.3547 | 1020.8054 | 964.6114 | 910.8043 | 858.8892
2036-02-09 | 835.5541 | 757.3295 | 713.3219 | 679.8253 | 698.6381 | 752.0857 | 822.754 | 859.5944 | 795.541 | 692.5809 | 635.3134 | 610.0693 | 444.6647 | 395.6746 | 442.2867 | 533.7807 | 761.8283 | 906.2675 | 1046.4044 | 1053.4049 | 1056.2261 | 998.0357 | 947.87 | 914.0139
2036-02-10 | 836.3338 | 781.5648 | 710.1806 | 680.3485 | 690.0726 | 752.4969 | 811.69 | 864.0665 | 844.8855 | 699.367 | 625.276 | 588.3454 | 536.0067 | 448.9135 | 485.7455 | 632.7948 | 806.1483 | 947.7557 | 1046.5852 | 1046.4836 | 1036.8204 | 1012.5629 | 924.8391 | 847.3977
2036-02-11 | 750.9916 | 710.6658 | 665.2136 | 653.6131 | 690.8038 | 834.0278 | 967.1139 | 993.4996 | 922.5151 | 793.8458 | 717.1965 | 712.4683 | 671.9978 | 590.0906 | 571.9773 | 639.988 | 817.1528 | 965.2058 | 1056.4066 | 1060.7992 | 1022.844 | 990.3477 | 905.9207 | 829.0967
2036-02-12 | 756.6015 | 727.9909 | 687.5884 | 665.6816 | 709.3878 | 854.7566 | 975.3738 | 1008.2712 | 936.4759 | 790.3769 | 685.8968 | 663.8752 | 534.8189 | 485.6236 | 484.3678 | 623.0081 | 843.5085 | 951.1257 | 1053.8976 | 1057.874 | 1031.2044 | 989.1423 | 900.1459 | 829.9866
2036-02-13 | 760.2205 | 736.8817 | 696.446 | 674.4389 | 716.4822 | 858.813 | 976.3052 | 1005.7018 | 994.0782 | 912.0735 | 860.8533 | 718.5113 | 728.6838 | 678.292 | 638.1205 | 722.9398 | 881.9498 | 989.6633 | 1059.2606 | 1049.8678 | 1035.2349 | 998.3458 | 921.8638 | 852.1289
2036-02-14 | 758.3027 | 732.678 | 692.2372 | 671.4959 | 714.7924 | 851.8698 | 970.4849 | 1001.7606 | 951.211 | 850.9673 | 797.0506 | 807.3861 | 794.5835 | 752.43 | 628.5696 | 700.5907 | 867.8724 | 982.7678 | 1054.1345 | 1046.7747 | 1034.9953 | 1001.1894 | 903.6299 | 847.4442
2036-02-15 | 764.2878 | 746.6233 | 705.9582 | 678.7539 | 719.5669 | 837.2556 | 933.0904 | 960.8429 | 934.3667 | 828.095 | 732.0455 | 688.6766 | 600.1688 | 548.6827 | 591.9855 | 625.017 | 775.898 | 918.4937 | 1024.9809 | 1049.3671 | 1032.4468 | 979.2268 | 940.2846 | 883.8191
2036-02-16 | 811.0135 | 733.0291 | 688.6017 | 657.8149 | 676.2488 | 723.0845 | 792.0991 | 813.7375 | 771.4368 | 665.0797 | 577.8666 | 558.7561 | 423.6564 | 378.919 | 426.3748 | 484.9966 | 696.1869 | 828.7432 | 986.4906 | 1014.0765 | 1023.7842 | 969.4558 | 921.6965 | 887.6069
2036-02-17 | 809.0856 | 759.276 | 688.2366 | 658.6452 | 670.1133 | 729.2214 | 795.9703 | 837.0761 | 765.5215 | 651.9635 | 588.5095 | 567.5255 | 453.3041 | 370.0133 | 386.9327 | 527.0764 | 721.125 | 875.4349 | 989.5013 | 1028.9849 | 1017.6314 | 985.2931 | 896.4439 | 819.9217
2036-02-18 | 792.174 | 749.8028 | 708.0216 | 680.8967 | 704.4231 | 794.021 | 879.1295 | 890.8598 | 851.1203 | 717.4943 | 696.5184 | 711.2003 | 690.7636 | 674.4801 | 598.6079 | 669.7807 | 829.6941 | 949.5484 | 1026.4608 | 1022.6249 | 996.4521 | 999.8404 | 912.0369 | 843.2558
2036-02-19 | 762.4473 | 728.8421 | 685.6986 | 670.4086 | 709.9209 | 858.2777 | 981.2372 | 1000.9258 | 947.3768 | 809.0868 | 713.4967 | 676.5396 | 581.1764 | 502.9401 | 538.1272 | 642.7201 | 803.6238 | 937.7264 | 1038.0002 | 1055.802 | 1030.691 | 998.3647 | 910.8772 | 839.5393
2036-02-20 | 755.2724 | 735.4691 | 691.869 | 670.6346 | 712.9251 | 854.9319 | 971.6935 | 992.3086 | 923.072 | 796.3854 | 726.7868 | 695.58 | 633.0487 | 604.9412 | 603.2136 | 700.9229 | 829.6997 | 951.7193 | 1047.8594 | 1041.8399 | 1026.7318 | 994.3608 | 915.4669 | 845.7241
2036-02-21 | 745.4773 | 719.0772 | 680.7492 | 661.841 | 704.9432 | 840.8342 | 967.5672 | 975.1027 | 908.3935 | 781.9734 | 698.102 | 682.0631 | 581.5408 | 580.9201 | 551.0291 | 626.4063 | 812.2885 | 936.7443 | 1021.678 | 1030.9174 | 1021.1762 | 990.1109 | 889.0423 | 837.5
2036-02-22 | 757.1502 | 742.7812 | 701.0959 | 675.295 | 716.6364 | 832.7653 | 943.8233 | 949.5819 | 888.2778 | 794.8062 | 767.1796 | 713.4551 | 663.2106 | 581.6984 | 676.3177 | 719.6175 | 848.2213 | 941.0371 | 1028.8382 | 1047.1753 | 1030.2039 | 974.2578 | 932.6935 | 874.3132
2036-02-23 | 818.685 | 740.7259 | 698.4664 | 666.8455 | 685.3911 | 737.0906 | 806.5035 | 830.0515 | 784.7775 | 659.6353 | 596.7286 | 567.6432 | 459.3343 | 393.4068 | 478.6186 | 527.0492 | 722.1428 | 854.9626 | 1004.7688 | 1022.3222 | 1038.4303 | 979.9366 | 928.2971 | 890.0659
2036-02-24 | 809.3405 | 757.6128 | 685.9427 | 659.2198 | 669.5382 | 728.4848 | 792.506 | 822.3812 | 792.7801 | 656.2684 | 567.1518 | 550.1514 | 526.7033 | 443.0969 | 453.4347 | 584.71 | 732.4017 | 882.5902 | 986.8438 | 1011.3254 | 1001.2105 | 985.8517 | 898.6729 | 822.1943
2036-02-25 | 734.0119 | 693.4881 | 649.2165 | 639.5451 | 676.5176 | 817.0708 | 943.911 | 946.3761 | 861.7298 | 729.583 | 668.1297 | 667.189 | 614.447 | 562.5453 | 636.6626 | 701.2864 | 801.607 | 914.6046 | 1013.5191 | 1027.5425 | 983.7105 | 961.4108 | 877.5253 | 802.7305
2036-02-26 | 735.1357 | 708.3018 | 665.1052 | 645.0187 | 687.7972 | 829.7531 | 946.961 | 959.582 | 897.1339 | 733.8309 | 646.965 | 625.0901 | 507.367 | 489.8713 | 469.3808 | 562.9085 | 774.7604 | 910.8328 | 1012.1317 | 1033.5531 | 1002.3487 | 958.0277 | 869.3953 | 799.7439
2036-02-27 | 715.4237 | 693.745 | 650.9613 | 632.9096 | 674.6305 | 809.3923 | 921.7063 | 922.4549 | 835.0629 | 669.092 | 610.9994 | 595.5483 | 479.4097 | 539.8863 | 565.8258 | 630.7781 | 805.183 | 904.5872 | 984.0664 | 998.1838 | 982.1593 | 938.8996 | 857.3334 | 793.3635
2036-02-28 | 747.0546 | 724.127 | 684.2051 | 664.9527 | 707.3619 | 843.192 | 967.1605 | 979.7688 | 933.4906 | 817.7897 | 761.2937 | 766.2724 | 768.0507 | 702.3947 | 724.5366 | 779.7749 | 904.2582 | 978.1923 | 1034.4015 | 1033.5351 | 1028.9775 | 997.2869 | 894.359 | 842.0547
2036-02-29 | 743.2608 | 728.6008 | 685.4897 | 659.835 | 701.9259 | 813.3356 | 921.9463 | 930.943 | 919.9489 | 825.1092 | 786.6997 | 754.1109 | 771.9583 | 680.6562 | 785.9968 | 793.7064 | 881.9343 | 956.7801 | 1016.0239 | 1028.0885 | 1006.943 | 966.1089 | 909.1242 | 858.2493
2036-03-01 | 806.9995 | 719.9671 | 675.7576 | 634.3338 | 646.4279 | 686.1842 | 747.4646 | 806.8362 | 791.824 | 723.3628 | 676.2637 | 633.6801 | 556.295 | 445.1144 | 497.1171 | 558.3678 | 728.9571 | 869.2457 | 987.9957 | 1003.7848 | 997.9798 | 973.0623 | 933.3134 | 894.1017
2036-03-02 | 775.5377 | 715.0391 | 645.5347 | 607.7798 | 619.1342 | 661.4625 | 709.2477 | 761.6759 | 717.9182 | 615.231 | 553.4933 | 543.3204 | 466.0984 | 387.0472 | 358.2668 | 476.0905 | 685.3973 | 845.2988 | 971.5187 | 1012.7099 | 967.5742 | 957.3017 | 876.1979 | 791.7911
2036-03-03 | 706.6871 | 656.0534 | 613.1598 | 598.6742 | 631.7318 | 764.0323 | 883.0707 | 910.6933 | 826.2153 | 740.9587 | 680.0224 | 612.0212 | 545.817 | 501.3198 | 571.138 | 656.2693 | 783.5948 | 898.0324 | 1001.786 | 1016.9808 | 952.2411 | 947.1044 | 871.1539 | 785.1321
2036-03-04 | 730.1703 | 695.661 | 654.2161 | 623.5988 | 653.3261 | 790.6977 | 908.7226 | 958.0344 | 901.5565 | 783.4688 | 708.36 | 698.1256 | 653.5253 | 562.7313 | 611.707 | 707.1384 | 851.4196 | 935.8769 | 1022.8439 | 1033.247 | 997.3397 | 977.1353 | 894.6135 | 809.8052
2036-03-05 | 714.5262 | 684.0905 | 641.3741 | 612.4627 | 647.6281 | 775.4121 | 888.5169 | 905.7346 | 840.4977 | 710.359 | 634.5189 | 519.1436 | 419.1972 | 398.2942 | 428.7657 | 536.7547 | 713.1867 | 875.4389 | 992.8813 | 994.5951 | 969.8228 | 951.1713 | 878.9616 | 803.2644
2036-03-06 | 728.3637 | 693.7121 | 654.9996 | 627.6508 | 664.2287 | 790.2952 | 912.6496 | 933.3645 | 851.9738 | 734.8201 | 656.778 | 566.7164 | 461.7526 | 444.5746 | 442.517 | 557.641 | 719.1454 | 881.7241 | 987.7898 | 998.2901 | 988.2624 | 981.9719 | 888.2835 | 824.6422
2036-03-07 | 734.8977 | 708.5127 | 667.986 | 634.4052 | 671.9506 | 776.6304 | 883.1781 | 891.4881 | 826.7863 | 710.5623 | 653.0154 | 554.6256 | 478.4336 | 473.2164 | 591.4895 | 645.0566 | 785.0719 | 897.7251 | 973.9558 | 987.3385 | 959.2761 | 958.5835 | 914.8677 | 854.0942
2036-03-08 | 790.5361 | 704.6434 | 660.6675 | 622.6183 | 634.6878 | 671.7481 | 733.3367 | 762.5469 | 727.537 | 648.5933 | 600.9845 | 571.5963 | 439.6231 | 450.9277 | 511.7256 | 531.0111 | 684.2223 | 791.7266 | 969.3569 | 978.072 | 977.6127 | 945.8751 | 912.4766 | 872.0636
2036-03-09 | 806.1487 | 745.2157 | 676.9164 | 637.8705 | 650.0623 | 698.2585 | 749.7955 | 796.9753 | 764.1587 | 657.6193 | 566.7418 | 541.0422 | 409.0217 | 362.5919 | 422.1064 | 531.8325 | 697.4178 | 865.3841 | 1032.0292 | 1043.0781 | 1005.2283 | 999.3961 | 915.8266 | 828.3721
2036-03-10 | 742.1605 | 690.0537 | 649.7884 | 632.1402 | 665.1224 | 800.8655 | 929.9836 | 942.246 | 844.8081 | 699.9821 | 657.4191 | 604.493 | 473.8209 | 459.4809 | 494.6445 | 620.1133 | 763.3057 | 907.2954 | 1029.9522 | 1048.3263 | 994.9452 | 985.9239 | 918.9906 | 825.1485
2036-03-11 | 738.8678 | 697.1598 | 654.0193 | 617.6542 | 641.1161 | 753.2237 | 894.6918 | 938.9681 | 898.8569 | 787.4535 | 721.668 | 715.6211 | 683.6995 | 560.1799 | 584.8916 | 645.5429 | 801.876 | 926.6488 | 1019.9135 | 1029.8575 | 1014.0184 | 996.7349 | 907.2865 | 824.5576
2036-03-12 | 738.1445 | 702.7896 | 661.9824 | 624.4421 | 651.3906 | 758.0047 | 896.7234 | 937.3758 | 912.1926 | 791.5881 | 715.5597 | 683.3544 | 626.04 | 547.9559 | 534.92 | 595.5692 | 746.9144 | 891.4756 | 1019.4579 | 1022.3423 | 1020.9936 | 1003.5299 | 921.9088 | 839.6863
2036-03-13 | 742.8327 | 701.7216 | 660.7616 | 626.7623 | 653.8972 | 762.01 | 908.343 | 919.2817 | 861.7095 | 752.5763 | 680.0777 | 656.3602 | 538.8052 | 550.5004 | 547.7916 | 637.4181 | 794.8586 | 921.5209 | 1016.8055 | 1018.51 | 1034.36 | 1020.1356 | 917.9274 | 851.8664
2036-03-14 | 741.1732 | 710.2607 | 669.869 | 627.9589 | 654.3074 | 734.6488 | 865.102 | 878.8758 | 844.4302 | 762.5655 | 726.4529 | 666.4602 | 562.6849 | 552.9521 | 612.8701 | 666.067 | 793.6984 | 897.5385 | 983.9095 | 1005.3128 | 1003.7161 | 991.4057 | 935.6128 | 867.2053
2036-03-15 | 793.6502 | 706.4819 | 658.994 | 615.9842 | 624.4078 | 648.1852 | 710.1817 | 719.4742 | 705.9984 | 618.4371 | 568.7502 | 509.644 | 366.5615 | 331.4033 | 402.4237 | 490.7689 | 648.5577 | 801.2338 | 979.0993 | 980.6733 | 986.707 | 959.7153 | 923.5041 | 878.5768
2036-03-16 | 766.7841 | 705.4962 | 629.5805 | 589.7856 | 597.8793 | 624.4227 | 672.9112 | 668.1439 | 617.3991 | 522.1727 | 423.5538 | 379.6268 | 258.0093 | 284.4704 | 290.3608 | 400.5128 | 608.9746 | 802.7094 | 960.3594 | 997.5752 | 962.4558 | 950.8842 | 864.9799 | 774.7351
2036-03-17 | 718.3569 | 661.9109 | 617.156 | 595.1117 | 618.6275 | 726.7284 | 874.3616 | 870.767 | 768.5537 | 638.5513 | 567.5848 | 470.7557 | 392.2428 | 360.2285 | 392.1874 | 512.5489 | 688.5093 | 847.3804 | 985.165 | 1024.3309 | 967.0255 | 981.0578 | 892.9346 | 799.7899
2036-03-18 | 711.9695 | 672.1079 | 629.3187 | 594.26 | 617.396 | 732.2652 | 869.6846 | 874.5502 | 816.5101 | 680.3081 | 594.0948 | 559.3408 | 458.7238 | 440.8932 | 483.0423 | 557.7774 | 732.4187 | 866.4185 | 987.5588 | 1018.763 | 988.0077 | 962.8208 | 871.1464 | 787.0952
2036-03-19 | 714.6363 | 680.194 | 635.9308 | 601.7319 | 627.9573 | 738.6122 | 873.8178 | 878.4632 | 835.3007 | 743.1633 | 679.6295 | 660.2749 | 579.4925 | 540.4339 | 562.1052 | 592.707 | 735.4612 | 863.6281 | 998.1429 | 1009.941 | 995.3243 | 970.6022 | 887.9223 | 806.9175
2036-03-20 | 730.6468 | 691.0384 | 647.6218 | 614.9396 | 642.0833 | 751.3693 | 897.6596 | 898.8612 | 851.3621 | 732.586 | 691.5599 | 660.1443 | 529.3487 | 551.0605 | 583.2274 | 654.6518 | 792.7866 | 912.0618 | 1019.4676 | 1028.1093 | 1014.7164 | 996.1242 | 895.9463 | 826.0121
2036-03-21 | 736.161 | 706.3578 | 665.2635 | 622.9537 | 648.9775 | 735.9294 | 865.3663 | 864.2301 | 836.1096 | 755.7106 | 730.8862 | 657.6389 | 550.4261 | 497.8343 | 579.6826 | 642.1765 | 781.0422 | 887.0211 | 989.2326 | 1015.4935 | 997.5719 | 978.8251 | 924.9582 | 856.3068
2036-03-22 | 817.184 | 729.2917 | 683.7326 | 637.0715 | 644.9021 | 672.4499 | 735.631 | 746.3383 | 752.6317 | 683.4659 | 652.8851 | 648.6262 | 566.2616 | 474.6718 | 532.6809 | 547.487 | 759.7231 | 872.6959 | 1030.2567 | 1022.9716 | 1020.9463 | 995.2377 | 953.9987 | 906.6817
2036-03-23 | 805.4842 | 741.858 | 666.8797 | 624.6184 | 624.4327 | 657.5751 | 710.7711 | 715.2954 | 699.3394 | 601.5965 | 538.2216 | 519.6333 | 363.8984 | 351.5828 | 393.2129 | 543.2149 | 719.2625 | 873.7807 | 1021.988 | 1042.4237 | 1002.7875 | 1003.2774 | 917.2412 | 826.341
2036-03-24 | 738.7213 | 681.3445 | 638.1485 | 613.6917 | 639.0495 | 757.2896 | 904.9348 | 901.4906 | 834.6953 | 760.4881 | 692.9567 | 713.5 | 673.4512 | 587.1161 | 605.0784 | 653.0212 | 789.814 | 927.4038 | 1040.8188 | 1063.1064 | 1007.456 | 1004.9049 | 924.9284 | 833.0471
2036-03-25 | 754.2077 | 711.6444 | 671.594 | 634.5762 | 658.5463 | 783.222 | 924.9032 | 912.8892 | 861.5689 | 751.8583 | 716.0838 | 716.4459 | 606.0106 | 560.6806 | 572.0156 | 641.4702 | 803.8567 | 931.1616 | 1038.1182 | 1063.2995 | 1041.151 | 1014.9485 | 925.6737 | 842.2333
2036-03-26 | 774.9931 | 744.6949 | 696.9567 | 643.0513 | 643.4871 | 691.0014 | 765.3636 | 747.8521 | 751.2307 | 657.1415 | 599.4515 | 511.6888 | 388.1579 | 370.1103 | 379.1439 | 495.3412 | 678.9822 | 861.5697 | 977.207 | 962.6509 | 985.6376 | 992.388 | 912.186 | 840.1079
2036-03-27 | 741.4671 | 695.7513 | 654.4138 | 624.8019 | 656.4509 | 761.4606 | 911.3082 | 877.132 | 804.7752 | 678.4806 | 604.8173 | 446.739 | 401.4295 | 391.0098 | 397.7299 | 493.6055 | 703.7169 | 877.5903 | 1001.5706 | 1019.9955 | 1018.2176 | 1016.8147 | 915.918 | 849.1816
2036-03-28 | 735.1278 | 704.2814 | 660.9056 | 621.8164 | 647.3514 | 725.6987 | 853.5036 | 809.6902 | 801.4871 | 730.4767 | 713.4684 | 624.5053 | 511.3766 | 476.1819 | 524.6622 | 558.1781 | 699.5223 | 851.1808 | 968.4682 | 996.6579 | 994.9588 | 976.7793 | 923.8279 | 860.0437
2036-03-29 | 812.9918 | 720.8142 | 674.6074 | 629.875 | 637.9284 | 664.2675 | 724.0989 | 715.0221 | 707.7569 | 638.105 | 567.3817 | 486.9088 | 353.459 | 300.3377 | 380.0377 | 472.1301 | 674.2239 | 844.1874 | 1024.2609 | 1027.7712 | 1022.0688 | 986.1299 | 949.5316 | 897.9333
2036-03-30 | 806.9459 | 741.1418 | 667.5938 | 624.8206 | 632.4332 | 665.5839 | 716.2057 | 690.7412 | 680.9775 | 564.8103 | 487.2067 | 415.8626 | 295.2227 | 271.5387 | 316.2084 | 433.7672 | 651.3767 | 886.8638 | 1044.2215 | 1073.1332 | 1024.5489 | 1003.0236 | 916.1651 | 827.1763
2036-03-31 | 750.9699 | 693.3369 | 651.2825 | 626.0003 | 651.251 | 770.1012 | 919.3701 | 897.8074 | 819.9826 | 734.1633 | 714.2022 | 725.0835 | 637.3335 | 577.2325 | 580.4725 | 660.1328 | 833.6758 | 968.9306 | 1070.61 | 1079.463 | 1026.4295 | 1031.6062 | 943.0642 | 850.1899
2036-04-01 | 794.8279 | 751.4526 | 700.066 | 669.0269 | 699.5551 | 821.3567 | 941.1752 | 944.909 | 914.432 | 780.0646 | 727.8711 | 679.5484 | 568.3424 | 537.1023 | 586.5809 | 698.2449 | 915.7591 | 1010.979 | 1092.7896 | 1097.772 | 1109.7126 | 1069.8436 | 966.7129 | 899.9182
2036-04-02 | 778.5705 | 742.7962 | 687.4109 | 656.5038 | 693.3414 | 804.4357 | 916.5326 | 918.8702 | 910.982 | 805.7908 | 735.0137 | 654.0155 | 571.3376 | 571.8689 | 626.8411 | 719.3671 | 891.6513 | 999.6005 | 1084.6508 | 1072.7411 | 1089.0464 | 1055.3344 | 958.832 | 891.9808
2036-04-03 | 768.7818 | 730.7799 | 678.2708 | 651.2978 | 689.3763 | 792.2348 | 923.1824 | 911.1544 | 858.3779 | 734.5798 | 682.8357 | 537.8275 | 492.6587 | 548.8906 | 592.1705 | 717.7806 | 859.0625 | 969.0491 | 1059.718 | 1061.9857 | 1093.4464 | 1067.6214 | 947.754 | 888.7738
2036-04-04 | 764.0991 | 733.9127 | 680.4077 | 648.4393 | 685.3183 | 762.34 | 868.4099 | 840.3411 | 849.6233 | 768.7463 | 703.3283 | 591.3535 | 513.45 | 452.3501 | 546.808 | 646.2452 | 796.1192 | 926.3914 | 1002.7901 | 1028.1799 | 1051.4537 | 1021.8452 | 953.7912 | 901.5177
2036-04-05 | 822.5798 | 734.6812 | 674.6147 | 636.8127 | 652.3117 | 672.4213 | 731.9601 | 717.6207 | 704.2929 | 650.7112 | 609.2778 | 528.9876 | 453.5007 | 338.4098 | 417.6892 | 484.8261 | 713.5768 | 847.752 | 1005.1424 | 1003.415 | 1031.4851 | 993.9407 | 942.7306 | 916.1068
2036-04-06 | 818.9615 | 756.2936 | 670.8851 | 634.9539 | 648.8743 | 675.2685 | 717.6545 | 701.2413 | 683.7176 | 598.914 | 520.3972 | 457.0193 | 326.4491 | 304.0505 | 355.4619 | 482.075 | 713.0426 | 880.6602 | 1026.1135 | 1053.3352 | 1040.7986 | 1014.313 | 916.9796 | 846.1711
2036-04-07 | 743.2062 | 687.0204 | 629.57 | 614.6022 | 649.3597 | 756.1307 | 892.2313 | 887.6686 | 845.0814 | 741.2301 | 656.1939 | 645.3784 | 599.0066 | 543.3705 | 649.0489 | 741.8005 | 864.2763 | 952.6986 | 1035.1698 | 1055.1408 | 1016.6976 | 1014.7884 | 911.8141 | 838.8067
2036-04-08 | 734.1169 | 695.1045 | 642.7754 | 615.6141 | 647.4919 | 758.7283 | 875.4553 | 868.841 | 857.8668 | 721.5201 | 638.196 | 617.7848 | 522.3173 | 512.9156 | 524.0095 | 614.0885 | 803.1449 | 895.9183 | 997.2316 | 1017.4533 | 1020.7357 | 987.1578 | 881.6298 | 821.1225
2036-04-09 | 735.3998 | 703.5289 | 648.7727 | 620.1063 | 655.1714 | 759.2527 | 872.8661 | 838.63 | 812.8947 | 691.644 | 616.9237 | 494.474 | 483.4904 | 456.4819 | 499.6593 | 597.3218 | 776.7284 | 903.6865 | 1009.266 | 1016.7875 | 1030.1701 | 995.9939 | 897.8826 | 837.5633
2036-04-10 | 738.1792 | 701.8211 | 650.4245 | 625.4361 | 662.7982 | 763.2871 | 886.3813 | 854.1371 | 787.0624 | 684.9982 | 632.622 | 502.8543 | 481.2046 | 466.7361 | 505.0656 | 615.9477 | 791.5916 | 906.2294 | 1000.444 | 1015.5565 | 1042.9665 | 1015.1645 | 895.3651 | 847.8849
2036-04-11 | 775.5088 | 749.0994 | 691.9017 | 642.4171 | 660.118 | 665.0022 | 705.0951 | 678.9086 | 740.5916 | 665.9057 | 657.9257 | 542.2596 | 414.7085 | 342.7732 | 435.0861 | 543.7165 | 728.6856 | 849.6292 | 929.8418 | 951.5961 | 980.6786 | 979.5613 | 907.871 | 871.3863
2036-04-12 | 800.9848 | 710.7003 | 648.7949 | 616.5146 | 634.7214 | 652.3874 | 702.5215 | 677.0638 | 687.1077 | 628.4302 | 568.6581 | 428.7878 | 369.1648 | 300.4238 | 365.0514 | 467.8172 | 662.0243 | 821.592 | 982.2746 | 994.3043 | 1009.5499 | 975.2499 | 926.5638 | 900.7285
2036-04-13 | 822.4524 | 761.1692 | 675.416 | 639.0052 | 653.1914 | 681.8369 | 722.9395 | 717.4433 | 709.442 | 618.0942 | 503.86 | 419.3335 | 328.6276 | 306.8006 | 400.0396 | 575.3294 | 791.3279 | 916.0835 | 1048.2994 | 1078.4427 | 1054.9111 | 1027.198 | 937.8415 | 860.6481
2036-04-14 | 754.4469 | 698.8051 | 642.8053 | 626.4979 | 661.5156 | 773.5549 | 900.967 | 890.9055 | 861.5528 | 739.9866 | 669.841 | 679.6016 | 592.4399 | 566.2889 | 581.7876 | 693.7631 | 853.8429 | 966.4754 | 1047.2759 | 1075.0818 | 1037.56 | 1028.9442 | 927.3591 | 854.9019
2036-04-15 | 762.212 | 720.9348 | 676.7465 | 643.0093 | 678.6482 | 793.2444 | 915.1302 | 888.6681 | 832.5618 | 726.457 | 638.3054 | 535.0708 | 497.6467 | 477.4433 | 536.3694 | 620.4126 | 814.2609 | 932.315 | 1039.5177 | 1047.3089 | 1059.4213 | 1027.4403 | 924.203 | 859.785
2036-04-16 | 763.5673 | 729.353 | 672.4636 | 643.4638 | 679.0752 | 788.4851 | 900.3095 | 886.0126 | 857.572 | 755.332 | 701.3449 | 631.0744 | 582.0658 | 562.7601 | 557.6637 | 647.6456 | 815.8845 | 937.4308 | 1025.5151 | 1035.4049 | 1065.347 | 1032.3889 | 935.4272 | 873.8563
2036-04-17 | 769.2906 | 731.3688 | 680.5946 | 653.4935 | 690.9685 | 797.3229 | 901.0601 | 894.9069 | 889.734 | 802.2558 | 750.7573 | 713.7963 | 598.131 | 600.2207 | 609.9415 | 709.0607 | 878.9843 | 982.4398 | 1047.1811 | 1059.821 | 1090.0475 | 1054.952 | 937.0514 | 888.0394
2036-04-18 | 763.8585 | 735.0717 | 684.4545 | 651.4918 | 688.3899 | 767.7157 | 870.3437 | 830.936 | 804.6394 | 716.8459 | 664.9617 | 466.7824 | 451.3866 | 415.3039 | 531.1553 | 608.1457 | 782.0734 | 905.4757 | 999.6609 | 1032.1526 | 1040.5773 | 1016.7105 | 950.746 | 900.9267
2036-04-19 | 838.712 | 750.0701 | 691.7599 | 653.1528 | 668.1978 | 692.1473 | 742.2953 | 744.3 | 781.892 | 730.5783 | 686.4878 | 640.7151 | 511.6931 | 427.309 | 509.3724 | 579.4988 | 789.9666 | 897.6535 | 1021.1468 | 1023.3219 | 1050.8841 | 1015.6036 | 961.8321 | 933.1786
2036-04-20 | 835.6007 | 772.226 | 687.4609 | 650.1328 | 664.5149 | 694.7665 | 727.0953 | 728.5763 | 731.9872 | 660.1238 | 624.3001 | 615.247 | 519.0607 | 432.4351 | 481.446 | 607.4592 | 773.9589 | 924.0881 | 1050.7034 | 1071.4466 | 1056.2425 | 1034.2914 | 934.9611 | 864.9786
2036-04-21 | 764.0053 | 707.8355 | 656.2915 | 638.2641 | 672.7984 | 787.3671 | 905.8582 | 904.9283 | 843.0225 | 755.0397 | 689.8031 | 635.7798 | 552.2734 | 559.6186 | 624.9957 | 718.5776 | 876.9207 | 968.4194 | 1069.3311 | 1090.1403 | 1057.2315 | 1047.3763 | 945.7643 | 873.0431
2036-04-22 | 773.402 | 734.2089 | 681.6195 | 651.9616 | 684.1071 | 793.1998 | 908.4684 | 877.8332 | 868.3575 | 712.8226 | 630.826 | 545.5915 | 554.6111 | 584.9748 | 588.8671 | 658.2281 | 847.2311 | 939.1948 | 1040.5049 | 1056.2952 | 1066.1625 | 1031.6504 | 932.3061 | 868.1231
2036-04-23 | 763.5615 | 733.5985 | 674.4189 | 645.8007 | 681.421 | 788.9818 | 905.1096 | 882.3031 | 853.1512 | 762.9468 | 705.2957 | 632.7532 | 610.7637 | 562.7179 | 573.6128 | 686.5627 | 866.518 | 958.0285 | 1062.386 | 1066.4876 | 1071.8348 | 1037.9975 | 943.1273 | 881.8266
2036-04-24 | 764.6058 | 729.7778 | 676.8264 | 648.7662 | 686.5452 | 793.49 | 911.8719 | 872.7817 | 861.9373 | 767.419 | 725.9116 | 646.3712 | 592.3423 | 558.2103 | 591.71 | 713.7581 | 861.957 | 978.9999 | 1055.0363 | 1071.5178 | 1082.1524 | 1055.6113 | 935.2637 | 885.9077
2036-04-25 | 764.5646 | 734.855 | 684.3101 | 651.1473 | 687.1206 | 770.6776 | 878.9941 | 834.7688 | 801.23 | 693.0589 | 656.8973 | 478.4527 | 517.1202 | 438.5275 | 564.709 | 619.4546 | 786.9928 | 907.8127 | 1006.9752 | 1039.5044 | 1046.4705 | 1022.4176 | 949.6086 | 905.2206
2036-04-26 | 838.7766 | 753.0201 | 695.854 | 654.366 | 668.602 | 692.5865 | 736.0791 | 717.3965 | 730.9509 | 647.9628 | 609.4713 | 482.0436 | 459.0744 | 404.968 | 496.3795 | 570.0377 | 773.0012 | 872.7944 | 1025.1886 | 1032.0686 | 1066.4413 | 1025.3081 | 971.5888 | 940.3821
2036-04-27 | 830.7281 | 771.692 | 687.2216 | 647.5729 | 661.512 | 691.1684 | 725.3803 | 711.991 | 725.665 | 621.5469 | 541.9019 | 523.6446 | 444.8958 | 428.7003 | 504.1946 | 634.7658 | 812.9528 | 929.2728 | 1060.116 | 1083.1455 | 1060.9328 | 1037.2882 | 941.4585 | 865.9144
2036-04-28 | 753.3112 | 701.134 | 644.6957 | 626.2187 | 660.2039 | 773.9849 | 889.3543 | 874.0298 | 836.636 | 725.981 | 671.6642 | 647.9029 | 558.9667 | 551.9802 | 593.4109 | 673.5212 | 847.853 | 957.5312 | 1047.2036 | 1076.8262 | 1039.3727 | 1030.3065 | 925.506 | 855.1719
2036-04-29 | 760.7761 | 719.9916 | 666.3058 | 637.8636 | 670.2407 | 789.3059 | 897.5767 | 868.0512 | 819.2123 | 681.3849 | 637.0466 | 523.344 | 542.1468 | 535.9261 | 588.2617 | 689.6024 | 855.1613 | 933.6295 | 1021.1447 | 1063.4561 | 1058.8082 | 1024.4603 | 923.6936 | 857.7468
2036-04-30 | 759.6063 | 722.1194 | 663.4018 | 637.1272 | 677.4786 | 781.6875 | 889.8043 | 870.3922 | 860.0055 | 778.8116 | 715.1865 | 653.7749 | 572.3326 | 564.6716 | 543.5823 | 656.8734 | 812.1768 | 912.0519 | 1003.7865 | 1021.054 | 1048.7182 | 1013.0022 | 920.5674 | 859.2045
2036-05-01 | 787.4495 | 734.3754 | 696.9427 | 678.346 | 714.0489 | 800.7267 | 866.6174 | 824.7622 | 778.3592 | 655.9413 | 628.9675 | 502.0819 | 500.4244 | 493.0153 | 560.5304 | 651.7737 | 845.994 | 958.556 | 1006.9882 | 1029.004 | 1045.0349 | 1024.0883 | 932.5841 | 880.5096
2036-05-02 | 791.4139 | 747.4258 | 708.3109 | 683.0822 | 718.2732 | 781.579 | 864.8185 | 798.2115 | 809.6171 | 731.8117 | 695.1461 | 570.9711 | 546.0546 | 508.1768 | 608.1687 | 649.8874 | 773.2764 | 904.9086 | 977.7462 | 1020.8496 | 1030.2555 | 1002.6714 | 961.097 | 910.1358
2036-05-03 | 860.6954 | 757.0914 | 714.5926 | 684.2965 | 698.3649 | 711.9256 | 740.0633 | 688.0211 | 705.5959 | 655.2309 | 622.0201 | 529.52 | 459.998 | 456.8489 | 533.2469 | 590.2911 | 754.6994 | 867.0711 | 1006.233 | 1016.0187 | 1027.5777 | 998.1583 | 969.2683 | 939.1843
2036-05-04 | 866.7929 | 791.1066 | 719.5046 | 689.7353 | 703.3791 | 726.757 | 740.7411 | 709.3183 | 763.0896 | 662.3537 | 579.7539 | 647.686 | 558.1605 | 459.8837 | 513.8011 | 645.0736 | 820.8613 | 960.7577 | 1047.8514 | 1065.8145 | 1041.4356 | 1025.5177 | 956.3977 | 883.7742
2036-05-05 | 810.8956 | 741.8521 | 703.0465 | 691.4672 | 725.0737 | 822.4749 | 925.4202 | 893.4566 | 844.2205 | 738.1692 | 678.5302 | 636.3886 | 548.3666 | 522.6654 | 560.4502 | 665.9868 | 828.8978 | 963.3503 | 1059.6401 | 1089.4614 | 1043.1727 | 1050.5935 | 977.579 | 896.3958
2036-05-06 | 808.6309 | 751.1148 | 713.975 | 694.8639 | 726.2066 | 819.9843 | 914.3882 | 878.3549 | 830.7357 | 704.9298 | 597.2844 | 492.5476 | 482.9761 | 485.3958 | 517.5977 | 631.1153 | 802.721 | 941.9501 | 1016.1834 | 1054.1253 | 1056.6352 | 1030.5462 | 961.8634 | 891.2179
2036-05-07 | 801.3804 | 750.299 | 708.2964 | 687.1896 | 715.4166 | 806.8922 | 895.1888 | 861.0338 | 842.0174 | 736.1925 | 693.3952 | 622.9421 | 542.0939 | 517.6937 | 549.938 | 656.1021 | 836.1532 | 950.8456 | 1023.4708 | 1047.6523 | 1054.1529 | 1022.8802 | 959.9599 | 893.7988
2036-05-08 | 799.5078 | 750.2414 | 713.0495 | 692.8307 | 727.7701 | 815.757 | 912.4256 | 877.8403 | 842.5743 | 773.2184 | 730.6689 | 715.9162 | 698.059 | 711.8288 | 746.9033 | 834.8875 | 929.9479 | 983.3486 | 1026.2896 | 1041.5432 | 1067.4402 | 1049.9259 | 958.0921 | 905.1489
2036-05-09 | 788.9546 | 744.0246 | 705.2513 | 681.3651 | 715.6441 | 775.5389 | 844.5889 | 798.2249 | 795.394 | 702.6413 | 660.3978 | 550.6575 | 513.7752 | 473.6229 | 568.0236 | 642.1342 | 783.7589 | 912.3748 | 970.9985 | 1011.7091 | 1027.7455 | 1000.2848 | 957.7205 | 904.8121
2036-05-10 | 871.3243 | 770.0269 | 727.7589 | 696.127 | 710.3649 | 725.6593 | 760.6527 | 744.585 | 740.3887 | 631.9877 | 597.2202 | 514.8839 | 440.6202 | 385.1123 | 456.4798 | 547.928 | 717.408 | 851.5082 | 989.7473 | 1018.5974 | 1038.7868 | 1011.3448 | 987.2299 | 953.8577
2036-05-11 | 865.3246 | 786.9396 | 719.1919 | 689.8471 | 703.6191 | 726.2003 | 711.7269 | 686.5674 | 692.1039 | 579.5656 | 518.7877 | 415.0589 | 405.9356 | 374.5432 | 408.3003 | 546.3042 | 757.5422 | 908.1865 | 1022.8124 | 1059.7314 | 1038.7555 | 1025.6903 | 955.7841 | 882.6965
2036-05-12 | 776.764 | 708.7674 | 668.0118 | 659.9851 | 691.4614 | 784.7137 | 875.491 | 815.2681 | 750.9855 | 657.0158 | 588.2195 | 467.1401 | 436.7226 | 419.7956 | 469.4422 | 594.356 | 760.8767 | 906.1731 | 987.2995 | 1047.2036 | 1003.0769 | 1005.8521 | 931.5341 | 858.7092
2036-05-13 | 787.5373 | 732.0923 | 693.792 | 675.0555 | 705.1896 | 797.3662 | 879.9996 | 826.6574 | 759.0775 | 649.1894 | 569.2296 | 462.8474 | 466.2426 | 433.8081 | 466.191 | 574.0204 | 772.2561 | 906.8096 | 987.9928 | 1041.1121 | 1029.9478 | 1007.5576 | 932.5442 | 864.9183
2036-05-14 | 780.2459 | 732.0143 | 688.7273 | 670.1884 | 705.62 | 789.9961 | 872.5997 | 820.4695 | 804.1993 | 709.1938 | 664.6052 | 614.1626 | 564.4274 | 508.5872 | 542.2957 | 624.478 | 776.6622 | 891.9294 | 987.8101 | 1021.5678 | 1029.2376 | 996.6795 | 932.0804 | 868.0112
2036-05-15 | 792.5336 | 742.9971 | 703.1392 | 684.3026 | 720.0509 | 805.5361 | 896.7397 | 828.1851 | 783.5375 | 686.9496 | 621.5415 | 506.4248 | 489.7927 | 464.9667 | 505.5902 | 590.6354 | 772.5256 | 925.6071 | 999.5783 | 1021.8869 | 1055.8541 | 1028.0534 | 945.5708 | 890.3706
2036-05-16 | 804.9345 | 762.1264 | 721.3878 | 693.3951 | 730.946 | 794.0377 | 866.2313 | 814.798 | 818.673 | 710.0796 | 661.5297 | 507.9055 | 525.8376 | 466.3185 | 556.0815 | 619.0177 | 762.7236 | 881.0677 | 969.4332 | 1027.6533 | 1043.315 | 1018.6061 | 977.1891 | 925.8041
2036-05-17 | 863.3568 | 760.526 | 718.8975 | 686.7718 | 701.0125 | 715.5786 | 739.4814 | 710.8712 | 715.4967 | 656.5516 | 590.1376 | 510.3451 | 435.4224 | 389.5194 | 475.0455 | 567.2343 | 703.0523 | 837.5568 | 993.1604 | 1019.4213 | 1030.1485 | 997.2007 | 972.453 | 942.3222
2036-05-18 | 860.9825 | 785.7765 | 714.0291 | 684.2999 | 698.0607 | 720.8455 | 731.0248 | 701.3682 | 687.7119 | 594.3738 | 501.5114 | 392.2261 | 358.0059 | 316.3825 | 390.2843 | 543.9581 | 733.8182 | 884.1914 | 1008.0844 | 1053.9364 | 1029.9924 | 1014.6498 | 947.3113 | 875.8323
2036-05-19 | 795.4001 | 725.0002 | 688.0427 | 677.5778 | 709.3086 | 806.5249 | 894.2524 | 820.9453 | 765.5442 | 663.3536 | 591.1302 | 465.7293 | 489.4554 | 439.6212 | 501.8385 | 608.7001 | 775.4943 | 909.8582 | 1012.2232 | 1065.3277 | 1026.6805 | 1034.1194 | 957.9257 | 883.3041
2036-05-20 | 805.5598 | 749.3233 | 711.0095 | 690.1685 | 720.5572 | 822.2024 | 903.2973 | 842.0426 | 785.2264 | 668.6945 | 608.5191 | 561.3031 | 557.0713 | 505.4689 | 530.4511 | 619.1224 | 788.5628 | 920.2394 | 1006.7814 | 1049.6707 | 1049.4426 | 1024.7801 | 953.8127 | 885.371
2036-05-21 | 793.8228 | 747.0019 | 704.4047 | 684.0708 | 719.8557 | 814.0655 | 884.3057 | 813.5684 | 777.7553 | 699.3247 | 631.0655 | 503.3428 | 524.0696 | 464.1696 | 520.4775 | 626.4289 | 854.2283 | 923.0607 | 992.7356 | 1028.5204 | 1041.3664 | 1017.2329 | 946.8155 | 883.6442
2036-05-22 | 802.0277 | 751.8658 | 713.6769 | 693.8162 | 730.704 | 821.465 | 902.8755 | 845.1896 | 787.3798 | 694.9104 | 651.9488 | 546.3369 | 579.7283 | 608.6388 | 654.0931 | 743.4225 | 837.532 | 956.9939 | 1006.0624 | 1043.9965 | 1061.4688 | 1039.7459 | 955.3065 | 899.7784
2036-05-23 | 810.8235 | 766.6673 | 727.0951 | 699.2385 | 734.9217 | 803.0462 | 871.616 | 810.4091 | 805.9272 | 719.2415 | 668.4285 | 509.8858 | 525.0898 | 473.2962 | 592.1904 | 632.5263 | 769.8706 | 911.1679 | 990.8018 | 1035.3448 | 1057.9396 | 1029.0399 | 988.3783 | 935.6945
2036-05-24 | 860.1558 | 758.7601 | 715.0021 | 683.1319 | 696.7165 | 709.7318 | 723.503 | 678.9768 | 723.2362 | 673.1027 | 625.4828 | 568.532 | 479.9379 | 403.5107 | 470.5551 | 536.8687 | 735.0451 | 843.162 | 989.7276 | 1021.5625 | 1028.4057 | 994.5833 | 970.1142 | 938.9133
2036-05-25 | 845.3579 | 769.9839 | 698.4996 | 669.588 | 682.8125 | 702.0093 | 703.2286 | 649.259 | 630.9943 | 544.5575 | 471.5614 | 372.0277 | 412.8257 | 446.4733 | 480.7343 | 638.6696 | 769.4198 | 896.1226 | 1004.027 | 1043.8869 | 1012.4012 | 995.6542 | 928.2564 | 856.4851
2036-05-26 | 823.595 | 755.7603 | 714.2091 | 691.6118 | 713.5712 | 776.0447 | 791.2347 | 727.4716 | 704.7485 | 630.79 | 627.8732 | 623.2102 | 658.6311 | 656.3355 | 682.2504 | 775.8734 | 880.3708 | 952.775 | 1031.128 | 1051.633 | 1014.8943 | 1017.5341 | 942.7566 | 874.1869
2036-05-27 | 804.0988 | 746.4952 | 705.8663 | 688.9666 | 725.0015 | 826.1945 | 904.0495 | 854.0123 | 818.6217 | 692.3283 | 669.1329 | 686.8312 | 693.8235 | 694.3752 | 653.755 | 754.6892 | 932.9871 | 1008.5751 | 1046.7748 | 1077.5071 | 1050.9666 | 1040.6705 | 962.884 | 893.1204
2036-05-28 | 808.4871 | 754.5279 | 709.959 | 689.3936 | 717.2711 | 812.0752 | 881.6904 | 835.9641 | 804.8049 | 731.7372 | 681.4897 | 661.1766 | 636.2177 | 645.6924 | 746.5652 | 826.0268 | 926.4464 | 984.6782 | 1037.5356 | 1052.1375 | 1058.0924 | 1028.4208 | 966.2778 | 900.206
2036-05-29 | 802.7326 | 757.7261 | 717.5382 | 697.3574 | 733.1546 | 822.6009 | 903.1485 | 857.7431 | 803.0757 | 722.3441 | 688.1316 | 620.2222 | 644.4382 | 686.3171 | 755.8551 | 826.1595 | 930.063 | 989.6295 | 1026.427 | 1054.295 | 1069.6486 | 1056.7769 | 950.2997 | 908.0759
2036-05-30 | 802.5233 | 758.6697 | 718.0689 | 691.5289 | 726.8509 | 788.9751 | 858.9143 | 799.1128 | 785.5681 | 721.7192 | 685.3067 | 625.1203 | 604.6916 | 584.1806 | 671.5509 | 707.7566 | 817.5635 | 913.4509 | 992.1197 | 1041.2896 | 1046.4248 | 1016.6332 | 973.5678 | 921.7091
2036-05-31 | 869.7161 | 765.4155 | 724.3338 | 693.8152 | 709.5246 | 728.2626 | 743.1484 | 700.0145 | 730.4562 | 698.0286 | 664.2119 | 654.7517 | 561.3469 | 448.8796 | 571.522 | 633.041 | 788.6965 | 888.6239 | 1030.0601 | 1043.5834 | 1053.9243 | 1016.0809 | 990.8752 | 956.5122
2036-06-01 | 864.7763 | 780.7561 | 698.815 | 666.4402 | 675.9314 | 694.2366 | 708.2912 | 693.2495 | 740.9938 | 673.6307 | 631.8564 | 636.6908 | 565.3039 | 481.1843 | 554.3402 | 728.6691 | 893.006 | 987.436 | 1094.9444 | 1115.7983 | 1094.58 | 1071.3688 | 1009.5805 | 914.9674
2036-06-02 | 791.3127 | 715.3743 | 663.7356 | 653.4941 | 690.425 | 800.6125 | 909.8975 | 900.9436 | 870.6943 | 778.2705 | 718.3015 | 656.5187 | 595.237 | 545.3583 | 584.0661 | 695.1074 | 859.4578 | 987.4863 | 1075.1972 | 1127.9515 | 1088.0802 | 1080.4031 | 1006.5384 | 904.9923
2036-06-03 | 795.7861 | 730.6386 | 684.058 | 663.0847 | 696.9542 | 810.425 | 917.0278 | 897.4729 | 904.2669 | 812.7781 | 727.502 | 680.1583 | 621.0414 | 627.8982 | 655.351 | 773.2477 | 938.6462 | 1036.1443 | 1090.9555 | 1127.1202 | 1115.8044 | 1078.3468 | 1000.5395 | 907.9875
2036-06-04 | 793.7056 | 740.0437 | 688.0211 | 667.1175 | 704.8569 | 810.0821 | 908.4947 | 900.6416 | 928.1586 | 883.2433 | 833.5201 | 839.8718 | 800.9712 | 699.1281 | 750.5313 | 852.8649 | 959.2975 | 1049.5366 | 1110.9688 | 1108.3666 | 1111.1672 | 1072.3038 | 1009.3505 | 920.8419
2036-06-05 | 794.5331 | 734.1777 | 685.0289 | 665.0293 | 703.5431 | 805.5339 | 911.2904 | 898.7684 | 890.5782 | 803.4124 | 774.8122 | 725.1601 | 633.4495 | 588.2864 | 633.658 | 753.1126 | 941.3402 | 1025.4449 | 1072.2243 | 1106.2073 | 1114.2041 | 1080.5988 | 995.7695 | 920.805
2036-06-06 | 777.6941 | 731.02 | 679.7771 | 654.6852 | 692.9238 | 767.2213 | 855.0202 | 830.3119 | 840.0235 | 783.3644 | 740.8135 | 680.308 | 676.8573 | 618.1902 | 765.3125 | 879.0626 | 910.467 | 985.429 | 1030.6524 | 1069.6002 | 1068.5849 | 1039.2202 | 1003.7807 | 930.8414
2036-06-07 | 862.6732 | 753.9425 | 698.9359 | 665.4223 | 675.0805 | 687.1294 | 706.4566 | 684.9244 | 715.7027 | 662.9313 | 627.6102 | 497.8301 | 462.1589 | 400.4193 | 459.4757 | 554.7813 | 753.065 | 875.5449 | 1025.412 | 1057.8701 | 1075.2589 | 1035.3241 | 1023.4106 | 974.5282
2036-06-08 | 855.115 | 771.9279 | 689.3103 | 657.3323 | 666.1211 | 682.0407 | 687.8953 | 662.1227 | 704.9319 | 632.6405 | 567.5132 | 510.4339 | 436.005 | 359.4487 | 428.9534 | 591.4121 | 756.2403 | 917.5569 | 1045.7394 | 1095.4308 | 1073.4138 | 1054.2158 | 988.9719 | 896.4513
2036-06-09 | 791.7382 | 712.3035 | 664.1964 | 654.1627 | 691.8341 | 800.9534 | 911.086 | 892.9016 | 864.0214 | 784.9629 | 746.6903 | 738.0542 | 654.319 | 624.3168 | 680.3989 | 806.1181 | 940.0261 | 1003.0854 | 1091.2763 | 1127.7132 | 1083.3765 | 1078.9371 | 1004.6537 | 906.2459
2036-06-10 | 795.6473 | 731.251 | 685.6307 | 663.6888 | 696.9374 | 807.3006 | 914.4599 | 915.9327 | 917.5255 | 822.6452 | 773.1081 | 766.7251 | 660.516 | 598.1371 | 662.043 | 791.0749 | 923.095 | 1018.4408 | 1080.7086 | 1119.5027 | 1109.7134 | 1073.7754 | 996.6723 | 905.3676
2036-06-11 | 830.1539 | 777.5643 | 720.4221 | 680.9512 | 689.6047 | 714.5942 | 744.4629 | 722.8619 | 782.4906 | 728.8722 | 674.885 | 565.0152 | 511.858 | 502.3786 | 525.287 | 663.418 | 802.4387 | 932.8476 | 1014.1713 | 1037.1858 | 1068.9756 | 1057.9491 | 994.931 | 921.0555
2036-06-12 | 787.8298 | 725.9067 | 673.1356 | 660.1309 | 702.5678 | 798.4629 | 900.0852 | 877.3815 | 866.5232 | 798.9207 | 748.0292 | 661.0322 | 626.5446 | 612.4558 | 627.4946 | 760.5945 | 910.3987 | 1001.9648 | 1063.539 | 1098.6563 | 1113.7887 | 1080.5393 | 993.763 | 921.2101
2036-06-13 | 785.4948 | 736.2894 | 684.1575 | 659.3498 | 695.4792 | 767.2736 | 851.4288 | 808.3784 | 841.6348 | 763.2978 | 728.3237 | 579.9345 | 577.3148 | 533.1524 | 647.6028 | 728.5216 | 841.3536 | 957.9274 | 1005.6079 | 1064.8495 | 1074.2265 | 1046.2715 | 1010.2534 | 937.0727
2036-06-14 | 863.0786 | 752.6995 | 696.8957 | 663.374 | 672.1322 | 685.6978 | 716.7874 | 680.7686 | 736.1834 | 694.7457 | 662.8243 | 583.3928 | 496.8615 | 419.414 | 504.5454 | 621.1177 | 797.5077 | 909.9186 | 1052.5327 | 1062.9504 | 1079.857 | 1039.4238 | 1025.0161 | 975.7279
2036-06-15 | 851.9642 | 767.816 | 684.4539 | 653.0589 | 660.8489 | 677.5027 | 691.2418 | 689.5288 | 749.5869 | 702.8291 | 605.8035 | 649.7037 | 557.1006 | 487.7876 | 481.4138 | 604.6363 | 780.7843 | 933.3039 | 1065.6177 | 1098.0412 | 1070.8133 | 1051.5558 | 987.0753 | 892.1005
2036-06-16 | 779.8156 | 704.6027 | 654.2148 | 644.5207 | 678.0939 | 785.6834 | 898.4489 | 873.4307 | 847.3441 | 762.2671 | 696.5619 | 625.2891 | 570.8853 | 545.1529 | 613.3264 | 735.1546 | 887.0363 | 1002.2938 | 1075.1854 | 1117.6542 | 1068.8816 | 1067.7668 | 993.2117 | 894.1846
2036-06-17 | 782.1145 | 718.0859 | 671.0221 | 649.78 | 682.6797 | 788.986 | 895.6797 | 902.1601 | 924.8494 | 839.6478 | 775.5412 | 743.4673 | 668.3032 | 570.7812 | 603.4347 | 689.7902 | 834.8228 | 963.9889 | 1050.2717 | 1097.6305 | 1090.5519 | 1053.3273 | 977.8981 | 888.129
2036-06-18 | 787.9443 | 732.1518 | 681.6232 | 659.1423 | 697.5195 | 793.5346 | 901.585 | 893.2188 | 916.6783 | 834.6515 | 757.7369 | 701.763 | 585.4566 | 555.6492 | 575.1025 | 723.4993 | 899.9755 | 986.6671 | 1057.1658 | 1091.1029 | 1102.5878 | 1063.6574 | 998.5909 | 912.5813
2036-06-19 | 777.6805 | 717.7517 | 671.7565 | 651.3449 | 686.867 | 781.2028 | 894.8158 | 857.9646 | 845.058 | 756.0696 | 711.2104 | 612.9179 | 600.4602 | 555.4628 | 574.4388 | 711.8083 | 837.7672 | 946.5029 | 1022.0165 | 1074.1907 | 1095.0165 | 1065.1496 | 978.111 | 907.6171
2036-06-20 | 764.0398 | 710.7265 | 663.1073 | 639.1773 | 672.2675 | 742.1776 | 823.9498 | 803.7951 | 846.5777 | 786.4 | 726.7348 | 687.5428 | 629.4527 | 547.062 | 601.2814 | 656.8641 | 766.3812 | 892.2158 | 969.1987 | 1040.3916 | 1051.0859 | 1016.0106 | 981.7073 | 910.1887
2036-06-21 | 848.5988 | 737.5624 | 684.2555 | 651.3606 | 660.6923 | 671.1775 | 701.0574 | 664.0245 | 696.6732 | 666.2614 | 640.8386 | 570.9391 | 502.5083 | 402.757 | 460.6507 | 554.8998 | 708.7312 | 845.8956 | 986.6225 | 1031.5355 | 1056.5895 | 1020.926 | 1002.8313 | 957.1759
2036-06-22 | 850.3199 | 763.4498 | 682.7817 | 652.6309 | 661.2194 | 676.6768 | 682.2075 | 657.8419 | 684.3533 | 624.4701 | 561.1179 | 457.1017 | 376.9488 | 344.655 | 411.1076 | 556.1328 | 748.4522 | 909.5714 | 1031.8626 | 1083.9559 | 1071.3369 | 1048.1594 | 983.0541 | 890.5254
2036-06-23 | 777.9356 | 699.1186 | 649.3639 | 640.7947 | 674.1938 | 782.0197 | 896.7701 | 877.9246 | 851.0382 | 758.8861 | 701.5652 | 639.3026 | 570.1112 | 543.1351 | 545.8257 | 661.162 | 811.7008 | 944.9097 | 1048.2463 | 1114.9798 | 1068.0102 | 1061.6001 | 985.3975 | 889.822
2036-06-24 | 801.191 | 735.7746 | 686.906 | 668.1102 | 701.6052 | 810.8502 | 924.4801 | 916.6096 | 921.807 | 839.3099 | 794.4945 | 809.3871 | 750.3774 | 674.5144 | 711.2128 | 811.808 | 905.5005 | 1017.7419 | 1076.05 | 1113.2264 | 1110.9166 | 1075.5861 | 1000.8039 | 910.9576
2036-06-25 | 792.2854 | 736.8706 | 684.0846 | 663.7746 | 701.2763 | 803.69 | 905.296 | 893.4431 | 899.4731 | 827.4346 | 744.547 | 620.5188 | 555.7673 | 554.8113 | 587.5833 | 715.7679 | 866.1119 | 978.6174 | 1056.806 | 1094.5714 | 1108.1052 | 1064.2189 | 994.9358 | 914.8579
2036-06-26 | 773.2842 | 712.4094 | 667.3897 | 649.399 | 685.1347 | 786.221 | 896.518 | 863.5159 | 843.7185 | 793.2634 | 738.8527 | 682.758 | 617.8078 | 585.1688 | 555.1893 | 685.8463 | 864.5408 | 973.2212 | 1024.7743 | 1072.5793 | 1089.7623 | 1058.1216 | 971.247 | 899.5549
2036-06-27 | 786.5498 | 733.4639 | 687.6869 | 661.7692 | 699.1008 | 770.8143 | 864.2836 | 825.8423 | 833.8237 | 749.5097 | 713.3281 | 563.6662 | 546.2066 | 524.8717 | 673.5135 | 778.0506 | 881.6619 | 957.5478 | 1008.0168 | 1063.6921 | 1073.84 | 1048.9015 | 1009.112 | 937.4407
2036-06-28 | 862.1901 | 750.907 | 697.7668 | 663.9933 | 673.7867 | 686.3699 | 716.8417 | 704.7015 | 744.2648 | 716.0567 | 682.3691 | 613.4938 | 554.7205 | 480.1587 | 545.5769 | 655.904 | 815.0958 | 905.2315 | 1031.6347 | 1057.425 | 1070.7038 | 1037.9438 | 1021.1429 | 973.6542
2036-06-29 | 865.5085 | 780.6558 | 700.2717 | 667.5192 | 676.4861 | 694.9605 | 712.8817 | 692.2487 | 727.166 | 666.6705 | 596.507 | 523.3609 | 434.3059 | 401.2801 | 490.4119 | 676.1425 | 802.9747 | 933.2289 | 1060.1449 | 1107.0571 | 1086.2593 | 1070.4705 | 1002.7906 | 911.0638
2036-06-30 | 787.1508 | 710.4854 | 662.428 | 650.8929 | 686.4481 | 795.1591 | 912.0141 | 902.6874 | 883.4365 | 797.1276 | 713.1649 | 666.8753 | 573.3731 | 545.966 | 643.1942 | 736.4769 | 902.0672 | 994.9174 | 1075.7235 | 1120.3278 | 1079.6207 | 1073.6389 | 1006.123 | 905.8423
2036-07-01 | 826.5648 | 769.5259 | 719.0977 | 696.6907 | 725.7103 | 853.6832 | 967.0588 | 946.8415 | 947.1161 | 851.1715 | 797.2097 | 761.3878 | 713.1513 | 749.3365 | 773.2299 | 844.0124 | 999.847 | 1089.0262 | 1148.7775 | 1193.5169 | 1153.8922 | 1117.9958 | 1032.9609 | 934.6763
2036-07-02 | 824.4535 | 774.695 | 721.2102 | 699.4342 | 734.5953 | 858.497 | 970.7087 | 945.8847 | 945.0792 | 864.2468 | 819.2241 | 734.6056 | 684.2822 | 655.9624 | 690.2859 | 801.61 | 950.1252 | 1064.4463 | 1154.4785 | 1183.8136 | 1164.1373 | 1126.0627 | 1048.0666 | 952.4784
2036-07-03 | 821.1407 | 767.821 | 717.3965 | 696.4835 | 730.8489 | 846.9545 | 970.7121 | 948.9333 | 976.4097 | 908.6074 | 864.901 | 838.0206 | 737.1051 | 698.428 | 699.2435 | 777.0573 | 929.3147 | 1051.6929 | 1126.1719 | 1172.5796 | 1161.5103 | 1131.5756 | 1027.4189 | 949.2897
2036-07-04 | 841.9361 | 794.8294 | 741.3 | 696.3306 | 702.859 | 708.6163 | 733.3518 | 709.2794 | 770.7827 | 756.5378 | 735.6189 | 612.7195 | 544.6376 | 483.1959 | 590.9632 | 673.1987 | 803.3493 | 945.6902 | 988.9082 | 1047.9731 | 1066.5753 | 1056.6046 | 1012.6465 | 952.9426
2036-07-05 | 883.4526 | 769.0787 | 711.3556 | 683.596 | 689.9959 | 687.356 | 713.6912 | 732.3451 | 754.3494 | 728.9615 | 719.3213 | 642.1622 | 557.6446 | 495.8634 | 547.4127 | 636.6142 | 835.1866 | 935.0818 | 1039.0242 | 1071.4327 | 1101.3861 | 1069.6206 | 1043.0389 | 996.0575
2036-07-06 | 879.3079 | 798.7445 | 714.8026 | 681.552 | 684.5659 | 696.6266 | 717.2859 | 721.995 | 756.3592 | 707.1026 | 653.8385 | 641.8494 | 470.6225 | 442.4207 | 481.526 | 643.9247 | 804.2773 | 955.8154 | 1076.5535 | 1140.0234 | 1114.55 | 1094.2747 | 1017.2455 | 917.9109
2036-07-07 | 812.0412 | 736.658 | 688.859 | 678.261 | 707.4895 | 821.8523 | 947.2241 | 958.0118 | 902.9968 | 831.4899 | 785.0805 | 747.1173 | 642.2415 | 633.7927 | 647.031 | 753.7836 | 894.7541 | 1024.6081 | 1109.0135 | 1173.6696 | 1112.8093 | 1115.7664 | 1029.8946 | 925.4726
2036-07-08 | 825.8401 | 762.4509 | 718.2035 | 695.5189 | 724.246 | 833.9558 | 957.6242 | 970.7251 | 980.9521 | 870.7508 | 800.3652 | 793.6668 | 699.4125 | 687.8506 | 670.0398 | 737.1869 | 893.3572 | 1032.2334 | 1111.4065 | 1175.949 | 1159.6783 | 1121.2923 | 1035.6435 | 936.3873
2036-07-09 | 802.905 | 747.4373 | 698.1872 | 676.4621 | 712.1294 | 814.002 | 931.7698 | 923.9613 | 905.7102 | 825.9723 | 759.9066 | 654.6147 | 592.926 | 584.316 | 606.9117 | 735.8287 | 923.6245 | 1028.4772 | 1087.3458 | 1138.4967 | 1137.4474 | 1097.6351 | 1018.8073 | 924.4866
2036-07-10 | 807.2699 | 753.6063 | 705.5193 | 683.2563 | 716.7012 | 822.0614 | 946.1139 | 938.0305 | 918.2223 | 846.1166 | 812.1096 | 754.2127 | 655.5053 | 632.6008 | 703.7878 | 791.6813 | 963.0303 | 1038.8874 | 1096.0262 | 1145.4722 | 1149.7181 | 1123.6694 | 1017.8965 | 934.4568
2036-07-11 | 810.0575 | 763.5733 | 712.8286 | 686.4677 | 717.4473 | 794.1292 | 910.2699 | 899.8669 | 931.8566 | 862.8919 | 839.3983 | 799.7657 | 695.221 | 602.5117 | 679.1757 | 726.065 | 848.1594 | 981.512 | 1041.7844 | 1114.9402 | 1111.0648 | 1081.9247 | 1034.3403 | 960.1302
2036-07-12 | 899.5556 | 789.9394 | 734.5592 | 700.5518 | 704.1474 | 714.6933 | 748.187 | 751.0341 | 776.1092 | 752.249 | 731.9437 | 650.6296 | 570.5544 | 570.245 | 669.2692 | 784.6622 | 922.6122 | 988.6609 | 1095.9818 | 1114.6512 | 1114.5894 | 1088.5924 | 1065.4864 | 1011.8067
2036-07-13 | 889.9364 | 809.929 | 726.0579 | 691.9584 | 694.4012 | 707.6435 | 726.2131 | 742.3843 | 817.0304 | 789.4163 | 723.58 | 696.1761 | 601.7668 | 494.6168 | 527.0586 | 665.3259 | 850.2865 | 1004.7864 | 1102.6653 | 1152.242 | 1120.8564 | 1105.232 | 1031.1399 | 930.923
2036-07-14 | 828.5237 | 752.1049 | 706.3363 | 693.8546 | 723.7614 | 837.2601 | 972.4011 | 984.2853 | 953.8952 | 872.1052 | 813.0081 | 807.3848 | 686.7038 | 669.6488 | 685.3989 | 822.7253 | 972.2243 | 1076.3534 | 1152.7014 | 1200.9681 | 1142.7868 | 1145.4009 | 1058.226 | 951.4972
2036-07-15 | 836.6613 | 777.245 | 731.1185 | 708.1222 | 737.4665 | 851.9543 | 976.5421 | 986.6968 | 961.9654 | 843.3279 | 788.4677 | 778.2302 | 719.2462 | 733.2572 | 753.029 | 845.4304 | 973.2132 | 1075.6255 | 1137.912 | 1191.4523 | 1174.3674 | 1140.6355 | 1051.263 | 953.85
2036-07-16 | 825.1115 | 772.8312 | 721.0737 | 699.3939 | 733.8376 | 844.9323 | 963.979 | 971.8685 | 967.8566 | 876.8128 | 787.4158 | 731.439 | 659.4905 | 678.8397 | 725.2742 | 828.1143 | 948.934 | 1061.5059 | 1131.4878 | 1164.9497 | 1169.4547 | 1129.255 | 1054.6579 | 956.6443
2036-07-17 | 807.3078 | 754.9856 | 706.0003 | 685.713 | 717.8512 | 817.7321 | 948.6746 | 960.4493 | 933.8023 | 880.5382 | 847.4263 | 842.4272 | 757.3338 | 757.2864 | 766.655 | 850.1817 | 984.1724 | 1082.6029 | 1108.7221 | 1148.5156 | 1146.5307 | 1121.0771 | 1014.5891 | 933.6267
2036-07-18 | 805.3602 | 760.768 | 704.9327 | 679.4935 | 714.1783 | 789.4664 | 896.8267 | 885.7405 | 920.2141 | 846.5162 | 842.9292 | 819.6923 | 793.4912 | 732.6854 | 831.8265 | 889.8909 | 991.4961 | 1049.8422 | 1064.3973 | 1116.5504 | 1115.1411 | 1084.258 | 1035.3996 | 957.6912
2036-07-19 | 894.1005 | 787.8726 | 731.8605 | 695.7917 | 698.6496 | 707.3613 | 748.9443 | 753.3782 | 789.585 | 754.7905 | 739.2454 | 696.8044 | 566.6592 | 528.1365 | 583.8324 | 661.7074 | 847.9142 | 968.7944 | 1100.0374 | 1120.7004 | 1124.1991 | 1087.4024 | 1062.3064 | 1009.5401
2036-07-20 | 875.7651 | 797.1761 | 713.0092 | 678.9528 | 680.674 | 690.7807 | 713.2241 | 721.6316 | 743.9029 | 671.4875 | 617.7907 | 548.8476 | 457.0577 | 437.8514 | 524.0393 | 676.9083 | 827.9862 | 988.1954 | 1103.1677 | 1149.0487 | 1114.0791 | 1095.8263 | 1017.1622 | 917.5004
2036-07-21 | 829.5604 | 752.708 | 704.7268 | 692.6457 | 724.7868 | 833.9578 | 971.2964 | 972.3471 | 938.3784 | 841.2312 | 784.6707 | 737.6081 | 659.5708 | 661.4593 | 709.471 | 835.4275 | 981.1776 | 1082.7579 | 1153.5776 | 1197.7447 | 1135.0067 | 1136.7162 | 1054.0629 | 944.6449
2036-07-22 | 841.419 | 780.3454 | 733.8944 | 710.6526 | 739.5968 | 857.1522 | 986.1046 | 1021.4652 | 1020.7472 | 877.0233 | 809.9781 | 801.729 | 702.7883 | 691.1284 | 734.0986 | 880.6086 | 1057.3409 | 1118.1811 | 1153.339 | 1188.9422 | 1175.0433 | 1143.9247 | 1054.8209 | 956.0793
2036-07-23 | 821.0081 | 769.0161 | 715.1977 | 692.793 | 727.2431 | 839.039 | 957.9644 | 963.2515 | 976.8602 | 909.3679 | 840.8377 | 804.0824 | 706.1552 | 720.9354 | 744.4918 | 829.0228 | 959.9615 | 1060.7185 | 1122.6221 | 1156.7669 | 1155.763 | 1120.4454 | 1039.1288 | 944.94
2036-07-24 | 811.2148 | 755.918 | 710.1379 | 689.5743 | 723.0675 | 828.1506 | 962.2247 | 989.3123 | 997.0359 | 942.9366 | 908.4267 | 911.2031 | 929.6313 | 828.4059 | 809.4863 | 871.8642 | 994.0591 | 1068.6251 | 1113.7037 | 1147.7763 | 1153.8543 | 1124.3933 | 1020.3383 | 938.9368
2036-07-25 | 810.0152 | 765.6904 | 712.601 | 685.6665 | 717.2339 | 796.8622 | 907.1377 | 893.0863 | 897.2462 | 824.0668 | 800.1342 | 723.7516 | 661.7682 | 630.3595 | 720.3738 | 807.8007 | 929.4895 | 1023.6849 | 1055.4482 | 1110.8129 | 1109.0432 | 1080.8557 | 1033.6462 | 956.8631
2036-07-26 | 890.3572 | 783.7683 | 728.1748 | 693.2458 | 696.9206 | 706.1688 | 746.8904 | 748.5978 | 801.9663 | 769.7072 | 740.7707 | 730.8528 | 591.3517 | 503.9238 | 570.5941 | 665.5225 | 860.0105 | 962.251 | 1080.1483 | 1106.461 | 1109.43 | 1081.6258 | 1053.6835 | 1003.437
2036-07-27 | 896.5114 | 814.0675 | 733.5433 | 699.1012 | 701.5772 | 716.8115 | 744.1332 | 760.3522 | 790.9621 | 744.034 | 663.003 | 631.8902 | 491.0171 | 462.3539 | 505.2422 | 674.8272 | 852.7258 | 1003.071 | 1119.8552 | 1161.5593 | 1137.9105 | 1118.6127 | 1042.2189 | 942.2356
2036-07-28 | 828.5521 | 753.3535 | 704.8494 | 693.088 | 722.8882 | 840.135 | 974.3163 | 977.2459 | 938.978 | 844.0785 | 778.9416 | 768.6657 | 688.5234 | 648.5312 | 663.8817 | 796.6295 | 949.3969 | 1074.3035 | 1152.3786 | 1199.5123 | 1137.866 | 1138.7785 | 1056.5223 | 949.9234
2036-07-29 | 825.1162 | 763.8267 | 717.6776 | 694.2784 | 723.3289 | 836.4541 | 962.7455 | 964.7783 | 928.6543 | 827.0281 | 756.01 | 653.5076 | 607.2775 | 622.1098 | 643.3075 | 745.7731 | 909.2496 | 1039.1657 | 1112.6893 | 1164.1661 | 1153.771 | 1116.8833 | 1029.511 | 932.1846
2036-07-30 | 813.1997 | 760.3484 | 707.3022 | 685.704 | 719.6471 | 824.0998 | 944.5056 | 943.0915 | 910.043 | 818.4136 | 762.1231 | 683.0265 | 604.9269 | 608.9775 | 653.9313 | 741.1525 | 911.1197 | 1018.1061 | 1110.6412 | 1141.2489 | 1139.3568 | 1107.224 | 1026.5873 | 932.6623
2036-07-31 | 810.3042 | 758.1801 | 708.7263 | 686.3605 | 718.198 | 818.6214 | 948.0896 | 958.0141 | 942.5886 | 855.1398 | 832.114 | 844.5653 | 748.9401 | 777.29 | 855.8413 | 909.4093 | 1031.6587 | 1109.0809 | 1100.5255 | 1140.3496 | 1145.8657 | 1125.881 | 1023.0548 | 941.6955
2036-08-01 | 881.0033 | 825.2197 | 770.4221 | 744.0293 | 780.1369 | 871.8792 | 989.0199 | 982.8295 | 1017.9305 | 969.5313 | 929.4152 | 882.3671 | 799.8196 | 728.1436 | 774.5991 | 820.5473 | 938.6228 | 1063.1929 | 1134.6261 | 1190.5547 | 1186.4616 | 1150.7849 | 1095.0676 | 1026.4125
2036-08-02 | 960.3979 | 846.9392 | 790.7237 | 756.6676 | 766.3133 | 793.9997 | 846.0914 | 827.0935 | 861.8093 | 815.802 | 786.5508 | 710.716 | 648.9918 | 584.5612 | 655.4476 | 720.6275 | 921.3137 | 1043.6514 | 1155.8115 | 1184.6408 | 1191.0607 | 1151.5144 | 1121.764 | 1065.5743
2036-08-03 | 951.4953 | 866.1192 | 780.247 | 747.2576 | 756.0851 | 787.5425 | 823.6398 | 802.1338 | 807.7541 | 732.2041 | 670.2999 | 554.25 | 528.1916 | 499.9333 | 557.387 | 721.5733 | 911.3052 | 1077.1033 | 1178.8488 | 1219.0868 | 1195.713 | 1170.1789 | 1085.5268 | 984.2295
2036-08-04 | 885.7793 | 805.8715 | 750.4159 | 739.0251 | 773.4214 | 897.7331 | 1033.2013 | 1019.3035 | 958.7465 | 861.1958 | 830.2217 | 789.6189 | 692.8303 | 670.9907 | 666.9141 | 777.3322 | 960.0958 | 1117.081 | 1196.483 | 1248.113 | 1188.7469 | 1181.9012 | 1093.4749 | 992.5184
2036-08-05 | 888.5403 | 821.6495 | 770.4627 | 748.9124 | 781.155 | 901.6664 | 1033.7485 | 1013.9839 | 989.0182 | 888.5882 | 808.6724 | 813.3704 | 764.2093 | 725.4649 | 756.8126 | 855.4323 | 1017.4366 | 1114.398 | 1168.9624 | 1224.0501 | 1210.0641 | 1168.7646 | 1076.1785 | 981.2456
2036-08-06 | 869.8741 | 813.3959 | 752.021 | 735.9675 | 771.975 | 884.9893 | 1010.3526 | 999.0048 | 997.7298 | 937.6286 | 843.7231 | 828.6098 | 762.4497 | 730.652 | 756.3834 | 844.3846 | 1000.6226 | 1094.0939 | 1168.5208 | 1194.059 | 1194.3449 | 1156.8074 | 1073.7321 | 983.612
2036-08-07 | 873.8354 | 815.2963 | 761.4218 | 742.6276 | 779.5884 | 892.6141 | 1027.1923 | 1016.9736 | 1018.8455 | 919.116 | 867.1948 | 825.9067 | 765.8394 | 756.0681 | 767.8594 | 840.1197 | 1009.2767 | 1129.1608 | 1168.6872 | 1204.1392 | 1209.0774 | 1181.5863 | 1074.0328 | 999.1684
2036-08-08 | 870.7089 | 820.009 | 763.2781 | 738.6265 | 775.4774 | 866.0119 | 983.6256 | 947.2095 | 938.0001 | 868.5994 | 815.0333 | 675.3091 | 665.2363 | 606.8463 | 712.537 | 770.0855 | 949.7368 | 1074.3809 | 1116.0133 | 1167.3513 | 1170.4725 | 1142.3626 | 1083.3557 | 1011.2636
2036-08-09 | 951.35 | 836.9039 | 780.7933 | 748.1173 | 757.7588 | 783.9925 | 840.525 | 853.4201 | 895.3979 | 835.9338 | 804.9304 | 771.2948 | 682.6741 | 611.3671 | 671.8198 | 765.293 | 946.3328 | 1050.9171 | 1142.2157 | 1176.0521 | 1173.6412 | 1141.2508 | 1104.2225 | 1056.6583
2036-08-10 | 950.7743 | 864.4256 | 779.7539 | 747.6755 | 756.3598 | 788.0674 | 825.0021 | 823.1411 | 860.5481 | 783.3946 | 718.3987 | 687.1793 | 566.3115 | 521.6982 | 562.5115 | 674.5057 | 872.6005 | 1054.9238 | 1174.3468 | 1218.3902 | 1184.6093 | 1172.7632 | 1082.3718 | 988.3955
2036-08-11 | 860.4725 | 779.147 | 724.2935 | 717.9263 | 753.3684 | 871.3602 | 1011.3897 | 990.8532 | 922.104 | 829.0483 | 781.5343 | 722.8639 | 634.5713 | 620.9238 | 658.7734 | 773.1557 | 971.8001 | 1090.2933 | 1161.988 | 1211.4213 | 1153.9625 | 1149.957 | 1057.4523 | 960.4817
2036-08-12 | 883.0437 | 817.8465 | 764.8469 | 744.2316 | 776.5758 | 899.9019 | 1031.8959 | 1004.2702 | 967.6203 | 846.9184 | 791.915 | 704.6349 | 640.418 | 627.7521 | 668.2873 | 778.7002 | 968.9357 | 1089.997 | 1159.2249 | 1220.8061 | 1201.2948 | 1161.985 | 1072.6632 | 980.1353
2036-08-13 | 879.7822 | 823.5276 | 765.7418 | 745.3765 | 782.4691 | 901.3178 | 1029.8554 | 1005.1664 | 987.314 | 895.5388 | 815.9206 | 713.9555 | 670.9195 | 662.5314 | 707.1907 | 818.3715 | 986.5688 | 1111.7696 | 1177.9609 | 1206.3248 | 1210.0954 | 1165.4239 | 1086.2996 | 996.3004
2036-08-14 | 874.3945 | 813.0729 | 758.4597 | 740.7931 | 775.4144 | 892.8693 | 1027.6218 | 1013.7561 | 996.6764 | 884.929 | 825.499 | 773.6695 | 723.4543 | 736.5534 | 793.5619 | 899.6259 | 1038.7584 | 1139.2831 | 1166.8856 | 1199.4871 | 1207.6569 | 1176.1587 | 1066.1789 | 991.12
2036-08-15 | 892.1117 | 842.0601 | 779.9012 | 737.2417 | 753.4333 | 765.4416 | 807.6412 | 767.4586 | 833.6923 | 765.3521 | 752.5145 | 588.0825 | 574.9808 | 534.5987 | 623.3848 | 708.4761 | 912.2401 | 1022.8745 | 1057.7278 | 1094.5685 | 1108.9541 | 1103.7221 | 1049.2023 | 989.5559
2036-08-16 | 949.1613 | 831.1876 | 770.0946 | 743.886 | 756.9813 | 782.6513 | 836.5323 | 805.2076 | 811.064 | 789.1997 | 765.7682 | 716.3291 | 609.7265 | 571.1895 | 691.0693 | 793.2879 | 963.5638 | 1081.5838 | 1159.7315 | 1163.4413 | 1167.3176 | 1129.7433 | 1098.2595 | 1047.0941
2036-08-17 | 949.2356 | 862.2615 | 775.9838 | 744.3402 | 744.1852 | 774.7713 | 816.6016 | 791.7271 | 805.3852 | 729.6453 | 668.0045 | 569.9842 | 519.3619 | 526.1026 | 593.8945 | 716.0964 | 911.7396 | 1071.8201 | 1164.4369 | 1200.2873 | 1174.8831 | 1154.5272 | 1072.896 | 974.189
2036-08-18 | 881.0332 | 798.511 | 745.7443 | 737.4568 | 770.8209 | 896.389 | 1036.9019 | 1005.3672 | 936.0291 | 862.159 | 802.2608 | 754.0687 | 718.8117 | 713.6834 | 774.4948 | 890.2037 | 1032.2536 | 1130.0196 | 1195.7717 | 1227.3904 | 1172.1776 | 1175.0797 | 1084.1836 | 986.0726
2036-08-19 | 875.623 | 810.9344 | 758.766 | 737.9543 | 769.713 | 891.6618 | 1023.7191 | 1007.5517 | 975.1142 | 864.7811 | 813.4378 | 780.5724 | 649.7618 | 658.0641 | 683.487 | 786.4454 | 986.1454 | 1119.6419 | 1179.2826 | 1215.9624 | 1199.2835 | 1157.5011 | 1064.9223 | 975.5446
2036-08-20 | 877.0066 | 817.6198 | 760.6272 | 740.3797 | 777.0104 | 893.7264 | 1028.174 | 992.8645 | 966.7584 | 879.9623 | 818.8489 | 721.1718 | 684.9652 | 662.3207 | 723.0849 | 889.3705 | 1039.2899 | 1139.7608 | 1186.8186 | 1205.6269 | 1201.2101 | 1156.7582 | 1080.1814 | 990.4532
2036-08-21 | 868.2285 | 809.5222 | 755.9997 | 736.5315 | 772.0341 | 890.7416 | 1027.6759 | 1007.4468 | 975.8958 | 917.7569 | 875.9375 | 835.3865 | 739.3189 | 715.798 | 731.7758 | 828.3034 | 993.4996 | 1117.191 | 1167.9861 | 1195.0829 | 1204.6523 | 1168.9217 | 1061.7864 | 988.0855
2036-08-22 | 867.9786 | 816.2921 | 760.9099 | 736.1868 | 773.9407 | 865.3607 | 987.7792 | 960.6315 | 968.7727 | 912.7798 | 864.2716 | 814.0884 | 774.0202 | 738.903 | 876.7293 | 911.3006 | 1042.4828 | 1141.4923 | 1146.4979 | 1177.9435 | 1170.4231 | 1137.6772 | 1081.1971 | 1011.3135
2036-08-23 | 947.8953 | 836.3098 | 776.0942 | 744.3331 | 753.8703 | 779.0918 | 836.8522 | 851.7574 | 900.9946 | 920.5058 | 909.677 | 880.8383 | 876.5168 | 816.044 | 863.8315 | 928.7079 | 1061.7554 | 1106.9732 | 1159.1779 | 1164.7368 | 1164.7963 | 1127.2497 | 1096.4511 | 1048.107
2036-08-24 | 949.4727 | 859.5088 | 772.1012 | 741.2153 | 749.8159 | 780.0532 | 827.4225 | 871.3104 | 921.5508 | 864.5714 | 801.9232 | 808.1867 | 772.0273 | 669.675 | 752.6736 | 877.016 | 1036.5985 | 1155.2712 | 1198.1619 | 1208.1645 | 1176.2971 | 1151.5947 | 1069.2951 | 971.7119
2036-08-25 | 886.3753 | 802.8925 | 745.586 | 737.4784 | 770.1905 | 900.3208 | 1042.2357 | 1028.3601 | 1004.464 | 908.2482 | 867.2277 | 899.2987 | 848.2597 | 827.3033 | 859.7779 | 956.4301 | 1098.4208 | 1193.7107 | 1225.113 | 1237.8978 | 1186.4029 | 1180.123 | 1091.2372 | 991.535
2036-08-26 | 883.8212 | 816.1425 | 761.4048 | 740.8902 | 772.6146 | 894.3703 | 1027.8222 | 1020.6384 | 980.0987 | 895.017 | 810.6268 | 795.8802 | 711.4533 | 719.8163 | 833.2133 | 968.7007 | 1101.8507 | 1157.3827 | 1189.2147 | 1215.839 | 1199.8542 | 1159.6323 | 1065.9233 | 975.6474
2036-08-27 | 870.0259 | 810.9111 | 752.9121 | 734.1522 | 767.5261 | 887.8497 | 1011.5457 | 1000.3096 | 997.604 | 931.6263 | 864.8352 | 852.5083 | 743.7762 | 769.5771 | 859.3719 | 941.1517 | 1061.5818 | 1141.555 | 1185.8068 | 1200.3439 | 1194.895 | 1154.6544 | 1071.8334 | 981.7158
2036-08-28 | 857.6431 | 794.4727 | 743.8248 | 725.9172 | 760.2705 | 872.6895 | 1011.8656 | 998.8581 | 945.4896 | 878.7625 | 845.2323 | 801.9362 | 773.5913 | 731.6494 | 753.7209 | 838.7026 | 1020.0793 | 1132.8247 | 1160.762 | 1181.9964 | 1186.0005 | 1154.6203 | 1045.8438 | 971.9319
2036-08-29 | 855.8925 | 804.3556 | 748.478 | 723.2617 | 758.1942 | 840.4171 | 962.9432 | 918.2571 | 909.9722 | 822.0693 | 788.7739 | 646.8966 | 640.394 | 641.1459 | 772.3903 | 838.7002 | 999.1072 | 1088.0583 | 1103.7945 | 1153.5305 | 1153.5911 | 1119.3716 | 1061.5784 | 990.1859
2036-08-30 | 942.3137 | 829.1788 | 774.3961 | 742.6707 | 749.5936 | 772.554 | 831.5276 | 802.9546 | 824.4679 | 778.3698 | 756.9553 | 669.7729 | 592.903 | 556.3697 | 634.4347 | 708.4447 | 912.5416 | 1016.7915 | 1125.7957 | 1136.0257 | 1152.1855 | 1118.5767 | 1089.3935 | 1041.7046
2036-08-31 | 930.7035 | 845.5226 | 761.7243 | 731.6948 | 737.2607 | 763.5624 | 802.0679 | 808.3402 | 835.9439 | 751.4954 | 671.373 | 619.7172 | 518.5073 | 505.4876 | 534.0609 | 664.4606 | 844.3419 | 974.9153 | 1113.5823 | 1168.2895 | 1151.9052 | 1132.2009 | 1050.5098 | 957.3261
2036-09-01 | 885.6983 | 815.732 | 761.8985 | 738.0194 | 759.8435 | 839.0703 | 910.0373 | 858.575 | 872.8342 | 758.6503 | 727.0545 | 700.8734 | 647.0242 | 619.025 | 595.4649 | 698.906 | 892.3107 | 1024.005 | 1161.6878 | 1167.0397 | 1121.0001 | 1115.865 | 1030.6634 | 951.3567
2036-09-02 | 866.3107 | 799.5334 | 751.4649 | 739.49 | 776.6573 | 900.62 | 1032.9008 | 1005.9626 | 982.4081 | 876.2957 | 827.7583 | 830.3275 | 723.8953 | 697.7894 | 704.9787 | 806.2277 | 981.4718 | 1093.4478 | 1180.609 | 1196.1509 | 1146.3232 | 1128.1546 | 1042.6218 | 954.7446
2036-09-03 | 855.3539 | 807.3561 | 761.5521 | 743.3914 | 770.2119 | 882.7501 | 1017.9198 | 1003.7724 | 1015.4997 | 947.4628 | 922.9545 | 932.203 | 950.3923 | 906.5455 | 838.0168 | 885.0208 | 1014.168 | 1079.9875 | 1169.9935 | 1155.1838 | 1161.5611 | 1126.9471 | 1052.5189 | 971.8867
2036-09-04 | 855.3566 | 801.8552 | 755.0443 | 737.5623 | 773.3618 | 881.9966 | 1021.409 | 984.1524 | 946.4277 | 873.9581 | 845.5769 | 813.231 | 745.047 | 761.6685 | 753.4206 | 816.1705 | 965.5829 | 1088.3266 | 1169.4779 | 1167.5195 | 1170.352 | 1135.6359 | 1036.5849 | 969.0896
2036-09-05 | 864.6283 | 815.1642 | 768.7639 | 745.8846 | 779.5774 | 866.4491 | 984.2019 | 929.9556 | 903.436 | 815.415 | 794.4634 | 618.6375 | 635.5965 | 618.4287 | 723.8861 | 810.7302 | 950.9618 | 1053.348 | 1136.936 | 1151.2231 | 1144.3175 | 1114.1532 | 1067.5363 | 1002.209
2036-09-06 | 936.2872 | 829.8134 | 779.2416 | 747.815 | 756.7261 | 786.871 | 842.4995 | 796.9804 | 801.1277 | 733.3765 | 717.8455 | 601.5632 | 546.1866 | 483.8561 | 553.0865 | 664.3648 | 863.7356 | 993.8152 | 1150.1831 | 1136.5535 | 1138.1992 | 1099.8844 | 1073.2341 | 1027.1719
2036-09-07 | 937.5081 | 858.06 | 779.9527 | 749.6713 | 757.6208 | 794.6309 | 845.4886 | 829.1159 | 876.0084 | 770.7413 | 683.1594 | 655.0462 | 578.3594 | 585.7817 | 619.2102 | 741.5087 | 912.7697 | 1054.4429 | 1196.4619 | 1197.0897 | 1155.3746 | 1130.0949 | 1055.0467 | 962.7699
2036-09-08 | 861.3773 | 787.1178 | 740.9447 | 733.2591 | 764.4214 | 885.0262 | 1027.0393 | 981.9935 | 922.9189 | 800.2976 | 756.631 | 702.7745 | 651.1037 | 635.0774 | 666.1242 | 806.5895 | 985.1432 | 1078.2302 | 1190.7008 | 1198.448 | 1139.409 | 1137.0735 | 1053.8724 | 958.1281
2036-09-09 | 864.5829 | 807.2027 | 764.5665 | 744.8447 | 771.1298 | 892.8521 | 1031.4795 | 1006.5853 | 965.8867 | 840.9547 | 805.131 | 766.1695 | 643.8763 | 655.81 | 671.1699 | 794.7002 | 968.4041 | 1084.8784 | 1178.9953 | 1180.6454 | 1166.4317 | 1130.5665 | 1043.6443 | 961.7654
2036-09-10 | 851.909 | 804.7728 | 754.7449 | 736.6751 | 771.7095 | 882.8291 | 1011.1841 | 965.2926 | 950.8836 | 840.9032 | 793.1051 | 735.4151 | 680.7671 | 670.2388 | 675.0238 | 801.3548 | 985.6655 | 1091.7511 | 1184.5749 | 1167.5817 | 1162.6266 | 1120.9044 | 1041.8247 | 957.8636
2036-09-11 | 853.1733 | 797.5683 | 750.7307 | 733.8751 | 769.3607 | 874.8638 | 1013.7138 | 977.4932 | 970.3102 | 870.6887 | 830.7331 | 837.2591 | 814.589 | 867.2884 | 867.5313 | 952.8484 | 1062.5626 | 1137.1721 | 1165.1437 | 1158.9134 | 1161.5595 | 1130.6163 | 1030.4233 | 960.2607
2036-09-12 | 855.4865 | 808.7226 | 760.4979 | 736.6189 | 767.5075 | 851.7812 | 978.4432 | 950.0747 | 962.8745 | 899.672 | 905.9343 | 888.8697 | 916.4943 | 816.9889 | 880.9879 | 975.1312 | 1067.3326 | 1100.2825 | 1134.882 | 1137.0383 | 1134.9329 | 1102.4877 | 1050.52 | 987.6862
2036-09-13 | 932.12 | 823.5669 | 771.2377 | 740.1448 | 749.1482 | 778.8239 | 840.0023 | 826.3326 | 881.7591 | 879.229 | 874.8565 | 854.9427 | 856.2694 | 765.6274 | 819.7507 | 871.4144 | 1022.9314 | 1074.268 | 1175.3165 | 1148.6622 | 1138.5902 | 1096.019 | 1072.9692 | 1025.7761
2036-09-14 | 916.3383 | 833.8685 | 753.751 | 724.8271 | 732.9032 | 766.0327 | 811.3701 | 789.3876 | 800.4912 | 732.4478 | 699.9406 | 708.2311 | 603.3727 | 587.4375 | 614.5416 | 741.1684 | 925.728 | 1079.4009 | 1180.6323 | 1179.4457 | 1130.661 | 1101.5679 | 1025.3553 | 931.6659
2036-09-15 | 872.9992 | 798.5751 | 752.7733 | 744.8426 | 777.0391 | 894.7817 | 1042.4844 | 1048.0401 | 1015.4584 | 905.5769 | 817.508 | 838.3493 | 784.6061 | 716.1107 | 751.4483 | 867.7249 | 1050.434 | 1143.4799 | 1225.8731 | 1214.8061 | 1157.6505 | 1156.16 | 1065.5568 | 974.064
2036-09-16 | 883.1984 | 824.7447 | 780.0699 | 759.4761 | 789.7701 | 919.3654 | 1055.0468 | 1038.7791 | 1017.7159 | 893.2728 | 834.4034 | 800.4722 | 634.0627 | 641.0189 | 661.4662 | 773.7786 | 993.8543 | 1124.5116 | 1210.6625 | 1207.2843 | 1188.9051 | 1154.2099 | 1067.3129 | 983.4627
2036-09-17 | 866.0761 | 812.8498 | 763.3189 | 745.1092 | 780.1311 | 898.9807 | 1032.4054 | 996.9493 | 983.9591 | 896.0981 | 814.0334 | 781.3248 | 763.0345 | 735.9811 | 735.5713 | 844.4673 | 1027.5072 | 1130.7744 | 1192.7552 | 1180.9815 | 1168.304 | 1129.7132 | 1051.0587 | 969.7429
2036-09-18 | 861.9643 | 808.7026 | 762.2949 | 744.4966 | 778.1321 | 892.9891 | 1029.5155 | 993.4816 | 943.7687 | 819.3959 | 785.3706 | 659.8626 | 615.364 | 627.2977 | 657.056 | 769.297 | 961.9737 | 1088.26 | 1168.5141 | 1166.58 | 1174.4616 | 1141.9685 | 1039.9968 | 974.5591
2036-09-19 | 861.1924 | 814.2157 | 764.8599 | 740.5903 | 776.3627 | 860.2894 | 986.0356 | 942.3107 | 946.5012 | 859.9215 | 819.8087 | 722.0707 | 652.2059 | 631.0214 | 741.3201 | 806.1814 | 935.1787 | 1055.5918 | 1132.6084 | 1141.2311 | 1136.6099 | 1105.1329 | 1053.4202 | 991.6477
2036-09-20 | 934.5671 | 828.837 | 777.8557 | 747.2593 | 756.5237 | 786.2533 | 846.8945 | 830.2773 | 857.9534 | 783.2995 | 748.6771 | 652.2946 | 535.5993 | 498.1884 | 578.6616 | 703.412 | 917.5002 | 1032.1322 | 1162.1581 | 1145.9276 | 1140.9717 | 1100.8353 | 1076.2448 | 1032.0123
2036-09-21 | 936.0184 | 857.3332 | 779.7867 | 750.1128 | 758.5595 | 795.3947 | 846.3591 | 827.4783 | 860.8683 | 783.7046 | 721.2562 | 718.5518 | 592.9661 | 587.1312 | 580.3865 | 714.2091 | 942.5187 | 1113.5859 | 1212.0554 | 1198.1201 | 1160.7979 | 1133.4495 | 1059.1523 | 969.4969
2036-09-22 | 863.8969 | 794.459 | 742.9988 | 737.694 | 770.0937 | 890.5425 | 1038.8703 | 1043.8637 | 970.1701 | 848.9411 | 797.2202 | 763.5685 | 658.4038 | 647.4488 | 666.359 | 803.6603 | 981.2645 | 1112.9722 | 1204.2152 | 1198.4038 | 1145.4276 | 1141.6885 | 1058.3308 | 963.2676
2036-09-23 | 874.1581 | 817.2104 | 771.1901 | 751.0324 | 781.7411 | 900.0735 | 1043.3686 | 1018.563 | 975.4363 | 809.259 | 780.1665 | 727.2639 | 640.7559 | 667.5475 | 718.8102 | 836.2811 | 1043.4227 | 1131.8165 | 1199.697 | 1190.8118 | 1173.6486 | 1136.5207 | 1052.9999 | 969.3579
2036-09-24 | 868.2708 | 815.6413 | 766.1399 | 746.7153 | 778.3495 | 895.7807 | 1033.4076 | 998.0242 | 973.3921 | 866.2385 | 794.2962 | 705.2262 | 634.9449 | 638.6022 | 657.9601 | 779.9123 | 997.9565 | 1130.6073 | 1202.2797 | 1184.0254 | 1179.1928 | 1134.5128 | 1055.9824 | 974.1114
2036-09-25 | 871.4954 | 815.7194 | 770.1175 | 751.5098 | 787.5034 | 904.1753 | 1047.3566 | 1038.4902 | 1003.623 | 928.6651 | 858.4859 | 811.0954 | 722.2648 | 727.2247 | 753.1874 | 868.8491 | 1044.3302 | 1146.2382 | 1211.7811 | 1194.245 | 1191.0153 | 1158.799 | 1059.5468 | 990.6722
2036-09-26 | 874.0196 | 826.3955 | 778.471 | 753.9457 | 785.4234 | 879.5507 | 1005.178 | 975.9929 | 984.5655 | 931.3066 | 915.9484 | 880.0299 | 824.6817 | 777.0454 | 880.8784 | 903.5518 | 1049.1845 | 1145.0173 | 1169.6089 | 1168.6873 | 1158.9141 | 1127.1097 | 1078.4531 | 1013.1337
2036-09-27 | 936.6049 | 830.1485 | 776.0302 | 745.8075 | 754.2596 | 784.0215 | 848.9742 | 840.1896 | 873.7467 | 853.1191 | 859.37 | 813.6229 | 756.4902 | 671.8515 | 777.2964 | 852.3647 | 1017.9103 | 1089.5172 | 1176.0807 | 1146.8612 | 1141.9891 | 1100.5214 | 1073.1595 | 1030.3395
2036-09-28 | 931.5642 | 848.4155 | 767.0591 | 738.3817 | 746.0274 | 780.8438 | 827.2955 | 823.9742 | 848.7882 | 755.8958 | 686.7046 | 660.6282 | 564.3069 | 520.4671 | 569.0835 | 733.9991 | 945.2195 | 1087.7388 | 1192.8264 | 1187.4919 | 1144.1645 | 1116.9307 | 1041.3194 | 951.4471
2036-09-29 | 871.9295 | 796.5616 | 752.533 | 744.1364 | 773.5912 | 896.131 | 1045.6806 | 1024.2436 | 967.7381 | 847.4781 | 806.7618 | 782.6707 | 698.5679 | 746.0383 | 784.3834 | 910.8101 | 1073.627 | 1174.7407 | 1232.7017 | 1219.6395 | 1163.1657 | 1156.8813 | 1069.9838 | 972.5244
2036-09-30 | 868.2384 | 811.1369 | 763.8736 | 744.1879 | 769.4678 | 892.5234 | 1024.8827 | 994.7749 | 941.2233 | 792.1357 | 749.6684 | 720.0694 | 650.8805 | 648.335 | 637.6538 | 769.692 | 981.9988 | 1092.6636 | 1162.0169 | 1168.7722 | 1160.353 | 1121.7755 | 1035.9455 | 957.8417
2036-10-01 | 816.7412 | 765.4097 | 715.0516 | 696.01 | 722.1275 | 836.8444 | 955.3595 | 937.916 | 923.6098 | 840.7507 | 777.8147 | 742.8472 | 626.4798 | 633.7819 | 708.8038 | 829.4049 | 994.8155 | 1101.4492 | 1169.1583 | 1124.6991 | 1130.1765 | 1089.7307 | 1008.7907 | 917.4701
2036-10-02 | 816.4146 | 764.6126 | 719.7763 | 700.7682 | 723.345 | 827.3436 | 956.4385 | 938.0313 | 908.6212 | 818.838 | 800.7757 | 812.9078 | 710.9807 | 753.0959 | 768.9936 | 864.9835 | 1001.5751 | 1116.553 | 1169.4152 | 1128.6971 | 1135.1501 | 1107.6578 | 1002.6104 | 920.4459
2036-10-03 | 817.5592 | 769.7931 | 720.9171 | 694.2059 | 718.7712 | 794.664 | 904.2399 | 879.2853 | 887.4275 | 829.6966 | 837.5181 | 813.9915 | 737.6653 | 711.709 | 777.2381 | 821.7999 | 981.6687 | 1090.7776 | 1128.6005 | 1103.7132 | 1102.1454 | 1066.8715 | 1013.9577 | 939.6104
2036-10-04 | 883.6351 | 780.7647 | 725.9623 | 694.817 | 694.0496 | 714.4476 | 764.2005 | 753.4242 | 785.3851 | 739.317 | 738.7131 | 731.8435 | 604.2702 | 624.4982 | 721.1643 | 843.0908 | 987.9623 | 1071.2292 | 1157.4003 | 1099.8929 | 1107.1859 | 1068.2633 | 1032.0515 | 981.9853
2036-10-05 | 876.0333 | 798.6134 | 716.5131 | 687.0716 | 685.4993 | 711.0285 | 750.7705 | 750.1502 | 774.07 | 728.047 | 683.767 | 702.2771 | 574.4159 | 567.0605 | 620.5144 | 766.1069 | 940.5888 | 1099.6548 | 1177.4152 | 1138.0105 | 1111.077 | 1085.5533 | 1000.2207 | 902.3155
2036-10-06 | 815.7366 | 743.1643 | 697.1463 | 687.2702 | 707.5065 | 813.7276 | 946.402 | 936.7157 | 905.9694 | 843.3526 | 796.1121 | 838.018 | 778.0471 | 724.7315 | 756.4299 | 874.5344 | 1020.618 | 1130.701 | 1194.4741 | 1157.4555 | 1111.3316 | 1101.147 | 1013.249 | 907.8055
2036-10-07 | 820.8707 | 763.7713 | 716.4378 | 695.9419 | 713.9678 | 822.9759 | 950.5215 | 938.3989 | 904.7097 | 800.6036 | 762.9813 | 784.6905 | 684.6515 | 724.1001 | 767.0607 | 891.4141 | 1041.5641 | 1127.6128 | 1186.9192 | 1152.3107 | 1117.4501 | 1094.8579 | 1004.9238 | 909.9063
2036-10-08 | 821.4198 | 769.8459 | 720.1621 | 700.3479 | 726.4794 | 838.2288 | 956.3435 | 936.9226 | 894.3648 | 796.78 | 737.2785 | 688.3987 | 662.8588 | 728.3429 | 800.9848 | 928.7747 | 1061.4301 | 1159.7928 | 1188.4057 | 1130.4541 | 1132.3068 | 1092.1025 | 1014.7561 | 931.3528
2036-10-09 | 815.485 | 760.7029 | 714.4683 | 696.2056 | 721.4358 | 822.0397 | 955.7582 | 941.9085 | 905.5232 | 798.2399 | 761.1686 | 700.4423 | 621.4337 | 634.8548 | 683.7162 | 811.513 | 1000.4928 | 1124.1161 | 1157.8929 | 1120.3134 | 1134.6105 | 1099.8006 | 997.3681 | 922.9563
2036-10-10 | 815.8737 | 767.7733 | 719.0329 | 693.6502 | 715.8504 | 791.6677 | 906.7028 | 889.0435 | 880.7249 | 815.5984 | 790.6135 | 759.2654 | 691.5696 | 678.0322 | 783.85 | 842.4642 | 1004.51 | 1109.47 | 1130.678 | 1101.6591 | 1100.0739 | 1067.239 | 1013.9298 | 945.0359
2036-10-11 | 889.871 | 787.221 | 734.513 | 702.0387 | 701.3229 | 723.4602 | 774.8116 | 774.173 | 794.0966 | 741.5463 | 733.1583 | 690.47 | 593.962 | 581.7218 | 644.6853 | 775.0126 | 968.603 | 1072.4943 | 1154.2859 | 1098.0061 | 1104.2985 | 1067.9955 | 1035.5228 | 987.1431
2036-10-12 | 887.5078 | 809.4963 | 729.791 | 698.6815 | 697.2272 | 725.3778 | 764.4824 | 770.7971 | 797.5884 | 741.9586 | 685.107 | 715.5664 | 654.29 | 678.9579 | 726.6085 | 836.6284 | 1014.8058 | 1123.5228 | 1184.5429 | 1144.1311 | 1111.9724 | 1092.7727 | 1011.0023 | 915.3854
2036-10-13 | 818.2666 | 747.4938 | 698.9581 | 692.4757 | 720.2939 | 855.1019 | 992.2477 | 999.4843 | 965.0076 | 889.2164 | 841.3974 | 873.8292 | 921.5158 | 806.7547 | 809.8909 | 888.0364 | 1052.9282 | 1154.0923 | 1200.6942 | 1167.1477 | 1133.581 | 1104.8001 | 1021.0566 | 923.6649
2036-10-14 | 832.1563 | 772.3884 | 724.6745 | 702.9172 | 720.983 | 835.3458 | 966.6338 | 960.3974 | 927.8249 | 810.2333 | 793.953 | 826.9885 | 740.8489 | 768.0754 | 826.6171 | 952.6991 | 1091.1003 | 1166.957 | 1194.5241 | 1154.1148 | 1134.6053 | 1095.6789 | 1007.8839 | 919.1474
2036-10-15 | 824.9536 | 772.7353 | 722.6271 | 702.5671 | 726.8966 | 846.4224 | 967.0275 | 1006.021 | 1031.851 | 947.8153 | 876.7941 | 855.6369 | 851.1225 | 793.422 | 828.4424 | 958.8246 | 1124.1494 | 1188.6473 | 1207.131 | 1146.2093 | 1144.4591 | 1106.1207 | 1023.1673 | 940.9906
2036-10-16 | 820.962 | 766.1606 | 718.7573 | 699.7625 | 724.3175 | 837.8655 | 969.7796 | 964.8528 | 934.0612 | 838.6797 | 797.0242 | 793.7877 | 718.4474 | 734.4105 | 772.0609 | 888.7713 | 1070.9127 | 1165.1506 | 1176.6812 | 1133.9206 | 1138.6444 | 1108.9462 | 1004.2377 | 930.6409
2036-10-17 | 825.9044 | 777.4219 | 728.1068 | 702.7042 | 726.6569 | 816.2098 | 932.2573 | 931.1536 | 934.2536 | 896.8134 | 865.1104 | 801.1769 | 741.9011 | 733.4055 | 832.5317 | 916.3515 | 1049.866 | 1151.1496 | 1149.5002 | 1120.136 | 1110.3763 | 1077.0486 | 1025.9941 | 958.5984
2036-10-18 | 888.4145 | 782.6725 | 728.9496 | 696.6839 | 695.5179 | 717.1287 | 769.0879 | 776.1783 | 795.3711 | 771.7038 | 782.7165 | 745.994 | 625.2529 | 618.7361 | 653.335 | 741.3104 | 952.9808 | 1061.0608 | 1147.0808 | 1093.772 | 1099.608 | 1059.9888 | 1022.7104 | 975.4073
2036-10-19 | 871.3839 | 792.0031 | 710.4039 | 680.4942 | 678.3954 | 703.4401 | 741.6838 | 738.9814 | 760.6656 | 697.8692 | 663.4533 | 676.0706 | 545.817 | 557.5612 | 638.8742 | 802.7955 | 962.9133 | 1096.2468 | 1155.108 | 1123.6996 | 1089.1916 | 1061.9734 | 977.7293 | 886.4126
2036-10-20 | 828.7671 | 758.3804 | 709.2315 | 698.5903 | 719.5922 | 838.6551 | 972.5069 | 1012.4793 | 966.4802 | 870.3417 | 831.8985 | 823.3235 | 717.4866 | 709.5 | 770.3659 | 887.1231 | 1063.8774 | 1169.3019 | 1212.2368 | 1172.5088 | 1124.4088 | 1115.5963 | 1024.4534 | 927.7303
2036-10-21 | 831.1351 | 771.6339 | 723.7217 | 701.817 | 720.4604 | 839.432 | 967.7212 | 968.5667 | 931.48 | 807.4646 | 758.0522 | 745.5624 | 656.729 | 668.9193 | 728.4411 | 883.696 | 1055.5964 | 1159.321 | 1186.4885 | 1147.5069 | 1127.8502 | 1092.3201 | 1006.5471 | 918.7175
2036-10-22 | 809.0376 | 757.3274 | 706.8105 | 688.4617 | 713.7525 | 827.4002 | 948.3502 | 940.5946 | 911.5812 | 809.2913 | 755.7668 | 711.3591 | 650.2852 | 690.6711 | 733.2966 | 885.5305 | 1039.7225 | 1158.8429 | 1174.9073 | 1126.8787 | 1121.4063 | 1079.1483 | 995.8768 | 912.3427
2036-10-23 | 812.7179 | 758.5303 | 711.5947 | 692.9315 | 717.6045 | 825.9092 | 957.7992 | 959.9424 | 936.7756 | 881.8544 | 872.7516 | 889.7831 | 890.9181 | 815.5239 | 834.5877 | 926.4865 | 1075.7486 | 1168.8363 | 1157.7049 | 1116.6855 | 1130.6902 | 1096.0194 | 994.9931 | 924.993
2036-10-24 | 813.5522 | 765.4779 | 716.3557 | 691.6207 | 715.2198 | 797.1877 | 913.3548 | 914.706 | 913.0075 | 835.8866 | 794.9355 | 784.4196 | 713.3198 | 709.0018 | 863.0898 | 939.3965 | 1041.1223 | 1127.6034 | 1120.9035 | 1097.039 | 1094.8708 | 1056.9188 | 1005.6775 | 937.3849
2036-10-25 | 879.8574 | 774.2853 | 720.2469 | 688.6152 | 687.3606 | 707.0861 | 759.6142 | 760.3787 | 769.378 | 712.3038 | 675.25 | 691.9232 | 605.8522 | 632.4569 | 678.1715 | 808.1871 | 967.5753 | 1067.2538 | 1132.7186 | 1078.1163 | 1086.8788 | 1045.1579 | 1010.7065 | 965.7356
2036-10-26 | 877.6766 | 797.7331 | 716.777 | 686.4203 | 684.4447 | 710.4173 | 749.3527 | 751.9053 | 767.9305 | 689.6004 | 635.6011 | 633.097 | 529.0478 | 559.9447 | 608.0499 | 788.8483 | 988.9896 | 1116.0193 | 1164.6756 | 1129.0329 | 1095.2347 | 1068.4003 | 986.5976 | 892.7876
2036-10-27 | 797.6545 | 727.8056 | 676.8538 | 668.7712 | 689.6704 | 801.4636 | 935.8783 | 941.3543 | 893.1787 | 791.4608 | 744.2316 | 773.5572 | 711.7047 | 700.8728 | 760.7835 | 896.8442 | 1056.8912 | 1140.8917 | 1166.2843 | 1138.5809 | 1083.0867 | 1073.83 | 984.7533 | 889.482
2036-10-28 | 812.3045 | 754.0617 | 708.3751 | 687.2319 | 705.2165 | 818.907 | 951.3025 | 963.0791 | 927.7078 | 824.5925 | 770.9389 | 762.2245 | 742.7796 | 771.2931 | 858.6409 | 972.0608 | 1113.8052 | 1180.3006 | 1183.7789 | 1130.927 | 1111.8546 | 1072.1931 | 990.2178 | 893.9063
2036-10-29 | 810.9404 | 760.3706 | 711.1053 | 692.0835 | 717.1352 | 827.8228 | 952.9751 | 962.4854 | 968.7289 | 912.9322 | 887.8429 | 881.9296 | 883.2725 | 775.7942 | 828.1342 | 963.3771 | 1126.8393 | 1208.8928 | 1206.5701 | 1142.9292 | 1126.8926 | 1081.8265 | 998.1084 | 913.1004
2036-10-30 | 798.7949 | 745.7827 | 699.0499 | 679.7959 | 704.2993 | 812.1784 | 947.9512 | 956.4247 | 923.4609 | 865.5002 | 850.8249 | 841.8689 | 818.1324 | 780.926 | 820.9386 | 948.1459 | 1104.1061 | 1167.219 | 1150.8375 | 1115.8532 | 1113.6526 | 1081.8441 | 973.9531 | 898.599
2036-10-31 | 803.3722 | 758.331 | 709.6588 | 685.7742 | 710.0915 | 792.514 | 911.8163 | 919.6584 | 935.7216 | 872.8602 | 842.3962 | 769.4877 | 775.519 | 699.895 | 811.7497 | 866.6058 | 1011.831 | 1124.6452 | 1112.4807 | 1095.2587 | 1083.3782 | 1045.9066 | 989.7537 | 926.809
2036-11-01 | 852.6558 | 745.1033 | 694.0587 | 659.1329 | 666.2 | 701.6456 | 763.4664 | 749.3303 | 750.6615 | 716.7206 | 706.8486 | 687.9959 | 577.3566 | 539.3276 | 615.0282 | 778.1903 | 949.0546 | 1050.5528 | 1126.1279 | 1050.3788 | 1050.9932 | 1009.0284 | 981.1508 | 940.4987
2036-11-02 | 852.5796 | 768.6758 | 690.66 | 657.1722 | 663.4553 | 705.0083 | 752.6167 | 780.1892 | 764.8473 | 669.4598 | 613.3289 | 614.2642 | 480.9216 | 458.7329 | 535.1429 | 720.2425 | 944.7693 | 1098.1752 | 1155.9769 | 1098.5075 | 1057.734 | 1031.5614 | 955.1819 | 870.7461
2036-11-03 | 787.2984 | 711.2997 | 666.0958 | 653.4753 | 683.285 | 805.0677 | 949.9915 | 946.3051 | 895.8179 | 794.7421 | 752.3457 | 765.5051 | 662.2409 | 626.0564 | 699.283 | 869.1645 | 1038.705 | 1144.6221 | 1174.8267 | 1117.5291 | 1058.5903 | 1053.8372 | 972.4903 | 879.4465
2036-11-04 | 822.9392 | 768.6342 | 718.3726 | 679.8297 | 691.4527 | 771.6336 | 801.8712 | 810.9843 | 821.9879 | 753.0099 | 718.5555 | 705.4417 | 607.8654 | 568.6124 | 620.6445 | 784.8648 | 972.2555 | 1084.7354 | 1106.0271 | 1036.2192 | 999.046 | 1008.6188 | 938.2917 | 868.9101
2036-11-05 | 778.3228 | 720.1711 | 669.7121 | 655.4707 | 695.5468 | 843.2945 | 946.5072 | 972.9818 | 970.0329 | 905.661 | 842.1469 | 817.0043 | 770.165 | 664.1234 | 714.7757 | 843.7969 | 1026.8044 | 1141.2542 | 1157.4772 | 1086.7553 | 1052.3062 | 1020.6978 | 958.1312 | 880.7109
2036-11-06 | 777.4093 | 719.6755 | 676.3688 | 657.7859 | 696.5705 | 837.095 | 958.2818 | 964.3925 | 911.039 | 810.4806 | 764.0402 | 754.3191 | 647.061 | 653.6482 | 690.4609 | 821.3204 | 1001.4453 | 1132.6862 | 1142.2983 | 1079.4649 | 1053.6789 | 1031.6001 | 942.0153 | 878.0219
2036-11-07 | 781.4044 | 732.8746 | 686.8685 | 662.2152 | 700.7223 | 820.6626 | 927.7561 | 918.4051 | 905.1474 | 861.1124 | 881.5247 | 845.0278 | 873.2121 | 807.0903 | 902.8912 | 920.9953 | 1028.5765 | 1111.5386 | 1100.6803 | 1058.0647 | 1021.1551 | 1000.8175 | 965.0639 | 906.1181
2036-11-08 | 845.1733 | 734.4202 | 682.207 | 650.8231 | 660.9909 | 703.5483 | 761.7287 | 773.9831 | 773.1871 | 688.3605 | 671.2896 | 651.1706 | 547.3538 | 493.0155 | 602.2305 | 738.2319 | 922.3668 | 1022.0703 | 1079.481 | 1036.6237 | 1028.1213 | 987.202 | 961.5909 | 922.4208
2036-11-09 | 828.5803 | 743.9522 | 663.8207 | 634.9326 | 644.0935 | 689.969 | 733.0254 | 752.3089 | 736.4812 | 638.5947 | 578.7038 | 560.7592 | 445.2617 | 434.4933 | 553.436 | 744.5646 | 931.2072 | 1041.9196 | 1085.5885 | 1058.9366 | 1014.4409 | 992.3007 | 915.0373 | 832.5518
2036-11-10 | 766.1866 | 691.9891 | 643.2864 | 636.3168 | 672.1862 | 822.5532 | 949.0551 | 966.1709 | 914.7751 | 817.1042 | 766.4048 | 770.4627 | 785.5906 | 688.8282 | 728.7024 | 845.6939 | 1006.2564 | 1106.0354 | 1134.1203 | 1107.0867 | 1037.9972 | 1000.2853 | 927.1239 | 846.8119
2036-11-11 | 799.0763 | 739.4556 | 688.4903 | 652.5216 | 663.839 | 738.2904 | 775.4938 | 788.1997 | 803.4129 | 721.7558 | 695.2738 | 685.461 | 682.503 | 611.9694 | 684.4011 | 807.8857 | 957.5735 | 1053.4079 | 1065.0061 | 1006.9995 | 970.5617 | 969.6948 | 896.7461 | 830.749
2036-11-12 | 767.7596 | 709.0646 | 656.9466 | 643.9979 | 675.7402 | 821.1234 | 926.7036 | 944.9891 | 916.8135 | 818.1308 | 779.6598 | 752.9173 | 683.2579 | 669.6796 | 714.5076 | 847.1041 | 1017.666 | 1118.601 | 1132.6863 | 1063.4518 | 1035.0098 | 1005.5613 | 938.2812 | 866.6899
2036-11-13 | 776.6123 | 717.8516 | 672.7663 | 655.2318 | 693.1293 | 831.3764 | 948.0251 | 950.3819 | 904.225 | 813.4498 | 751.2447 | 726.7943 | 652.0031 | 652.4663 | 690.3386 | 824.3235 | 985.4234 | 1116.6607 | 1122.9909 | 1068.0145 | 1039.0132 | 1009.2884 | 925.4515 | 862.0937
2036-11-14 | 777.8441 | 727.9485 | 681.4631 | 656.8132 | 694.6729 | 813.6529 | 913.6339 | 917.1738 | 896.1523 | 791.2323 | 753.592 | 689.6328 | 619.2422 | 561.9894 | 702.0331 | 841.1147 | 1009.6569 | 1091.2891 | 1092.2251 | 1053.549 | 1012.4968 | 990.8718 | 955.0279 | 894.0844
2036-11-15 | 855.398 | 744.8552 | 693.3728 | 660.658 | 670.9986 | 715.7475 | 765.4854 | 797.363 | 797.273 | 752.2473 | 736.0522 | 730.7878 | 642.9768 | 568.4981 | 707.2886 | 811.5741 | 978.2677 | 1055.675 | 1105.206 | 1057.169 | 1050.5684 | 1007.2488 | 979.7709 | 939.1615
2036-11-16 | 838.2259 | 754.6992 | 675.3196 | 645.077 | 654.4157 | 702.5447 | 737.8439 | 779.3208 | 757.0214 | 695.3971 | 657.2314 | 693.4493 | 647.5317 | 575.6661 | 649.7263 | 818.5555 | 983.2036 | 1076.5827 | 1111.1229 | 1083.1207 | 1037.2204 | 1013.0309 | 937.0634 | 846.8268
2036-11-17 | 769.1325 | 698.4481 | 651.2618 | 642.7869 | 678.9722 | 830.7625 | 946.1866 | 979.7751 | 915.6417 | 814.9798 | 801.6692 | 813.7848 | 859.511 | 801.5159 | 817.6548 | 909.428 | 1055.2065 | 1126.7183 | 1149.8194 | 1100.5407 | 1033.5121 | 1002.3746 | 948.2749 | 859.6313
2036-11-18 | 785.6867 | 724.8584 | 677.9198 | 657.6569 | 689.6092 | 842.2237 | 954.4878 | 997.2632 | 964.0546 | 826.3134 | 752.7931 | 739.8757 | 711.474 | 645.581 | 744.8315 | 893.4235 | 1040.5471 | 1122.0305 | 1137.457 | 1081.888 | 1034.8903 | 1013.9708 | 939.8162 | 863.1535
2036-11-19 | 780.4792 | 725.7174 | 677.4827 | 657.4291 | 693.2114 | 840.5834 | 944.3464 | 977.7478 | 965.4922 | 892.7962 | 828.6286 | 819.2131 | 838.7257 | 763.8717 | 840.8067 | 938.0366 | 1074.3805 | 1139.37 | 1143.3826 | 1073.4737 | 1044.3246 | 1015.0504 | 957.9116 | 876.436
2036-11-20 | 776.9381 | 715.1567 | 675.0807 | 656.809 | 695.9644 | 834.0487 | 961.9929 | 1011.7398 | 967.7131 | 860.6181 | 863.2075 | 875.0879 | 897.1254 | 847.4374 | 873.2452 | 963.1504 | 1086.1179 | 1148.0582 | 1130.887 | 1093.9934 | 1062.2581 | 1028.5533 | 942.5415 | 877.6536
2036-11-21 | 779.6997 | 729.4225 | 682.9359 | 657.5724 | 692.9371 | 810.8435 | 905.4018 | 942.0586 | 950.6359 | 901.2272 | 902.2281 | 878.2339 | 907.8133 | 837.5553 | 862.8805 | 927.7548 | 1038.519 | 1097.6379 | 1088.9485 | 1049.2113 | 1016.1253 | 1001.8625 | 964.5296 | 900.3031
2036-11-22 | 854.3291 | 744.168 | 692.5344 | 659.3808 | 658.6046 | 696.2044 | 740.2241 | 790.9422 | 826.5087 | 798.791 | 780.5221 | 781.5675 | 763.863 | 705.4096 | 758.1923 | 816.4147 | 974.4028 | 1032.8062 | 1083.4986 | 1021.7763 | 1014.1836 | 995.2965 | 972.388 | 932.1417
2036-11-23 | 831.489 | 747.2775 | 667.5303 | 638.2067 | 647.7163 | 694.2659 | 728.2527 | 794.0359 | 836.0471 | 773.6149 | 678.91 | 676.4191 | 664.2086 | 634.4514 | 653.7757 | 803.1083 | 976.2108 | 1078.1823 | 1106.7092 | 1083.1243 | 1038.4143 | 1008.2465 | 935.9189 | 848.4296
2036-11-24 | 750.812 | 680.4987 | 631.0652 | 624.6688 | 659.0942 | 806.0113 | 926.5562 | 970.6793 | 920.1666 | 818.6782 | 767.5696 | 799.9066 | 852.2485 | 833.1848 | 778.7868 | 901.4473 | 1034.4348 | 1098.7097 | 1119.7594 | 1075.1248 | 1007.0784 | 984.5723 | 922.5343 | 837.6471
2036-11-25 | 768.3644 | 709.5656 | 661.4272 | 642.4435 | 672.661 | 819.6685 | 940.1097 | 981.3341 | 943.7715 | 809.3619 | 758.2815 | 774.2229 | 813.9081 | 742.7448 | 746.0538 | 860.6244 | 1020.083 | 1091.7971 | 1104.9413 | 1056.9097 | 1008.034 | 984.1823 | 910.3058 | 836.6667
2036-11-26 | 763.9809 | 711.2811 | 660.399 | 642.0874 | 677.5678 | 820.6048 | 926.6772 | 963.8176 | 961.3294 | 882.256 | 798.1689 | 802.2243 | 829.6903 | 722.5914 | 766.4396 | 889.5902 | 1025.7601 | 1102.3481 | 1111.1046 | 1051.8368 | 1016.804 | 984.8419 | 917.8677 | 844.459
2036-11-27 | 797.8855 | 739.7431 | 688.8058 | 656.1679 | 676.9462 | 750.1283 | 819.0065 | 855.8073 | 889.5412 | 841.1264 | 824.6836 | 810.4601 | 805.3918 | 761.1431 | 761.3867 | 871.8999 | 1022.4595 | 1114.9905 | 1091.4814 | 1026.0059 | 1002.4941 | 1000.3096 | 907.8553 | 855.1603
2036-11-28 | 764.3707 | 710.9313 | 661.2572 | 643.7709 | 685.3877 | 798.3815 | 895.7094 | 925.6487 | 921.1874 | 863.7079 | 853.6009 | 808.8322 | 813.7288 | 672.1021 | 805.6665 | 868.4802 | 993.9981 | 1070.4907 | 1062.1689 | 1026.9948 | 990.4068 | 974.9885 | 938.2164 | 877.6771
2036-11-29 | 836.2124 | 726.6763 | 675.3078 | 644.6091 | 654.918 | 693.8609 | 739.0153 | 795.2152 | 781.5068 | 741.0057 | 728.12 | 710.6441 | 677.1201 | 594.5782 | 697.0344 | 805.9735 | 960.5738 | 1023.6057 | 1074.8002 | 1024.7125 | 1019.4688 | 973.4094 | 946.6846 | 908.9221
2036-11-30 | 827.5317 | 743.7686 | 664.9918 | 636.2192 | 645.6414 | 689.4043 | 720.1367 | 796.944 | 816.0946 | 770.6341 | 718.534 | 717.7169 | 730.577 | 726.9169 | 732.2403 | 769.5892 | 955.1386 | 1060.5683 | 1093.5925 | 1061.3647 | 1016.5062 | 991.347 | 918.8293 | 835.0837
2036-12-01 | 738.2421 | 664.8723 | 613.5928 | 602.217 | 633.9708 | 759.6113 | 847.9603 | 882.0439 | 826.233 | 747.895 | 702.7459 | 700.1899 | 705.8967 | 668.7336 | 618.8931 | 745.4892 | 890.9543 | 995.6042 | 1033.0187 | 1016.2241 | 971.569 | 953.3416 | 910.5421 | 830.0255
2036-12-02 | 749.7399 | 690.2162 | 641.5543 | 620.947 | 648.7218 | 777.3086 | 871.1017 | 925.7916 | 889.741 | 793.7198 | 747.5961 | 732.5998 | 765.37 | 756.692 | 765.0362 | 769.5165 | 907.5697 | 1002.9028 | 1029.9741 | 1005.9742 | 987.5929 | 963.8498 | 905.0597 | 831.7126
2036-12-03 | 742.8577 | 686.3312 | 637.6736 | 617.1162 | 651.8618 | 771.1702 | 852.6606 | 876.8445 | 855.663 | 755.9116 | 653.0808 | 636.2352 | 585.664 | 575.1098 | 642.9666 | 790.8602 | 911.3057 | 1020.7284 | 1040.6782 | 997.2781 | 988.4256 | 964.6976 | 909.5619 | 845.4842
2036-12-04 | 740.7927 | 684.6161 | 637.1563 | 616.9429 | 649.8364 | 762.9884 | 858.5063 | 900.9303 | 854.4551 | 773.8477 | 732.8429 | 729.858 | 725.005 | 674.1274 | 698.8135 | 796.4277 | 937.6299 | 1019.0939 | 1026.8907 | 994.0772 | 989.6802 | 981.0322 | 909.3898 | 849.8957
2036-12-05 | 755.1468 | 704.7265 | 656.9545 | 630.045 | 664.8548 | 757.5623 | 842.5853 | 872.7692 | 863.0134 | 769.3867 | 732.2165 | 682.7699 | 639.4863 | 570.5329 | 694.4751 | 749.7925 | 903.5311 | 1007.1606 | 1009.9057 | 990.1935 | 978.0639 | 969.3297 | 940.5377 | 888.515
2036-12-06 | 811.0656 | 703.3029 | 649.9982 | 617.2806 | 626.4276 | 647.0934 | 680.3344 | 733.307 | 710.6171 | 659.351 | 588.6649 | 570.8958 | 487.2835 | 424.8159 | 525.3404 | 645.0488 | 829.7409 | 923.7511 | 993.5291 | 968.5284 | 990.7334 | 950.6052 | 928.9936 | 898.5869
2036-12-07 | 803.4064 | 721.2376 | 640.4098 | 610.0591 | 618.7056 | 645.8814 | 666.5614 | 733.9793 | 718.7447 | 641.9886 | 539.054 | 543.8584 | 548.5288 | 451.0042 | 527.3694 | 663.3341 | 843.0044 | 962.4346 | 1007.337 | 1002.6988 | 981.3109 | 962.8275 | 903.0357 | 826.3277
2036-12-08 | 748.7865 | 674.8136 | 624.8347 | 613.894 | 646.2273 | 771.2278 | 874.4842 | 920.9807 | 884.2658 | 810.4983 | 756.4412 | 793.884 | 792.8561 | 804.366 | 798.275 | 836.5473 | 939.8105 | 1015.9193 | 1048.1805 | 1034.2914 | 1000.6665 | 977.1034 | 927.644 | 841.724
2036-12-09 | 762.3906 | 703.223 | 656.4292 | 634.9262 | 663.2874 | 792.4169 | 889.7767 | 938.7368 | 893.8919 | 792.4397 | 719.719 | 705.87 | 730.4293 | 709.5637 | 716.9986 | 808.9746 | 954.3148 | 1023.0236 | 1048.0195 | 1015.0962 | 1001.9089 | 991.0681 | 927.4725 | 852.602
2036-12-10 | 757.5739 | 704.075 | 654.1433 | 632.4536 | 667.9197 | 790.3634 | 881.7132 | 925.591 | 898.4527 | 815.8624 | 730.8013 | 731.9505 | 749.1878 | 668.4504 | 717.4852 | 809.0018 | 941.62 | 1037.6584 | 1054.0811 | 1008.8022 | 998.1639 | 985.2136 | 936.3179 | 865.8704
2036-12-11 | 759.7434 | 703.142 | 657.2964 | 636.4529 | 671.3241 | 788.4371 | 881.7336 | 923.1773 | 874.7575 | 809.8949 | 747.8793 | 736.8815 | 736.9707 | 618.6784 | 664.2428 | 797.4927 | 962.2091 | 1043.4842 | 1048.426 | 1010.7571 | 1002.1729 | 998.4076 | 921.0502 | 868.7461
2036-12-12 | 752.5914 | 703.3993 | 656.1466 | 629.0454 | 663.9941 | 756.048 | 829.3629 | 866.7451 | 851.1399 | 790.3047 | 753.9074 | 727.8035 | 769.0238 | 678.0643 | 759.6993 | 809.567 | 923.6351 | 1002.0991 | 1009.2798 | 990.0338 | 980.354 | 966.4747 | 942.1826 | 886.5935
2036-12-13 | 813.9724 | 706.7004 | 654.4068 | 621.5759 | 630.6183 | 654.6231 | 686.2743 | 738.7587 | 739.2607 | 675.0967 | 632.2986 | 616.4037 | 567.8698 | 454.304 | 532.0227 | 630.6512 | 826.7575 | 942.3646 | 1015.413 | 978.4042 | 1000.4938 | 960.0404 | 937.9163 | 906.9562
2036-12-14 | 798.3107 | 717.0415 | 636.7191 | 606.8155 | 615.2337 | 644.2472 | 662.5816 | 726.0392 | 716.4289 | 653.7289 | 571.1088 | 566.8804 | 505.503 | 431.1881 | 489.1827 | 645.9826 | 818.8188 | 963.7166 | 1017.4835 | 1000.8953 | 980.6886 | 960.2871 | 894.8376 | 818.7005
2036-12-15 | 747.337 | 673.4085 | 623.5163 | 611.8124 | 644.1872 | 769.0069 | 863.7042 | 916.1364 | 857.148 | 754.2805 | 691.5921 | 693.8925 | 692.7692 | 569.1748 | 580.9907 | 720.1314 | 884.7067 | 1008.5409 | 1058.2679 | 1028.5584 | 991.686 | 963.7253 | 926.4192 | 840.9109
2036-12-16 | 765.5174 | 705.6128 | 658.627 | 636.3264 | 664.6009 | 794.0424 | 890.6423 | 945.4238 | 879.4268 | 752.3954 | 678.1031 | 680.4731 | 657.766 | 584.3057 | 619.5142 | 775.4153 | 946.8094 | 1042.6766 | 1077.3491 | 1041.0192 | 1013.5731 | 991.0066 | 927.4446 | 865.6047
2036-12-17 | 753.7112 | 698.3853 | 647.2025 | 626.0278 | 661.2849 | 781.8752 | 873.2492 | 933.964 | 895.5789 | 794.3618 | 722.3238 | 714.0718 | 727.249 | 627.9854 | 675.6005 | 779.1541 | 942.0517 | 1054.0045 | 1075.2217 | 1028.5098 | 1015.6075 | 984.9818 | 929.53 | 861.7635
2036-12-18 | 768.0913 | 710.094 | 662.7203 | 641.6328 | 675.6162 | 793.5378 | 897.8059 | 958.4944 | 924.0951 | 851.3298 | 809.5156 | 804.3238 | 815.8831 | 792.8904 | 758.68 | 873.8928 | 1013.6874 | 1090.578 | 1088.2385 | 1044.1335 | 1036.0189 | 1021.8398 | 943.4467 | 882.9818
2036-12-19 | 769.7837 | 717.8899 | 670.9575 | 643.3349 | 679.0874 | 772.7487 | 862.0381 | 914.5991 | 929.7667 | 882.3815 | 811.6026 | 761.6193 | 821.5699 | 850.5465 | 827.5995 | 849.9451 | 968.7758 | 1033.0431 | 1044.9357 | 1020.5822 | 1006.1293 | 994.9881 | 963.7858 | 905.6851
2036-12-20 | 825.1669 | 715.8377 | 663.4765 | 630.5336 | 640.6535 | 665.3662 | 703.3065 | 773.3841 | 779.9247 | 764.0036 | 741.1524 | 672.68 | 662.9201 | 639.7021 | 638.3787 | 708.8324 | 870.2385 | 954.1572 | 1024.3601 | 994.1292 | 1010.9128 | 978.2544 | 955.7143 | 917.0499
2036-12-21 | 818.7806 | 735.0051 | 655.2028 | 624.5357 | 634.1753 | 665.6417 | 691.1436 | 762.526 | 743.4174 | 659.154 | 570.7108 | 566.6906 | 559.5746 | 462.2344 | 493.781 | 640.2141 | 819.81 | 978.039 | 1042.1686 | 1022.679 | 1005.6059 | 983.7945 | 917.5496 | 839.8109
2036-12-22 | 747.9041 | 675.2281 | 623.3257 | 612.5254 | 644.8182 | 768.4408 | 874.9152 | 934.2054 | 870.3682 | 773.6839 | 712.3819 | 729.1791 | 737.0772 | 667.4889 | 606.1312 | 715.24 | 885.5091 | 1004.5888 | 1057.639 | 1032.9664 | 986.7152 | 968.1289 | 918.0435 | 837.3412
2036-12-23 | 749.2984 | 690.8864 | 641.0627 | 620.7457 | 649.1012 | 776.2295 | 877.9234 | 939.1991 | 888.2513 | 773.1929 | 688.6436 | 678.702 | 670.7681 | 552.9159 | 600.0555 | 723.2109 | 897.2718 | 1005.3891 | 1050.0975 | 1018.0895 | 990.6988 | 954.8004 | 905.908 | 832.3511
2036-12-24 | 744.5203 | 688.7136 | 639.3915 | 616.4108 | 654.8151 | 780.4837 | 893.5738 | 949.0729 | 909.7848 | 815.3435 | 737.2167 | 723.5583 | 765.2363 | 694.6126 | 670.0213 | 784.3498 | 933.3352 | 1030.2262 | 1081.2955 | 1034.4947 | 1015.7013 | 984.8979 | 919.6831 | 849.4061
2036-12-25 | 769.5497 | 711.499 | 661.122 | 623.825 | 635.5154 | 687.7734 | 743.6345 | 789.0885 | 781.3281 | 698.9702 | 668.5618 | 664.3126 | 677.0252 | 695.9537 | 602.3655 | 720.7112 | 876.555 | 991.9794 | 1008.4925 | 958.7724 | 974.2802 | 976.1858 | 891.9505 | 840.1677
2036-12-26 | 727.5167 | 673.3727 | 621.8541 | 602.6267 | 641.3111 | 729.2431 | 811.2861 | 857.0988 | 868.6696 | 837.9404 | 793.6601 | 739.9108 | 766.7461 | 753.6499 | 842.6715 | 830.8813 | 909.4744 | 961.3939 | 975.0288 | 974.0704 | 965.7746 | 951.8797 | 922.1455 | 858.1468
2036-12-27 | 796.7714 | 687.5504 | 633.7391 | 599.0771 | 608.0156 | 625.6511 | 664.741 | 726.5023 | 706.3904 | 648.4688 | 602.0791 | 600.4027 | 616.5096 | 498.9089 | 533.2264 | 600.2624 | 794.5474 | 906.6565 | 979.2707 | 938.4218 | 952.8632 | 926.8462 | 908.8996 | 876.9975
2036-12-28 | 786.3093 | 704.4221 | 622.4198 | 594.2167 | 602.8341 | 628.3524 | 650.4138 | 716.4449 | 715.0728 | 637.5044 | 585.5587 | 591.0414 | 583.9031 | 579.4879 | 545.8896 | 633.9224 | 792.7796 | 928.9762 | 984.118 | 973.079 | 959.5471 | 947.5816 | 875.5332 | 799.2376
2036-12-29 | 729.0109 | 655.6721 | 604.474 | 595.2126 | 627.3536 | 748.4227 | 853.4768 | 911.0911 | 851.8431 | 771.505 | 658.5512 | 650.8378 | 665.3994 | 552.1183 | 554.4873 | 674.3419 | 839.2274 | 952.6888 | 1019.1534 | 997.8292 | 959.1322 | 929.0885 | 895.2393 | 809.2561
2036-12-30 | 742.1387 | 683.2856 | 634.7389 | 614.6385 | 642.8933 | 768.199 | 867.3806 | 939.8527 | 900.7864 | 789.7234 | 725.5101 | 719.7417 | 720.4608 | 722.1875 | 702.869 | 750.7512 | 873.6272 | 980.2367 | 1022.7692 | 1000.4183 | 979.3869 | 947.6188 | 894.474 | 819.0694
2036-12-31 | 726.9382 | 675.1432 | 622.8143 | 603.7302 | 637.2473 | 754.5952 | 847.5479 | 903.866 | 863.9247 | 763.8104 | 646.3477 | 614.8739 | 635.6946 | 516.2685 | 553.7002 | 688.4101 | 841.9658 | 946.5515 | 1009.4687 | 971.6894 | 964.1579 | 925.0554 | 884.9998 | 815.0889
2037-01-01 | 750.9596 | 713.7026 | 670.9675 | 637.1973 | 650.5768 | 726.1328 | 797.5632 | 833.8318 | 832.7047 | 735.6962 | 662.9702 | 651.2024 | 613.4587 | 559.8354 | 625.8947 | 719.9083 | 919.4143 | 1018.3222 | 1039.2003 | 1002.6325 | 972.5185 | 973.0181 | 884.5588 | 805.5067
2037-01-02 | 739.4201 | 697.1243 | 650.6183 | 637.1614 | 681.5591 | 822.3972 | 953.9476 | 989.7279 | 993.5018 | 864.0156 | 777.9994 | 749.1533 | 742.7322 | 659.9652 | 696.8337 | 830.6106 | 968.4543 | 1061.7508 | 1069.6566 | 1029.6677 | 1012.2761 | 960.7395 | 927.4534 | 854.8241
2037-01-03 | 735.3586 | 685.6633 | 639.3813 | 616.1718 | 626.5957 | 682.5296 | 773.151 | 829.1154 | 807.3729 | 699.4027 | 615.9857 | 597.8365 | 597.0749 | 470.811 | 482.7494 | 593.5916 | 812.6661 | 953.5085 | 991.0318 | 958.5746 | 962.3955 | 931.0492 | 868.4623 | 816.5147
2037-01-04 | 701.5942 | 660.8533 | 616.6003 | 590.3319 | 601.4922 | 614.742 | 668.6192 | 685.3127 | 684.2778 | 604.658 | 550.0472 | 494.0611 | 445.9651 | 372.8048 | 498.7841 | 572.8987 | 771.3788 | 914.5871 | 995.9024 | 994.8666 | 990.2028 | 929.6574 | 844.4797 | 766.0587
2037-01-05 | 734.5056 | 637.4945 | 595.0283 | 584.7713 | 628.2433 | 740.5748 | 869.2197 | 885.7884 | 808.8255 | 696.6379 | 656.6897 | 643.8798 | 673.2646 | 553.4453 | 572.2647 | 675.6437 | 862.4845 | 945.9531 | 1057.692 | 1041.5406 | 1020.3072 | 943.5603 | 870.9738 | 810.8911
2037-01-06 | 751.6605 | 689.7606 | 619.4443 | 598.849 | 631.9443 | 766.167 | 905.3044 | 933.2137 | 872.7137 | 744.8056 | 659.9958 | 646.6666 | 636.0546 | 535.3631 | 555.9911 | 693.0966 | 873.5946 | 994.2171 | 1032.6475 | 1037.5629 | 974.7569 | 932.399 | 853.6113 | 767.4927
2037-01-07 | 692.4401 | 652.0841 | 606.8817 | 592.0637 | 621.7718 | 754.2693 | 891.9732 | 918.3985 | 858.46 | 739.1982 | 656.6042 | 640.2268 | 633.6694 | 538.4989 | 551.4703 | 675.7137 | 853.3524 | 989.5432 | 1025.1951 | 1003.4442 | 949.9506 | 933.0767 | 856.7088 | 764.5785
2037-01-08 | 714.9151 | 676.3322 | 639.5121 | 623.0104 | 661.7419 | 804.644 | 936.3195 | 970.9315 | 920.8436 | 810.4558 | 738.0895 | 722.5519 | 670.6756 | 590.0433 | 606.3725 | 725.3801 | 928.3656 | 1030.7782 | 1082.3759 | 1053.9449 | 1012.9371 | 979.9985 | 892.8272 | 803.2504
2037-01-09 | 703.638 | 665.4817 | 618.0835 | 602.4025 | 640.8641 | 772.2289 | 900.4769 | 932.0764 | 911.7141 | 796.5089 | 723.5194 | 679.8686 | 651.9831 | 545.7572 | 577.1363 | 691.0417 | 871.5586 | 983.3744 | 1021.7016 | 987.0424 | 965.3498 | 916.5363 | 865.8421 | 798.0653
2037-01-10 | 749.6809 | 701.9682 | 655.8844 | 630.8251 | 642.1316 | 697.5184 | 792.7467 | 850.2956 | 828.5919 | 743.8987 | 663.7913 | 639.692 | 597.0057 | 491.7 | 514.7222 | 667.2276 | 865.8731 | 991.6992 | 1037.2932 | 993.402 | 993.1702 | 957.852 | 896.7242 | 839.9
2037-01-11 | 732.1459 | 689.4053 | 646.117 | 617.2196 | 630.1742 | 648.6293 | 708.8206 | 738.8249 | 747.6226 | 682.2947 | 659.913 | 616.1994 | 608.3936 | 444.9965 | 542.7126 | 585.5632 | 806.2138 | 956.1566 | 1052.9426 | 1047.2116 | 1046.8332 | 972.589 | 886.9747 | 806.3388
2037-01-12 | 770.4849 | 668.7815 | 629.7388 | 617.3565 | 661.0283 | 775.4546 | 904.5053 | 928.6654 | 874.0994 | 761.952 | 728.6185 | 711.1131 | 642.2434 | 537.032 | 610.5161 | 693.484 | 881.2836 | 999.262 | 1122.3185 | 1090.8392 | 1067.7869 | 999.2584 | 926.7963 | 857.0416
2037-01-13 | 775.8883 | 716.504 | 646.7002 | 625.0787 | 657.8045 | 796.9916 | 936.6197 | 973.6881 | 894.9432 | 761.7632 | 682.2468 | 657.7019 | 553.7917 | 514.9771 | 535.7673 | 699.968 | 883.4368 | 1015.0642 | 1067.7733 | 1061.0949 | 1012.0659 | 968.8367 | 886.2024 | 800.4821
2037-01-14 | 727.4115 | 688.2939 | 646.6779 | 629.488 | 659.6482 | 798.9677 | 940.749 | 982.8249 | 932.1458 | 820.81 | 734.773 | 724.18 | 699.6345 | 593.6265 | 652.838 | 780.4606 | 953.985 | 1064.9703 | 1090.3428 | 1053.7116 | 1003.3648 | 990.5524 | 911.5013 | 817.1469
2037-01-15 | 701.1119 | 663.0972 | 622.9734 | 608.4375 | 638.3768 | 778.4847 | 911.9708 | 947.1555 | 913.0141 | 809.3208 | 737.3375 | 723.2604 | 723.9031 | 624.9247 | 646.9401 | 761.3033 | 932.6636 | 1013.6229 | 1052.9356 | 1025.2153 | 992.9988 | 957.3261 | 870.4248 | 783.0259
2037-01-16 | 730.1056 | 692.6759 | 646.7312 | 628.9361 | 667.7076 | 804.2696 | 934.1471 | 970.6469 | 978.6136 | 867.3102 | 784.7209 | 736.6764 | 743.5173 | 620.1693 | 643.7876 | 756.951 | 925.987 | 1020.8662 | 1065.1747 | 1022.2795 | 1001.328 | 949.6077 | 904.0286 | 832.4907
2037-01-17 | 744.7195 | 696.2081 | 649.6807 | 625.4156 | 636.0043 | 693.8156 | 785.5453 | 849.139 | 833.1287 | 755.6915 | 681.569 | 648.6572 | 603.5594 | 481.6683 | 514.3585 | 620.6086 | 809.2202 | 973.8624 | 1031.6115 | 983.8354 | 991.8282 | 955.3665 | 889.5836 | 834.9575
2037-01-18 | 727.8622 | 683.2307 | 641.9766 | 613.8346 | 625.486 | 642.8307 | 698.6554 | 720.9458 | 730.1092 | 643.9711 | 587.5973 | 520.7788 | 398.6223 | 345.7514 | 445.1978 | 527.8874 | 751.4272 | 903.4209 | 1022.0937 | 1021.8778 | 1018.6858 | 967.1549 | 881.4267 | 795.632
2037-01-19 | 788.0452 | 684.8506 | 640.7147 | 615.5073 | 642.9368 | 693.7483 | 768.8758 | 795.2942 | 782.1887 | 699.4488 | 665.8543 | 639.3535 | 532.7363 | 447.9274 | 517.3278 | 614.6652 | 815.8499 | 946.7967 | 1081.1312 | 1059.5085 | 1051.8761 | 990.0506 | 902.4434 | 837.6125
2037-01-20 | 744.8718 | 680.4961 | 609.4012 | 597.2201 | 634.4662 | 769.0534 | 902.933 | 932.8462 | 895.4413 | 788.1947 | 702.856 | 728.0328 | 751.2687 | 721.975 | 687.4278 | 811.5463 | 929.5214 | 996.8977 | 1036.4211 | 1042.6654 | 982.951 | 939.6306 | 855.8316 | 772.4796
2037-01-21 | 721.5623 | 683.1996 | 640.3811 | 623.0025 | 653.0527 | 791.8183 | 933.3603 | 967.186 | 916.0651 | 830.5693 | 764.6127 | 759.694 | 759.3141 | 621.963 | 642.8009 | 780.56 | 923.7851 | 1034.8167 | 1081.143 | 1050.5382 | 998.5006 | 976.7514 | 907.2548 | 809.7309
2037-01-22 | 707.9916 | 669.7982 | 630.0037 | 615.6978 | 653.7923 | 795.5473 | 928.0379 | 964.0511 | 935.7217 | 829.9551 | 765.4629 | 728.4219 | 710.3955 | 613.8515 | 615.8759 | 717.9138 | 883.9608 | 1004.0556 | 1071.8518 | 1043.6902 | 1004.4663 | 968.6174 | 882.0187 | 791.8583
2037-01-23 | 678.9889 | 643.5604 | 593.5895 | 579.2525 | 617.2625 | 744.5307 | 869.5876 | 892.8895 | 874.0771 | 745.5323 | 635.8143 | 608.0958 | 624.5917 | 571.2097 | 587.8191 | 687.8395 | 841.5647 | 910.9511 | 974.7777 | 951.8883 | 927.6555 | 875.4509 | 828.5817 | 764.5524
2037-01-24 | 705.5874 | 657.254 | 611.321 | 589.3958 | 599.8657 | 650.2811 | 738.5932 | 797.0751 | 773.6602 | 678.4793 | 603.8446 | 574.9103 | 555.7629 | 444.4263 | 427.431 | 535.6692 | 720.4576 | 874.1935 | 955.647 | 926.3594 | 926.637 | 895.2106 | 830.3199 | 777.8485
2037-01-25 | 702.7374 | 660.2037 | 616.7123 | 590.4398 | 602.309 | 615.6922 | 670.82 | 691.3154 | 699.0992 | 632.6246 | 568.4299 | 524.8329 | 547.3257 | 421.5569 | 505.6769 | 538.43 | 708.6448 | 848.4066 | 970.5176 | 970.5347 | 976.7466 | 928.7886 | 843.0936 | 764.376
2037-01-26 | 775.1681 | 676.9796 | 637.1981 | 625.0087 | 669.1911 | 789.1439 | 914.432 | 948.3231 | 882.7838 | 765.4507 | 706.259 | 682.7364 | 583.0663 | 516.9104 | 566.631 | 665.3431 | 842.8077 | 954.0896 | 1109.1088 | 1089.0001 | 1070.7891 | 1000.8039 | 928.2448 | 861.1627
2037-01-27 | 752.0736 | 693.0172 | 624.9273 | 603.9387 | 636.0669 | 772.06 | 909.5794 | 946.1857 | 883.543 | 760.2825 | 689.4266 | 697.7122 | 705.5623 | 628.1574 | 639.6928 | 792.5526 | 905.1746 | 987.6103 | 1040.0728 | 1038.101 | 986.6262 | 955.8596 | 870.7922 | 782.8287
2037-01-28 | 699.463 | 659.6724 | 615.3496 | 600.3981 | 629.8663 | 763.6375 | 904.5517 | 933.615 | 859.3868 | 741.506 | 670.2875 | 685.3946 | 689.0347 | 555.2785 | 532.3815 | 653.8322 | 808.9606 | 925.5083 | 1016.3584 | 991.8421 | 938.8333 | 932.7923 | 863.1942 | 771.3391
2037-01-29 | 697.2289 | 661.2425 | 621.6769 | 607.5838 | 647.4037 | 791.7318 | 925.1257 | 968.7004 | 922.7788 | 800.3499 | 728.84 | 688.7305 | 674.265 | 577.4897 | 569.8141 | 664.8853 | 863.9403 | 970.7509 | 1049.0381 | 1021.375 | 981.9661 | 951.4387 | 865.6983 | 781.9878
2037-01-30 | 713.0433 | 677.2101 | 632.1009 | 615.4314 | 652.6577 | 786.5727 | 919.6548 | 951.2614 | 919.0643 | 797.0442 | 695.9605 | 664.78 | 592.4187 | 546.561 | 541.8227 | 670.0411 | 822.7681 | 933.3236 | 1037.3353 | 995.4193 | 976.3875 | 923.466 | 883.5833 | 815.6889
2037-01-31 | 737.4311 | 689.1379 | 644.7316 | 620.365 | 631.8888 | 690.028 | 784.9647 | 844.9549 | 826.2957 | 733.475 | 661.8955 | 626.2104 | 558.9604 | 445.663 | 482.2445 | 602.0665 | 784.9744 | 934.1962 | 1026.7789 | 975.3433 | 975.7214 | 939.006 | 876.8198 | 826.2391
2037-02-01 | 768.4268 | 738.3708 | 695.2803 | 664.3668 | 682.8595 | 719.5232 | 770.8858 | 800.2383 | 786.4293 | 678.2808 | 659.8915 | 643.5483 | 571.8948 | 483.1804 | 553.5494 | 584.7675 | 773.3878 | 946.6564 | 1041.4951 | 1058.7571 | 1059.7488 | 998.7891 | 914.7445 | 842.7625
2037-02-02 | 795.4535 | 707.3645 | 663.5909 | 649.6455 | 695.1679 | 815.2182 | 930.271 | 966.4781 | 897.6267 | 812.8469 | 779.5392 | 731.3947 | 674.4573 | 553.8874 | 672.7532 | 696.7274 | 893.0831 | 972.4106 | 1107.0624 | 1103.5329 | 1094.5461 | 1020.0806 | 938.7698 | 883.4963
2037-02-03 | 798.9122 | 754.684 | 682.4765 | 656.2659 | 691.661 | 833.335 | 958.0615 | 1013.0097 | 966.4927 | 851.2743 | 757.487 | 754.81 | 717.2891 | 677.5247 | 597.9485 | 700.3955 | 872.0614 | 989.7979 | 1033.5899 | 1059.5219 | 1022.3515 | 978.3174 | 893.3713 | 823.2029
2037-02-04 | 745.456 | 715.4301 | 669.2207 | 648.643 | 681.5011 | 821.8383 | 949.9136 | 984.4223 | 924.0664 | 828.7076 | 737.0135 | 721.7707 | 732.3972 | 617.1476 | 588.2237 | 669.8186 | 844.996 | 972.7605 | 1020.1348 | 1024.8202 | 976.9434 | 971.1702 | 893.0826 | 814.3695
2037-02-05 | 753.06 | 727.326 | 683.4088 | 663.5437 | 706.6623 | 856.0537 | 974.0179 | 1010.9106 | 953.8715 | 806.1055 | 737.827 | 706.1534 | 724.0516 | 625.8868 | 604.6379 | 666.9486 | 837.8416 | 976.9928 | 1053.9592 | 1057.7228 | 1027.9402 | 992.0653 | 902.5029 | 826.56
2037-02-06 | 750.2715 | 725.8485 | 679.1344 | 658.8487 | 701.5543 | 843.8909 | 958.3787 | 996.0941 | 984.6795 | 870.2642 | 790.6655 | 772.4226 | 740.5357 | 671.7731 | 611.7379 | 702.671 | 871.2596 | 987.4828 | 1047.8874 | 1036.8188 | 1026.4608 | 972.9274 | 912.9722 | 856.6744
2037-02-07 | 783.6618 | 747.7723 | 700.4456 | 671.8456 | 690.3863 | 764.1309 | 851.9116 | 911.3336 | 833.4372 | 706.0907 | 629.0279 | 610.0409 | 433.2733 | 428.1417 | 432.8356 | 565.963 | 776.6969 | 931.9238 | 1022.9687 | 1012.3708 | 1020.3859 | 981.8327 | 906.4537 | 867.385
2037-02-08 | 769.0597 | 739.073 | 694.3072 | 663.9609 | 681.4126 | 717.4255 | 763.5628 | 786.9787 | 763.4592 | 635.3175 | 574.9619 | 534.1348 | 390.2601 | 349.5794 | 467.3226 | 528.2183 | 733.3061 | 897.3189 | 1022.1038 | 1046.4849 | 1049.9428 | 993.9459 | 903.4068 | 837.2698
2037-02-09 | 821.2069 | 732.3237 | 691.2566 | 673.2903 | 719.3322 | 843.7416 | 964.9865 | 989.2726 | 900.9083 | 765.4109 | 718.6609 | 708.5496 | 562.0152 | 530.4986 | 568.9613 | 639.9146 | 856.0577 | 975.9858 | 1125.0501 | 1128.0724 | 1113.5886 | 1043.7709 | 967.9933 | 912.8352
2037-02-10 | 826.7323 | 777.2277 | 709.4202 | 682.6705 | 718.7481 | 865.8608 | 993.822 | 1039.0308 | 985.869 | 831.1798 | 756.1231 | 720.5826 | 673.9005 | 591.7946 | 602.4371 | 739.8542 | 890.5652 | 1012.6749 | 1077.3916 | 1093.3319 | 1055.5791 | 1018.4031 | 932.0478 | 858.177
2037-02-11 | 752.3474 | 727.1208 | 682.1271 | 661.2359 | 694.7569 | 838.3022 | 964.6209 | 985.5136 | 917.8774 | 796.449 | 717.2791 | 702.8673 | 659.9559 | 569.1183 | 554.2472 | 628.6976 | 803.2964 | 953.0699 | 1021.2917 | 1025.4253 | 991.5806 | 985.0457 | 908.3199 | 830.5081
2037-02-12 | 749.5703 | 725.4806 | 684.172 | 664.099 | 707.4953 | 858.0496 | 967.709 | 1000.1959 | 926.9443 | 781.772 | 690.3146 | 669.9312 | 543.6125 | 493.7941 | 487.1003 | 625.351 | 849.3488 | 952.52 | 1045.1535 | 1046.5662 | 1021.9471 | 995.5383 | 905.5236 | 833.2748
2037-02-13 | 762.543 | 735.9367 | 691.5924 | 669.1884 | 710.1542 | 854.8876 | 955.3196 | 1001.2051 | 1014.528 | 928.9399 | 873.2649 | 723.5273 | 734.5144 | 682.0585 | 643.3124 | 727.4304 | 874.2731 | 980.1177 | 1042.454 | 1030.6493 | 1018.9543 | 968.5524 | 927.2021 | 867.1093
2037-02-14 | 776.3469 | 741.9132 | 695.68 | 666.8954 | 685.3504 | 755.7721 | 843.4273 | 902.6634 | 878.8693 | 788.6208 | 719.2242 | 731.7785 | 702.3154 | 635.7152 | 521.2552 | 606.1621 | 787.3642 | 922.8083 | 1008.793 | 1005.6675 | 1013.3856 | 974.5702 | 908.3633 | 866.2745
2037-02-15 | 784.3847 | 754.1216 | 714.0024 | 682.2854 | 702.4526 | 743.1306 | 800.939 | 833.9 | 835.6165 | 734.7285 | 635.7574 | 593.8345 | 492.9253 | 424.8856 | 486.8747 | 523.9789 | 721.5526 | 893.5772 | 1038.9839 | 1083.8789 | 1090.0996 | 1024.8645 | 938.3976 | 868.0672
2037-02-16 | 828.9809 | 740.7008 | 697.3365 | 667.3916 | 699.235 | 762.6635 | 832.8419 | 829.9283 | 799.7739 | 677.6726 | 614.9775 | 595.5543 | 458.4843 | 432.9018 | 471.4332 | 526.5404 | 739.2547 | 870.0917 | 1031.0406 | 1036.1308 | 1037.1737 | 1005.7417 | 921.2302 | 875.3371
2037-02-17 | 799.8416 | 752.0088 | 679.9931 | 660.2504 | 699.6725 | 844.2303 | 970.2048 | 1001.0015 | 893.513 | 766.1632 | 708.0477 | 687.9021 | 585.3634 | 509.8908 | 497.547 | 624.7425 | 794.0181 | 933.6719 | 1020.4116 | 1058.0413 | 1018.4822 | 987.9276 | 900.4376 | 827.9129
2037-02-18 | 768.6452 | 740.6624 | 700.0083 | 678.5877 | 712.6259 | 860.0114 | 987.5224 | 1006.0741 | 931.3746 | 795.6571 | 762.0839 | 779.001 | 774.9815 | 749.3658 | 681.4295 | 741.8669 | 890.6903 | 996.3562 | 1050.9642 | 1049.7755 | 1015.1887 | 1010.3225 | 937.7778 | 859.1901
2037-02-19 | 758.9815 | 733.4437 | 692.1201 | 672.4563 | 707.7719 | 861.011 | 983.1973 | 1001.6329 | 955.244 | 825.1946 | 737.9861 | 701.4402 | 609.058 | 526.4972 | 560.6639 | 663.9744 | 827.0389 | 954.6419 | 1042.2422 | 1056.9577 | 1032.1894 | 1009.6073 | 921.0254 | 848.5033
2037-02-20 | 763.1061 | 741.1635 | 694.5286 | 672.8935 | 714.5246 | 859.2188 | 976.3965 | 1002.5457 | 960.2051 | 826.8081 | 747.9044 | 708.1648 | 643.4807 | 621.808 | 630.4627 | 730.201 | 847.2279 | 958.9876 | 1046.9997 | 1038.6112 | 1024.7886 | 976.0571 | 927.9735 | 867.4108
2037-02-21 | 772.327 | 735.4399 | 691.7333 | 664.7957 | 683.2602 | 756.587 | 843.3432 | 877.4982 | 839.6852 | 718.8812 | 627.0185 | 607.5447 | 483.5779 | 468.3729 | 453.7087 | 555.0912 | 760.789 | 904.3611 | 993.1625 | 997.8649 | 1004.6024 | 968.9374 | 896.0957 | 856.3568
2037-02-22 | 776.3453 | 748.2213 | 705.9956 | 675.7493 | 694.5702 | 733.7195 | 787.9201 | 801.5623 | 776.4441 | 684.6363 | 671.4664 | 619.0943 | 557.9065 | 455.995 | 562.7748 | 608.3367 | 782.2626 | 907.9774 | 1034.8286 | 1057.0255 | 1067.7247 | 1014.7624 | 928.7898 | 856.5508
2037-02-23 | 810.8674 | 721.9531 | 682.7367 | 666.1804 | 712.246 | 835.5818 | 950.8083 | 959.1037 | 890.0812 | 739.5222 | 693.8253 | 681.9634 | 588.8053 | 531.7444 | 605.1665 | 628.8197 | 813.5225 | 926.0083 | 1088.5965 | 1095.7207 | 1092.4817 | 1028.7759 | 948.7495 | 892.5024
2037-02-24 | 804.87 | 756.7258 | 686.1284 | 661.8069 | 696.7404 | 840.4962 | 965.0139 | 989.705 | 929.2314 | 789.3177 | 694.2018 | 682.4118 | 670.0824 | 589.8378 | 569.1882 | 694.4139 | 824.684 | 960.744 | 1030.5066 | 1065.1064 | 1020.9769 | 987.545 | 902.9649 | 830.2427
2037-02-25 | 732.6222 | 706.4909 | 661.0796 | 642.395 | 675.9591 | 816.1057 | 939.6754 | 941.4837 | 864.7706 | 744.3965 | 679.6196 | 671.7234 | 618.6755 | 561.0151 | 644.9496 | 717.8451 | 815.652 | 927.6343 | 998.2062 | 1008.0291 | 966.5464 | 959.2776 | 882.3305 | 805.207
2037-02-26 | 727.7845 | 705.3805 | 661.862 | 643.305 | 684.04 | 829.409 | 943.9543 | 958.4562 | 900.6124 | 744.4576 | 666.7096 | 642.1766 | 523.4324 | 503.9476 | 482.2468 | 571.698 | 784.0291 | 915.8858 | 1009.4385 | 1029.4211 | 1000.2577 | 967.751 | 877.7647 | 806.5757
2037-02-27 | 722.0945 | 697.7346 | 650.9488 | 631.6138 | 673.5611 | 808.3674 | 920.4519 | 934.4676 | 877.1272 | 705.9811 | 644.4468 | 620.1601 | 500.3649 | 564.9247 | 598.6974 | 657.5382 | 816.4252 | 916.991 | 982.9036 | 989.2168 | 967.7493 | 927.9343 | 865.7199 | 811.6318
2037-02-28 | 774.1956 | 741.9467 | 695.7985 | 669.0031 | 687.7567 | 761.8843 | 853.6489 | 891.9155 | 874.9278 | 756.9102 | 698.1459 | 695.9084 | 679.9073 | 589.9942 | 621.996 | 691.3255 | 837.4355 | 929.4098 | 990.0956 | 971.7622 | 989.4962 | 973.2053 | 902.8122 | 863.6735
2037-03-01 | 823.495 | 726.6418 | 678.7332 | 639.6551 | 650.7049 | 674.8171 | 719.3981 | 768.2353 | 774.0414 | 692.4263 | 648.7191 | 616.9112 | 543.6884 | 433.5873 | 505.4665 | 556.5323 | 744.3964 | 889.4644 | 1032.1619 | 1034.6193 | 1039.3765 | 1017.45 | 942.9375 | 882.744
2037-03-02 | 772.3989 | 709.1313 | 638.467 | 613.6559 | 653.9395 | 790.1142 | 910.429 | 959.0877 | 868.2715 | 741.1209 | 690.1568 | 691.7513 | 631.7503 | 556.2917 | 495.5017 | 597.6718 | 781.2771 | 920.3039 | 1033.3883 | 1065.9375 | 993.3638 | 982.5349 | 904.9906 | 816.5873
2037-03-03 | 724.5905 | 678.1963 | 637.5163 | 610.8103 | 640.0416 | 771.7186 | 896.5603 | 917.8488 | 851.7776 | 765.335 | 691.8597 | 614.3021 | 552.0992 | 497.1819 | 564.7158 | 659.0245 | 788.4665 | 908.7315 | 989.5136 | 1016.8375 | 956.0588 | 957.991 | 871.0579 | 788.8897
2037-03-04 | 724.5008 | 697.1754 | 651.8615 | 623.3101 | 650.9579 | 789.8223 | 906.5332 | 965.1345 | 912.3149 | 793.6047 | 714.4754 | 705.8297 | 653.2179 | 559.8486 | 620.1073 | 717.2287 | 860.2354 | 942.0462 | 1007.252 | 1002.6573 | 962.3798 | 973.1799 | 903.0737 | 813.902
2037-03-05 | 716.9694 | 685.5188 | 645.3436 | 617.5759 | 655.1881 | 788.0606 | 900.7925 | 913.2233 | 848.8886 | 717.2993 | 646.9754 | 523.3165 | 423.4424 | 407.5557 | 415.4501 | 518.2642 | 702.2488 | 863.3453 | 982.4375 | 999.9503 | 974.5941 | 959.2008 | 877.04 | 805.9127
2037-03-06 | 736.8266 | 702.2504 | 658.5278 | 629.5164 | 664.8471 | 787.9457 | 911.9995 | 936.2364 | 862.2208 | 731.0861 | 649.7774 | 550.3919 | 437.3434 | 417.4369 | 433.4563 | 558.2509 | 713.7718 | 873.551 | 969.5516 | 960.7418 | 951.7919 | 944.0144 | 899.426 | 843.9333
2037-03-07 | 748.7604 | 711.7962 | 671.7585 | 633.2746 | 645.6215 | 684.8103 | 747.0432 | 768.1772 | 730.5646 | 630.3226 | 577.5117 | 469.6819 | 380.3134 | 357.8927 | 479.8539 | 538.741 | 706.5975 | 848.28 | 972.5513 | 983.2496 | 978.7982 | 953.5651 | 911.3872 | 856.7628
2037-03-08 | 802.2954 | 706.5036 | 659.4677 | 616.2518 | 624.8522 | 627.4751 | 670.8526 | 699.6613 | 684.1821 | 611.0684 | 573.0053 | 557.9398 | 417.6802 | 430.0298 | 510.3523 | 522.7318 | 700.503 | 818.5526 | 1002.0721 | 1009.1883 | 1043.314 | 997.9442 | 927.6416 | 859.9895
2037-03-09 | 795.723 | 725.9311 | 654.9259 | 622.7062 | 656.9967 | 769.6378 | 915.8844 | 969.9507 | 890.4527 | 770.1873 | 684.3247 | 676.4154 | 548.7012 | 500.066 | 528.6865 | 623.694 | 779.9084 | 930.5156 | 1056.5144 | 1077.2753 | 1035.4829 | 1030.9608 | 941.3348 | 850.1574
2037-03-10 | 747.2646 | 697.7709 | 658.418 | 622.0537 | 642.8261 | 751.8252 | 903.4201 | 921.1985 | 844.3792 | 700.8688 | 646.7703 | 586.1073 | 453.4562 | 438.3487 | 471.5225 | 601.8142 | 749.8905 | 897.9887 | 999.1995 | 1029.9928 | 1009.2745 | 1008.1215 | 915.2681 | 822.6783
2037-03-11 | 731.107 | 696.6123 | 649.8444 | 613.2831 | 631.0959 | 749.2094 | 890.3438 | 937.231 | 901.7289 | 791.1447 | 727.8263 | 713.6045 | 685.8073 | 560.2317 | 593.6497 | 660.571 | 815.2705 | 935.6487 | 1019.5463 | 1011.0325 | 995.6057 | 996.5143 | 919.5578 | 830.5432
2037-03-12 | 742.5978 | 703.4337 | 664.5795 | 628.5394 | 655.2797 | 766.1882 | 905.4246 | 945.7006 | 932.1438 | 817.0526 | 739.0688 | 699.3099 | 643.3234 | 564.4897 | 535.7293 | 589.6483 | 751.9966 | 899.3627 | 1029.4305 | 1046.2279 | 1047.6169 | 1020.6277 | 924.3958 | 846.3493
2037-03-13 | 756.5622 | 715.1179 | 669.0841 | 633.2438 | 659.4352 | 761.9234 | 909.2308 | 932.2171 | 888.2654 | 762.5145 | 678.6432 | 655.8968 | 528.5131 | 542.6782 | 562.2332 | 656.2369 | 807.1345 | 932.1986 | 1012.404 | 994.49 | 984.873 | 1007.5603 | 936.8034 | 878.344
2037-03-14 | 760.575 | 722.7908 | 683.1568 | 636.033 | 644.1216 | 670.9207 | 734.2404 | 747.8059 | 732.8968 | 682.271 | 663.0578 | 601.0596 | 486.422 | 460.8295 | 519.1141 | 578.5747 | 739.5175 | 879.0515 | 1001.5028 | 1015.8786 | 1011.8184 | 982.8301 | 937.016 | 872.889
2037-03-15 | 805.2894 | 705.265 | 656.073 | 615.5483 | 623.9386 | 635.4894 | 678.4952 | 685.7728 | 698.9801 | 595.472 | 547.9771 | 497.3874 | 348.7857 | 318.5536 | 412.834 | 500.1257 | 666.392 | 814.2588 | 1008.7494 | 1019.2644 | 1039.9821 | 1006.676 | 932.6546 | 866.422
2037-03-16 | 759.476 | 691.7904 | 615.5808 | 587.7996 | 622.0582 | 735.6236 | 877.1416 | 884.2304 | 788.4627 | 663.9296 | 566.2284 | 530.1072 | 419.7045 | 452.0308 | 434.5712 | 537.5366 | 718.5096 | 878.1377 | 1004.4397 | 1054.4724 | 989.922 | 980.6466 | 889.2096 | 795.3998
2037-03-17 | 730.622 | 682.2612 | 640.2172 | 606.7475 | 626.8805 | 741.5036 | 889.7241 | 888.268 | 804.1883 | 677.6395 | 600.3657 | 485.0813 | 405.7412 | 373.4903 | 403.6463 | 528.5058 | 703.9441 | 864.324 | 977.9581 | 1029.3092 | 991.2425 | 982.1868 | 891.5133 | 803.0346
2037-03-18 | 710.3122 | 676.6084 | 628.9052 | 593.7158 | 611.3487 | 729.101 | 869.623 | 887.8645 | 833.457 | 699.9081 | 608.9558 | 569.2135 | 456.2114 | 435.818 | 488.5748 | 562.9708 | 740.9764 | 881.2552 | 994.1091 | 995.8932 | 970.9302 | 963.5277 | 885.2668 | 794.5639
2037-03-19 | 720.3021 | 682.2441 | 639.9015 | 605.8028 | 631.6638 | 746.4105 | 882.9718 | 883.3228 | 849.8317 | 758.9832 | 699.9287 | 677.8965 | 592.7697 | 553.3084 | 560.3234 | 586.8064 | 736.6684 | 871.662 | 1007.8597 | 1030.7537 | 1018.3132 | 984.2367 | 888.1041 | 809.4882
2037-03-20 | 740.6006 | 700.1785 | 652.1105 | 618.167 | 645.8251 | 752.1581 | 896.3871 | 900.5771 | 865.0252 | 727.0537 | 680.588 | 653.1775 | 514.9897 | 539.8362 | 589.2432 | 668.4298 | 798.5749 | 912.4894 | 998.5556 | 997.0528 | 973.7767 | 985.293 | 915.5555 | 853.2709
2037-03-21 | 761.8177 | 722.9671 | 681.9274 | 634.8064 | 642.4709 | 668.524 | 731.9499 | 740.1432 | 738.3978 | 681.5673 | 661.48 | 588.4892 | 471.1079 | 398.5 | 476.4976 | 545.8482 | 716.3272 | 858.5158 | 1001.239 | 1022.1482 | 1005.6181 | 978.7014 | 934.6661 | 873.8547
2037-03-22 | 825.8819 | 726.5695 | 678.8468 | 635.8897 | 644.4265 | 660.5924 | 704.8901 | 703.7814 | 724.7454 | 654.1085 | 629.2034 | 632.5303 | 542.8917 | 455.5766 | 534.7315 | 543.954 | 765.2863 | 877.2023 | 1047.2041 | 1044.9604 | 1072.5531 | 1032.4466 | 955.5713 | 888.2365
2037-03-23 | 791.7182 | 723.3314 | 648.1273 | 619.1315 | 645.8593 | 767.6029 | 914.7729 | 922.5868 | 840.1665 | 720.4889 | 663.8209 | 651.0305 | 497.1931 | 492.2418 | 505.6526 | 639.8278 | 794.5667 | 920.9171 | 1034.486 | 1075.8743 | 1027.8328 | 1020.0525 | 928.8571 | 840.2317
2037-03-24 | 748.1026 | 699.6503 | 659.8736 | 623.8087 | 644.5282 | 762.3678 | 913.7653 | 905.623 | 847.0274 | 773.7785 | 691.1041 | 698.2556 | 657.4215 | 563.2504 | 575.9291 | 626.2615 | 766.5046 | 910.0358 | 1001.8302 | 1036.3986 | 1006.0137 | 992.3784 | 912.0671 | 823.85
2037-03-25 | 743.2196 | 707.5238 | 664.4818 | 627.2883 | 646.0646 | 763.049 | 909.8299 | 896.5784 | 857.6216 | 748.6823 | 714.8229 | 711.4427 | 595.797 | 545.8765 | 570.3337 | 648.6978 | 807.0368 | 931.0262 | 1028.6604 | 1029.2021 | 1011.1772 | 1011.3773 | 935.0078 | 845.2605
2037-03-26 | 774.6781 | 739.9604 | 693.9351 | 640.6494 | 640.0526 | 681.2879 | 754.199 | 734.523 | 754.037 | 664.2692 | 615.7903 | 518.4713 | 395.303 | 377.6477 | 374.0647 | 483.5126 | 672.4524 | 857.6477 | 976.0591 | 976.2328 | 1005.7283 | 1004.6208 | 910.8439 | 841.8872
2037-03-27 | 750.308 | 704.5355 | 657.6009 | 625.1269 | 656.5934 | 763.1115 | 908.6393 | 887.7829 | 832.9443 | 692.7849 | 614.8616 | 446.207 | 397.1822 | 387.0049 | 414.4106 | 520.319 | 730.517 | 900.7881 | 1004.8435 | 999.3877 | 975.7999 | 1003.7143 | 934.2774 | 875.8371
2037-03-28 | 766.4188 | 724.4427 | 681.2564 | 636.6645 | 644.3302 | 670.7095 | 733.2934 | 696.2338 | 719.2573 | 671.1783 | 666.7058 | 570.5119 | 451.9909 | 398.3671 | 448.8431 | 496.1488 | 675.7679 | 878.978 | 1028.9753 | 1046.7145 | 1023.7357 | 983.2148 | 939.1908 | 878.708
2037-03-29 | 823.1211 | 720.2928 | 670.8223 | 628.9257 | 642.3743 | 659.9116 | 698.6651 | 681.4198 | 685.6235 | 600.2052 | 525.8813 | 459.5197 | 318.1796 | 274.2946 | 377.9838 | 466.0801 | 681.9599 | 841.587 | 1038.9584 | 1041.4755 | 1065.7235 | 1022.6289 | 951.6618 | 883.0242
2037-03-30 | 796.75 | 725.6876 | 651.9782 | 623.0475 | 662.8631 | 785.0886 | 916.8919 | 895.7386 | 822.112 | 675.1127 | 594.068 | 534.2758 | 414.8092 | 405.8092 | 426.4102 | 532.4502 | 726.386 | 922.6159 | 1059.8267 | 1094.4076 | 1041.4567 | 1026.7596 | 936.4243 | 851.4837
2037-03-31 | 769.3381 | 717.055 | 676.3465 | 641.3357 | 669.9432 | 790.5575 | 924.7219 | 898.9159 | 834.574 | 742.4107 | 703.0151 | 707.3634 | 624.1487 | 568.5798 | 567.5136 | 650 | 827.2622 | 979.301 | 1065.5862 | 1083.4261 | 1044.4115 | 1033.9399 | 943.3555 | 855.58
2037-04-01 | 784.1501 | 749.8717 | 694.0614 | 664.7846 | 693.6674 | 811.53 | 938.6775 | 946.2572 | 920.0999 | 786.2083 | 738.7053 | 690.2756 | 574.8045 | 536.3407 | 590.4727 | 704.3511 | 925.4981 | 1020.407 | 1095.4009 | 1085.6485 | 1098.4118 | 1080.8636 | 987.6045 | 907.3675
2037-04-02 | 778.6897 | 739.666 | 688.3063 | 660.965 | 699.7002 | 810.1287 | 922.977 | 917.8696 | 919.2078 | 819.8514 | 757.7821 | 669.7963 | 585.804 | 587.7774 | 630.4895 | 714.9383 | 892.3191 | 997.4125 | 1085.0342 | 1091.1286 | 1116.6174 | 1074.4816 | 961.2669 | 896.0604
2037-04-03 | 809.162 | 770.5181 | 706.4256 | 660.0323 | 679.2851 | 707.9173 | 770.8507 | 753.5843 | 791.0195 | 680.3735 | 631.6157 | 463.6858 | 388.9967 | 449.5558 | 515.9054 | 675.2845 | 811.3978 | 937.1166 | 989.0246 | 958.3504 | 986.3628 | 1022.037 | 936.0438 | 898.8361
2037-04-04 | 785.2959 | 741.8789 | 684.3411 | 650.6372 | 669.7213 | 691.6525 | 751.9598 | 729.7516 | 768.6229 | 712.184 | 660.521 | 533.6263 | 441.932 | 355.4411 | 451.3203 | 559.6247 | 740.9617 | 904.1844 | 1010.4172 | 1027.5766 | 1048.1018 | 1009.9164 | 954.0856 | 909.1123
2037-04-05 | 833.2297 | 736.4418 | 674.0393 | 637.1672 | 652.7157 | 656.6515 | 693.5944 | 676.926 | 681.2625 | 609.5854 | 571.5564 | 504.6277 | 428.1633 | 318.0577 | 417.8758 | 481.4958 | 725.845 | 855.5405 | 1029.9337 | 1035.2057 | 1089.9078 | 1033.8839 | 946.9672 | 900.1528
2037-04-06 | 805.8635 | 738.4571 | 654.417 | 633.5488 | 676.4727 | 791.8319 | 916.6426 | 902.7113 | 826.0211 | 713.4931 | 632.8073 | 588.0204 | 467.257 | 461.7846 | 484.4647 | 593.1216 | 804.3646 | 937.7294 | 1050.6967 | 1089.758 | 1062.9261 | 1036.615 | 936.5357 | 866.6365
2037-04-07 | 757.2458 | 710.1718 | 656.2873 | 629.4042 | 659.45 | 768.9022 | 900.3326 | 893.9382 | 861.1531 | 765.646 | 678.8591 | 661.8255 | 622.5565 | 563.5238 | 668.4301 | 764.6373 | 883.5467 | 968.7717 | 1026.1762 | 1058.0601 | 1040.7143 | 1012.802 | 910.145 | 839.7148
2037-04-08 | 730.8012 | 700.0914 | 643.0806 | 617.2418 | 645.5477 | 756.602 | 875.847 | 881.4874 | 874.2945 | 745.3972 | 670.2312 | 644.9247 | 543.394 | 524.3077 | 541.0542 | 638.8073 | 824.7238 | 916.5248 | 1007.6798 | 1010.374 | 1015.6874 | 999.2904 | 902.4807 | 833.2021
2037-04-09 | 739.61 | 704.2129 | 652.2143 | 626.4994 | 663.18 | 768.6256 | 887.0721 | 852.8284 | 843.7919 | 721.2283 | 642.8889 | 502.4231 | 488.7023 | 464.8566 | 490.7264 | 579.9291 | 769.4514 | 901.5154 | 1011.7004 | 1037.1074 | 1057.4623 | 1018.7694 | 901.296 | 846.4186
2037-04-10 | 752.7335 | 714.4318 | 656.4655 | 627.4678 | 664.6946 | 763.3704 | 885.8379 | 860.8076 | 816.6425 | 698.1741 | 633.0967 | 489.3543 | 459.0157 | 447.8778 | 508.259 | 630.9253 | 796.478 | 912.2182 | 991.65 | 985.8316 | 996.1278 | 1000.5042 | 912.6329 | 874.3611
2037-04-11 | 770.8014 | 732.6895 | 679.0452 | 639.1943 | 653.7999 | 673.9901 | 727.719 | 720.4209 | 747.0333 | 674.0516 | 668.692 | 556.9904 | 438.2119 | 337.4443 | 434.447 | 529.7714 | 740.7364 | 872.1105 | 994.76 | 1023.159 | 1033.6574 | 993.864 | 939.4512 | 896.9607
2037-04-12 | 823.1833 | 723.3246 | 659.6401 | 622.8601 | 636.661 | 639.0935 | 664.1161 | 636.2319 | 661.3556 | 590.9388 | 531.7382 | 407.3565 | 346.679 | 286.9989 | 369.6648 | 469.6312 | 674.9185 | 840.1373 | 1015.5024 | 1025.2513 | 1063.5028 | 1009.8629 | 923.3164 | 881.3861
2037-04-13 | 813.0189 | 746.0971 | 668.3802 | 641.6939 | 688.3431 | 802.6836 | 928.5047 | 914.2722 | 843.5526 | 727.9351 | 611.6198 | 544.331 | 461.0591 | 454.1342 | 517.5409 | 680.8114 | 879.2634 | 974.2891 | 1073.1181 | 1103.1039 | 1071.6692 | 1047.7925 | 949.5535 | 876.8062
2037-04-14 | 771.9738 | 723.8904 | 669.1791 | 640.3883 | 670.3797 | 782.3414 | 912.0667 | 898.4302 | 873.435 | 746.5977 | 666.0694 | 670.016 | 587.2739 | 557.9813 | 571.2789 | 687.2103 | 854.198 | 966.7037 | 1028.4214 | 1072.4583 | 1055.6828 | 1028.7684 | 926.2428 | 858.5272
2037-04-15 | 757.9803 | 725.4477 | 670.1096 | 641.3945 | 669.6846 | 786.5491 | 910.0643 | 894.0322 | 845.0604 | 735.125 | 648.7998 | 533.2785 | 493.738 | 467.4561 | 537.122 | 624.9658 | 812.9218 | 936.1573 | 1034.9259 | 1037.4928 | 1051.7837 | 1035.2545 | 940.0491 | 866.7025
2037-04-16 | 764.1934 | 727.18 | 674.8846 | 650.6113 | 688.5597 | 798.6926 | 911.9003 | 889.9971 | 879.2533 | 781.2184 | 729.4983 | 644.9482 | 597.627 | 585.4898 | 566.6887 | 651.8283 | 824.8766 | 950.4312 | 1030.1564 | 1059.1929 | 1093.1261 | 1051.4104 | 938.4406 | 876.0888
2037-04-17 | 781.9471 | 742.69 | 686.3583 | 657.6597 | 695.2835 | 799.8663 | 901.711 | 912.3321 | 925.3309 | 822.8177 | 756.2572 | 707.1649 | 586.2162 | 592.601 | 627.7592 | 735.059 | 900.9896 | 1005.2091 | 1046.6983 | 1036.9194 | 1047.0305 | 1045.3566 | 961.1401 | 920.0831
2037-04-18 | 793.7714 | 753.9813 | 702.2659 | 660.6519 | 674.9418 | 698.8878 | 747.5109 | 721.4674 | 721.1697 | 654.9452 | 619.4919 | 408.5552 | 380.3474 | 317.4176 | 435.9626 | 516.3389 | 720.6919 | 881.709 | 1013.2953 | 1031.7337 | 1041.2656 | 1008.0095 | 953.373 | 913.6131
2037-04-19 | 845.9254 | 749.1417 | 688.9898 | 651.6501 | 667.1589 | 675.6529 | 699.5865 | 696.9259 | 754.759 | 693.2459 | 647.2739 | 613.7305 | 482.7901 | 405.8395 | 512.2784 | 585.1383 | 808.8164 | 912.4925 | 1054.5008 | 1055.8047 | 1112.3524 | 1058.365 | 968.3637 | 917.7382
2037-04-20 | 820.8946 | 752.8187 | 669.1736 | 647.4575 | 690.8334 | 798.7744 | 914.2504 | 912.2264 | 862.3632 | 769.6577 | 729.9655 | 737.1627 | 650.6936 | 576.647 | 592.3983 | 707.7144 | 854.0755 | 967.7766 | 1066.5511 | 1097.7495 | 1072.2784 | 1052.6008 | 950.8541 | 881.5213
2037-04-21 | 775.8332 | 728.1042 | 675.2778 | 647.0535 | 676.9169 | 787.5651 | 908.885 | 896.8707 | 847.0623 | 765.9125 | 697.7009 | 640.6671 | 555.1815 | 560.0332 | 619.69 | 718.0602 | 873.5575 | 964.4714 | 1053.3449 | 1086.5152 | 1068.962 | 1041.85 | 939.4253 | 872.1695
2037-04-22 | 768.5226 | 737.4861 | 679.9147 | 650.9111 | 679.9746 | 799.6702 | 917.4781 | 901.6559 | 899.267 | 751.158 | 677.7767 | 584.16 | 592.2498 | 615.0649 | 631.0344 | 709.902 | 899.0966 | 992.3894 | 1076.0698 | 1071.6493 | 1072.7341 | 1051.0845 | 959.9237 | 886.4049
2037-04-23 | 773.2021 | 738.421 | 686.2256 | 658.3572 | 695.3296 | 811.5624 | 928.5759 | 905.0114 | 887.2139 | 796.6206 | 743.3708 | 660.9821 | 642.8434 | 597.1649 | 595.9498 | 702.5591 | 888.5889 | 978.1534 | 1079.5533 | 1098.961 | 1109.114 | 1063.5927 | 949.9907 | 893.1909
2037-04-24 | 782.2581 | 746.0718 | 686.239 | 654.8367 | 691.8242 | 798.1415 | 917.3873 | 883.7728 | 887.4331 | 772.7563 | 718.0284 | 631.1192 | 572.4907 | 543.0004 | 599.9106 | 728.6588 | 864.3882 | 979.0463 | 1041.1938 | 1040.5019 | 1038.8348 | 1043.3091 | 955.6733 | 916.1132
2037-04-25 | 792.0993 | 755.7691 | 702.6163 | 660.3499 | 674.4507 | 698.3246 | 749.5195 | 718.5876 | 717.0327 | 627.0457 | 600.6238 | 407.9944 | 434.08 | 333.0914 | 458.6744 | 520.4898 | 722.2235 | 875.162 | 1011.0944 | 1041.7036 | 1055.8572 | 1023.6336 | 961.5089 | 919.6991
2037-04-26 | 853.1002 | 751.6584 | 689.9024 | 651.6232 | 663.9427 | 674.9748 | 691.9551 | 665.7381 | 696.9281 | 608.663 | 567.565 | 450.2124 | 428.3407 | 384.3635 | 495.8042 | 559.8901 | 782.9594 | 884.8669 | 1056.5049 | 1057.927 | 1113.3861 | 1049.3936 | 966.2297 | 917.3066
2037-04-27 | 815.7063 | 748.2816 | 666.2686 | 643.3677 | 686.69 | 807.1355 | 928.7164 | 912.137 | 855.575 | 729.6686 | 649.1005 | 643.3999 | 575.4512 | 572.3622 | 617.8838 | 733.6442 | 890.6555 | 983.0927 | 1083.0008 | 1118.0773 | 1078.2387 | 1055.7587 | 959.696 | 885.0758
2037-04-28 | 773.7163 | 721.6877 | 666.8416 | 639.9941 | 674.8059 | 782.7907 | 896.4446 | 870.6384 | 841.3487 | 732.2977 | 670.7356 | 639.4515 | 547.3887 | 539.1265 | 577.6776 | 660.2145 | 839.1586 | 953.8775 | 1027.4626 | 1070.7554 | 1048.846 | 1022.5646 | 917.9351 | 852.0941
2037-04-29 | 752.9855 | 721.8741 | 662.9235 | 636.6381 | 668.123 | 779.4704 | 888.8659 | 865.3494 | 826.6381 | 690.6287 | 648.5949 | 530.3834 | 548.0649 | 534.5104 | 600.5716 | 711.7159 | 879.9927 | 956.489 | 1035.2756 | 1052.6955 | 1039.8015 | 1022.6512 | 929.8701 | 857.0155
2037-04-30 | 750.6637 | 717.5552 | 663.1476 | 637.8699 | 678.2214 | 783.0426 | 892.8903 | 871.9476 | 881.5768 | 802.4721 | 740.3435 | 663.8799 | 581.4385 | 574.741 | 536.9713 | 646.295 | 813.8455 | 915.2387 | 1005.1856 | 1036.9823 | 1073.7918 | 1029.5615 | 919.9135 | 861.5633
2037-05-01 | 801.0184 | 746.9619 | 704.183 | 683.3679 | 719.6432 | 801.1496 | 866.6891 | 826.9013 | 797.3787 | 660.2221 | 626.5741 | 487.715 | 480.2061 | 473.5717 | 558.4466 | 656.6123 | 843.7124 | 956.6056 | 990.5129 | 996.1037 | 996.6233 | 1010.5821 | 949.5523 | 905.3791
2037-05-02 | 814.6435 | 761.8679 | 722.9368 | 691.3958 | 704.7002 | 717.6772 | 748.2473 | 684.6554 | 716.2334 | 655.0776 | 622.8968 | 486.2177 | 459.9323 | 404.7223 | 508.1427 | 556.2771 | 707.7099 | 874.6709 | 989.8138 | 1024.1686 | 1028.6955 | 993.4621 | 961.3069 | 916.2712
2037-05-03 | 873.9586 | 759.8122 | 714.7292 | 686.3258 | 700.8103 | 703.27 | 701.8182 | 647.7474 | 684.0061 | 630.7485 | 602.6482 | 525.2397 | 444.6347 | 447.22 | 540.9445 | 594.7335 | 771.5369 | 881.4348 | 1029.9865 | 1044.9968 | 1088.5789 | 1043.7602 | 982.2726 | 931.5212
2037-05-04 | 858.8124 | 778.9094 | 708.091 | 692.1135 | 734.5721 | 826.0785 | 922.0919 | 894.3288 | 905.4013 | 789.8244 | 714.1021 | 800.9254 | 707.0243 | 614.2379 | 636.7213 | 752.3236 | 904.6013 | 1016.3872 | 1062.497 | 1091.6856 | 1065.6392 | 1050.417 | 978.4032 | 905.0733
2037-05-05 | 825.2554 | 760.3961 | 724.9266 | 702.9764 | 725.1104 | 821.3667 | 926.3309 | 893.8925 | 862.4701 | 762.85 | 696.3595 | 645.7437 | 555.3148 | 529.6337 | 563.5742 | 673.1324 | 837.5682 | 967.3777 | 1045.4201 | 1084.4728 | 1063.1707 | 1049.1623 | 977.2298 | 899.729
2037-05-06 | 800.9175 | 751.4362 | 711.4426 | 692.6302 | 718.9607 | 819.0368 | 913.28 | 891.1465 | 845.8427 | 721.2382 | 617.6241 | 507.0512 | 495.4308 | 495.4467 | 542.9742 | 662.6623 | 837.0432 | 970.6024 | 1035.458 | 1057.1955 | 1054.2764 | 1041.7149 | 979.3771 | 901.2407
2037-05-07 | 804.375 | 751.7765 | 712.2369 | 692.2589 | 727.2407 | 820.1008 | 907.4788 | 871.4136 | 862.3199 | 750.9848 | 706.1278 | 625.1444 | 552.745 | 533.9048 | 554.9609 | 652.1603 | 838.3305 | 961.3959 | 1031.478 | 1068.6989 | 1082.9284 | 1042.8564 | 964.7408 | 898.4546
2037-05-08 | 815.9241 | 765.5346 | 722.415 | 699.9085 | 734.3294 | 822.0262 | 917.3962 | 884.7931 | 863.5125 | 774.2124 | 719.6118 | 701.3022 | 685.0002 | 698.4409 | 749.2163 | 848.184 | 930.891 | 988.1985 | 1016.0142 | 1015.6882 | 1020.8538 | 1038.4484 | 978.765 | 933.7447
2037-05-09 | 814.9443 | 761.606 | 722.8537 | 693.1355 | 706.8019 | 718.9179 | 735.4369 | 691.1168 | 711.6015 | 640.0982 | 609.5609 | 491.7212 | 445.3144 | 382.4824 | 470.0705 | 556.6885 | 731.9449 | 893.1772 | 987.147 | 1023.3322 | 1029.9521 | 992.9795 | 960.8708 | 915.9193
2037-05-10 | 882.9661 | 770.3989 | 726.0918 | 695.6659 | 710.3813 | 710.5041 | 719.2909 | 706.8244 | 717.5112 | 604.1088 | 571.9743 | 497.9838 | 417.4881 | 370.4813 | 462.4352 | 547.5562 | 729.2124 | 867.9384 | 1018.9395 | 1049.0196 | 1096.3497 | 1056.5932 | 999.3544 | 947.1878
2037-05-11 | 858.1631 | 775.1422 | 707.1591 | 691.5248 | 732.9542 | 827.0261 | 890.7608 | 872.0576 | 830.2847 | 699.7077 | 644.3669 | 550.1871 | 546.2495 | 522.3096 | 528.3435 | 652.0738 | 845.1945 | 974.4856 | 1052.2686 | 1094.582 | 1067.4894 | 1055.1749 | 979.7759 | 906.401
2037-05-12 | 796.6288 | 732.6612 | 692.925 | 675.6614 | 705.7417 | 793.1775 | 885.7884 | 816.7224 | 767.7548 | 681.3914 | 607.9559 | 473.7042 | 443.856 | 425.1175 | 470.3987 | 595.9199 | 766.4398 | 907.8152 | 971.0731 | 1042.6011 | 1025.0596 | 1007.3682 | 932.1287 | 862.9841
2037-05-13 | 781.069 | 733.3667 | 691.514 | 673.4159 | 700.3978 | 795.2875 | 876.8173 | 831.7353 | 765.7401 | 658.1818 | 580.0219 | 462.9959 | 465.3444 | 429.7385 | 476.3512 | 587.4798 | 780.6894 | 903.759 | 981.587 | 1025.5089 | 1019.8473 | 1013.3487 | 946.7687 | 872.79
2037-05-14 | 782.2695 | 731.698 | 691.3277 | 671.1967 | 708.953 | 797.3387 | 878.9622 | 828.6181 | 823.4495 | 724.4915 | 681.3822 | 618.7611 | 570.4819 | 523.5249 | 540.5878 | 615.3457 | 771.5357 | 889.2497 | 983.6127 | 1032.9661 | 1049.2573 | 1010.9382 | 932.712 | 871.8256
2037-05-15 | 806.3258 | 753.8965 | 710.8607 | 689.3715 | 723.9799 | 810.2863 | 904.6315 | 840.8955 | 814.0687 | 702.9997 | 625.7892 | 498.5147 | 479.5064 | 456.9549 | 516.9872 | 608.5701 | 781.43 | 935.2741 | 990.1697 | 995.1892 | 1008.2888 | 1017.493 | 965.2912 | 917.5299
2037-05-16 | 829.721 | 778.2842 | 738.3223 | 705.0464 | 719.2511 | 735.6201 | 755.1857 | 711.865 | 732.2663 | 646.3478 | 606.9514 | 446.6231 | 456.0699 | 375.6273 | 471.2614 | 541.8932 | 716.3796 | 865.2007 | 991.9788 | 1042.7154 | 1046.6547 | 1010.9904 | 979.589 | 935.2972
2037-05-17 | 876.9662 | 764.4845 | 721.4225 | 691.1014 | 706.0224 | 705.2214 | 700.4063 | 671.4632 | 703.2085 | 636.066 | 569.1422 | 497.9917 | 414.9516 | 373.007 | 477.5916 | 564.5406 | 710.2947 | 844.9651 | 1012.3167 | 1046.4 | 1088.9679 | 1042.9046 | 985.8204 | 936.4355
2037-05-18 | 856.0972 | 776.2868 | 703.3816 | 687.9492 | 729.3653 | 829.5828 | 917.4817 | 887.5489 | 834.8567 | 723.1138 | 631.3419 | 526.4947 | 498.7755 | 461.5917 | 508.2878 | 649.4318 | 814.9013 | 938.771 | 1025.615 | 1081.7649 | 1058.0325 | 1044.5081 | 972.8013 | 900.2683
2037-05-19 | 816.94 | 753.3128 | 717.3917 | 696.5499 | 726.6807 | 825.4754 | 911.7756 | 831.3708 | 789.8243 | 690.5634 | 612.2487 | 474.2696 | 499.0046 | 447.6354 | 504.5022 | 612.3867 | 782.3435 | 918.1796 | 997.8119 | 1060.168 | 1049.8767 | 1034.4311 | 959.4514 | 888.1433
2037-05-20 | 797.1101 | 749.9864 | 710.1523 | 689.7552 | 717.6497 | 819.5783 | 902.8085 | 848.7309 | 792.5006 | 677.3438 | 622.0488 | 570.9528 | 567.6086 | 515.3016 | 548.6388 | 640.2025 | 808.0621 | 937.3417 | 1014.0101 | 1042.1162 | 1038.8988 | 1029.7592 | 967.4251 | 890.7373
2037-05-21 | 792.9855 | 742.9297 | 702.8226 | 682.4899 | 718.2626 | 813.1412 | 884.0226 | 816.0367 | 791.9624 | 712.4381 | 646.8789 | 512.1385 | 540.6227 | 487.0415 | 534.5964 | 634.6072 | 862.4748 | 931.728 | 1004.9632 | 1053.605 | 1067.9918 | 1035.3776 | 949.6633 | 889.3874
2037-05-22 | 817.9818 | 765.8617 | 722.1478 | 698.4679 | 736.5448 | 823.7973 | 906.1143 | 859.4312 | 820.5521 | 714.1435 | 660.696 | 542.589 | 570.3276 | 598.3325 | 663.2993 | 761.8626 | 852.3036 | 974.1232 | 1007.4177 | 1028.3149 | 1025.6199 | 1035.4087 | 980.4827 | 932.7336
2037-05-23 | 840.7766 | 787.3541 | 747.4891 | 713.4481 | 727.2476 | 744.4692 | 760.7612 | 710.6436 | 736.8408 | 676.0697 | 632.1616 | 454.6925 | 457.0611 | 380.1877 | 498.7366 | 548.907 | 721.0766 | 898.0986 | 1015.9108 | 1053.5798 | 1064.1189 | 1025.9124 | 995.757 | 948.8119
2037-05-24 | 873.532 | 762.0166 | 717.3446 | 688.695 | 703.8341 | 712.039 | 700.0498 | 647.2817 | 707.6674 | 648.7489 | 606.4922 | 557.8535 | 469.6805 | 399.2484 | 485.3631 | 548.5192 | 756.6324 | 861.7691 | 1039.3436 | 1074.5179 | 1087.8856 | 1038.3809 | 980.8789 | 930.7814
2037-05-25 | 866.5198 | 786.6491 | 711.3923 | 683.2404 | 711.2563 | 766.3799 | 782.0925 | 725.0778 | 701.0384 | 611.8045 | 551.942 | 453.4434 | 492.3121 | 540.0316 | 546.7428 | 715.5668 | 830.9549 | 946.3689 | 1008.8917 | 1041.4185 | 1006.0598 | 1004.255 | 932.3424 | 874.2416
2037-05-26 | 816.5163 | 741.7755 | 699.678 | 685.4538 | 719.8653 | 816.3172 | 893.3538 | 839.9352 | 785.1866 | 691.2848 | 669.495 | 666.8964 | 722.3043 | 720.2264 | 750.299 | 824.2583 | 928.137 | 985.5185 | 1029.1367 | 1072.5441 | 1049.3812 | 1034.1106 | 958.1377 | 887.2911
2037-05-27 | 806.8868 | 768.605 | 725.4174 | 703.7803 | 730.9913 | 833.5696 | 909.9495 | 871.2327 | 829.7498 | 702.6185 | 685.2336 | 703.5552 | 710.5077 | 710.585 | 679.8926 | 786.4968 | 963.579 | 1031.2199 | 1056.0689 | 1067.148 | 1062.3033 | 1061.9817 | 978.5669 | 914.347
2037-05-28 | 807.2656 | 754.7056 | 714.5417 | 694.0174 | 721.8613 | 814.8555 | 886.2964 | 843.1947 | 827.25 | 753.8652 | 705.0155 | 674.6856 | 652.1087 | 666.4089 | 754.4978 | 827.8801 | 931.4768 | 986.5081 | 1042.1541 | 1069.9953 | 1083.7551 | 1044.0871 | 967.4973 | 902.9797
2037-05-29 | 814.4795 | 758.3625 | 713.8005 | 693.6523 | 732.8325 | 822.1976 | 905.1467 | 864.281 | 830.6403 | 736.2691 | 695.8308 | 622.2934 | 641.01 | 682.6401 | 766.7862 | 841.6012 | 932.9945 | 991.7932 | 1016.9786 | 1031.5637 | 1022.8072 | 1029.996 | 966.908 | 920.8793
2037-05-30 | 822.7221 | 770.5951 | 730.7924 | 700.1461 | 715.4997 | 733.6469 | 750.0274 | 691.8962 | 699.7327 | 658.3286 | 634.0157 | 564.6793 | 533.7888 | 492.0226 | 580.7056 | 623.9613 | 761.3889 | 889.4432 | 1009.2247 | 1054.9279 | 1055.3904 | 1013.6751 | 980.3578 | 932.5019
2037-05-31 | 883.6476 | 767.7379 | 724.4667 | 694.8699 | 709.3517 | 706.5992 | 694.9947 | 659.6825 | 710.068 | 670.1565 | 634.3553 | 638.3077 | 540.3979 | 436.4287 | 575.827 | 628.0262 | 799.2783 | 901.4337 | 1053.7704 | 1072.5096 | 1108.0678 | 1056.4144 | 997.9506 | 944.4886
2037-06-01 | 851.0397 | 762.6876 | 682.1685 | 665.5215 | 709.9796 | 823.6844 | 935.1402 | 925.5183 | 915.4076 | 820.6071 | 775.174 | 790.8261 | 730.9921 | 655.2319 | 698.8761 | 864.1536 | 1008.5737 | 1073.6371 | 1142.3381 | 1170.1819 | 1130.5185 | 1101.5127 | 1031.9945 | 931.738
2037-06-02 | 810.2062 | 742.2612 | 692.8276 | 671.9565 | 704.3877 | 812.9142 | 919.4548 | 902.2101 | 884.6283 | 792.4834 | 725.3479 | 650.4573 | 592.8073 | 543.8635 | 581.2663 | 698.5119 | 870.6694 | 1004.3838 | 1065.75 | 1129.1597 | 1109.443 | 1081.1819 | 1007.0902 | 911.5298
2037-06-03 | 792.7437 | 736.2145 | 685.07 | 665.4473 | 695.1725 | 809.0928 | 912.2881 | 894.0035 | 897.8138 | 807.872 | 729.6346 | 683.9773 | 624.7256 | 630.5593 | 670.0707 | 789.8766 | 952.4004 | 1046.3863 | 1090.4327 | 1108.2594 | 1094.3831 | 1079.455 | 1015.9178 | 918.7052
2037-06-04 | 791.5875 | 735.4171 | 687.9835 | 668.4954 | 707.0514 | 814.7806 | 912.6132 | 899.5961 | 937.0386 | 896.1275 | 840.5674 | 839.6185 | 805.2602 | 705.43 | 739.0026 | 835.8403 | 949.6877 | 1042.9203 | 1107.4379 | 1122.5273 | 1135.2289 | 1088.5815 | 1010.0949 | 924.3854
2037-06-05 | 808.6546 | 747.1398 | 691.6772 | 669.3868 | 709.1539 | 805.9655 | 912.8225 | 906.735 | 912.9553 | 809.6598 | 768.8292 | 712.8819 | 611.4991 | 565.5343 | 631.3976 | 759.8491 | 935.9369 | 1016.891 | 1045.8599 | 1062.0827 | 1058.3057 | 1063.4786 | 1014.1865 | 945.514
2037-06-06 | 808.0477 | 749.1641 | 697.2473 | 663.8508 | 673.6192 | 684.0301 | 707.0172 | 689.1272 | 734.2543 | 702.5089 | 675.2846 | 602.5028 | 580.7275 | 496.1414 | 649.2728 | 773.3743 | 837.0812 | 941.7302 | 1029.9298 | 1062.6908 | 1058.9813 | 1022.8449 | 1001.6466 | 940.3035
2037-06-07 | 872.695 | 753.8219 | 697.1877 | 664.0809 | 672.3299 | 661.1604 | 648.177 | 634.0105 | 684.6601 | 624.5032 | 590.5724 | 467.8982 | 428.7871 | 380.5201 | 457.4551 | 551.6272 | 768.5098 | 898.7091 | 1063.627 | 1097.9314 | 1142.5732 | 1083.256 | 1032.3294 | 960.8612
2037-06-08 | 840.4392 | 753.6364 | 672.3408 | 656.5649 | 700.2857 | 808.9221 | 914.0673 | 895.8208 | 873.4439 | 775.9598 | 710.3154 | 661.027 | 601.0366 | 534.2085 | 569.7712 | 719.6071 | 863.8277 | 1000.1395 | 1089.854 | 1148.2265 | 1113.2154 | 1086.2216 | 1013.2381 | 915.0526
2037-06-09 | 806.3626 | 734.8518 | 688.9059 | 668.0999 | 700.3312 | 804.0153 | 912.897 | 893.906 | 884.7112 | 808.8118 | 758.1412 | 735.5506 | 649.6298 | 615.2843 | 667.0361 | 798.168 | 935.7995 | 1001.3359 | 1069.378 | 1122.8799 | 1103.0417 | 1075.8315 | 1001.1543 | 907.7958
2037-06-10 | 788.3975 | 732.2289 | 680.8177 | 661.0365 | 690.833 | 797.4684 | 903.2043 | 908.219 | 911.0933 | 817.3458 | 771.7225 | 768.7735 | 661.3458 | 596.4815 | 674.8702 | 804.4259 | 929.8099 | 1019.6627 | 1072.3502 | 1094.7127 | 1085.5177 | 1072.883 | 1009.1536 | 914.2502
2037-06-11 | 829.0167 | 772.5904 | 718.5768 | 681.5209 | 689.0748 | 716.5129 | 744.9399 | 719.5438 | 791.9921 | 737.5759 | 686.8034 | 566.2804 | 517.6904 | 511.5691 | 520.8555 | 651.9981 | 795.5066 | 928.338 | 1008.0581 | 1046.5656 | 1089.3242 | 1071.576 | 992.9348 | 922.8935
2037-06-12 | 799.9088 | 738.332 | 680.9093 | 664.6185 | 704.5604 | 801.7186 | 902.1136 | 885.9524 | 890.9107 | 804.3744 | 742.9151 | 646.9266 | 604.6333 | 590.1809 | 625.7683 | 771.3947 | 913.7766 | 1005.408 | 1049.3606 | 1064.0453 | 1059.6701 | 1065.1113 | 1014.6271 | 947.3306
2037-06-13 | 814.0713 | 754.181 | 702.1965 | 668.4007 | 676.9737 | 689.9508 | 709.8936 | 669.163 | 735.9839 | 686.0822 | 663.5914 | 501.1465 | 483.7847 | 417.1932 | 534.1991 | 626.9258 | 777.8734 | 933.5262 | 1023.6232 | 1072.4627 | 1071.3041 | 1034.9291 | 1012.7721 | 949.7531
2037-06-14 | 873.6327 | 752.069 | 695.4463 | 662.1997 | 671.2156 | 658.1831 | 659.9967 | 630.5945 | 706.1771 | 655.0443 | 621.0527 | 553.5236 | 464.1445 | 397.1196 | 499.2285 | 613.2444 | 801.3112 | 914.4284 | 1074.0315 | 1094.2015 | 1145.0309 | 1085.8331 | 1033.1548 | 961.9649
2037-06-15 | 838.3417 | 750.283 | 668.8089 | 653.2336 | 696.9656 | 803.2643 | 912.8499 | 919.8082 | 918.9422 | 843.0406 | 744.7343 | 803.1748 | 722.6182 | 662.1959 | 622.3186 | 729.944 | 880.2936 | 1001.0445 | 1096.2733 | 1141.7756 | 1106.2499 | 1082.3117 | 1010.9205 | 911.8858
2037-06-16 | 798.805 | 730.1235 | 681.3476 | 659.0304 | 691.8661 | 789.7869 | 901.5215 | 874.5383 | 869.0124 | 788.2036 | 712.4736 | 627.0763 | 569.5824 | 541.3592 | 603.5927 | 731.4523 | 887.6311 | 1005.6991 | 1054.955 | 1110.6875 | 1088.3638 | 1064.9903 | 989.8034 | 896.611
2037-06-17 | 774.1866 | 719.074 | 668.0322 | 646.4482 | 672.9565 | 778.0722 | 885.7859 | 898.2866 | 916.0829 | 834.4556 | 775.5885 | 748.8018 | 672.4708 | 567.5312 | 614.5724 | 705.9616 | 850.9953 | 973.7435 | 1050.5936 | 1078.7462 | 1069.1956 | 1049.7541 | 991.0554 | 897.9727
2037-06-18 | 787.0416 | 726.4858 | 681.4034 | 661.6626 | 695.5571 | 800.7199 | 907.8001 | 895.7898 | 928.9117 | 849.9227 | 776.1033 | 711.6788 | 597.9944 | 572.1651 | 578.1733 | 719.2265 | 899.9229 | 986.133 | 1055.6318 | 1108.2974 | 1127.2196 | 1080.6794 | 1000.4345 | 917.2109
2037-06-19 | 794.6693 | 732.5958 | 679.3061 | 659.0923 | 694.7894 | 790.9758 | 903.3928 | 869.9407 | 867.7433 | 765.5169 | 712.2272 | 605.0924 | 585.0225 | 541.422 | 580.9857 | 727.5164 | 845.4103 | 958.7597 | 1007.5757 | 1043.0004 | 1046.0684 | 1055.4958 | 1000.296 | 935.0984
2037-06-20 | 794.1536 | 731.7147 | 682.2952 | 650.3797 | 659.1788 | 667.3177 | 683.5621 | 666.6536 | 741.2514 | 707.32 | 659.5563 | 611.4113 | 534.7862 | 428.7928 | 484.6654 | 551.7343 | 697.8262 | 858.403 | 972.8135 | 1038.1053 | 1047.7868 | 1002.6604 | 982.868 | 922.7464
2037-06-21 | 859.4235 | 738.0986 | 683.3327 | 651.1518 | 659.1764 | 644.6668 | 644.7526 | 612.1821 | 667.2557 | 623.9028 | 596.0502 | 535.5587 | 464.4277 | 374.9356 | 452.4222 | 543.4511 | 712.2861 | 854.513 | 1016.7306 | 1064.2286 | 1120.5286 | 1068.4142 | 1011.2594 | 943.5855
2037-06-22 | 837.093 | 745.6849 | 666.2344 | 652.3502 | 696.4265 | 802.2435 | 908.0495 | 889.5082 | 851.4809 | 765.3999 | 699.7109 | 602.8406 | 537.1333 | 507.5039 | 544.6093 | 674.1034 | 841.0552 | 971.0838 | 1062.6145 | 1126.0203 | 1103.0399 | 1077.2498 | 1003.8417 | 907.8319
2037-06-23 | 794.3299 | 723.584 | 676.7628 | 656.9437 | 688.67 | 792.0968 | 904.3942 | 878.1052 | 873.701 | 783.2284 | 712.3519 | 633.5475 | 564.6295 | 537.2154 | 537.1823 | 657.2208 | 809.9688 | 944.9219 | 1029.6365 | 1107.2134 | 1086.1245 | 1054.0861 | 976.1615 | 891.2362
2037-06-24 | 794.5785 | 736.5334 | 685.2675 | 667.9217 | 695.0205 | 811.7085 | 920.9538 | 914.4963 | 918.0667 | 832.2545 | 791.9053 | 810.6222 | 752.8356 | 680.8381 | 730.8403 | 836.0985 | 931.8227 | 1043.426 | 1087.7731 | 1102.3027 | 1094.3198 | 1078.8107 | 1019.3369 | 923.669
2037-06-25 | 793.3699 | 733.1701 | 686.2216 | 666.8536 | 704.472 | 808.0015 | 910.878 | 898.7439 | 913.3081 | 838.7348 | 753.8056 | 619.4213 | 557.0404 | 560.446 | 576.8485 | 699.1788 | 854.5143 | 969.0117 | 1047.9232 | 1105.0247 | 1128.6099 | 1082.4887 | 999.535 | 917.3122
2037-06-26 | 784.6408 | 725.6644 | 672.5762 | 650.9567 | 688.4035 | 781.3414 | 893.4719 | 868.9626 | 866.3675 | 799.6706 | 733.7114 | 671.2789 | 596.13 | 562.7874 | 552.0003 | 692.1075 | 854.9988 | 963.7432 | 999.1627 | 1031.4403 | 1032.6193 | 1041.1694 | 990.0791 | 924.1724
2037-06-27 | 814.88 | 752.0314 | 704.021 | 669.9827 | 679.5737 | 691.5347 | 719.7044 | 685.1007 | 724.0635 | 665.7926 | 646.7516 | 482.1778 | 446.4769 | 400.0469 | 551.6828 | 661.4631 | 804.6993 | 912.9292 | 1010.8794 | 1064.4158 | 1065.8933 | 1036.2022 | 1009.8614 | 950.0908
2037-06-28 | 866.4247 | 745.7928 | 690.6281 | 656.2492 | 666.0008 | 651.2378 | 655.6738 | 647.6659 | 707.9636 | 673.449 | 637.5262 | 582.6216 | 522.5432 | 455.7644 | 539.467 | 650.9852 | 819.0351 | 914.4523 | 1051.2706 | 1075.3474 | 1123.266 | 1074.302 | 1019.5415 | 952.0997
2037-06-29 | 843.3367 | 755.7776 | 676.0441 | 658.9468 | 702.4714 | 826.9904 | 944.5633 | 919.2679 | 899.8859 | 816.5292 | 748.2571 | 681.2771 | 605.8615 | 579.4889 | 633.5699 | 806.4658 | 902.0298 | 1006.4563 | 1119.9378 | 1168.2111 | 1114.1479 | 1090.2934 | 1016.3061 | 921.1505
2037-06-30 | 796.2143 | 725.8467 | 680.2972 | 658.5355 | 692.2655 | 815.462 | 934.5658 | 907.1217 | 906.0188 | 821.9699 | 732.6193 | 666.1336 | 570.155 | 537.337 | 629.3934 | 724.9873 | 895.5666 | 994.6629 | 1081.4001 | 1135.7342 | 1096.2816 | 1064.8985 | 994.312 | 899.052
2037-07-01 | 822.4936 | 774.3133 | 719.3541 | 697.6687 | 723.4258 | 852.6012 | 964.3036 | 948.9272 | 948.2834 | 855.1613 | 806.8004 | 771.4096 | 718.8177 | 752.8939 | 791.3811 | 866.7928 | 1020.5391 | 1105.7927 | 1155.4835 | 1180.5703 | 1139.2104 | 1125.0451 | 1053.7368 | 948.3942
2037-07-02 | 828.9986 | 774.8994 | 724.7298 | 704.4317 | 737.3234 | 851.7137 | 963.0231 | 947.2089 | 958.6672 | 883.4019 | 839.3611 | 747.4267 | 694.9369 | 669.0986 | 689.184 | 795.7833 | 950.4748 | 1065.2636 | 1132.4832 | 1184.5855 | 1193.1353 | 1145.9149 | 1053.9541 | 961.3792
2037-07-03 | 866.6665 | 813.0893 | 752.1281 | 710.1391 | 724.638 | 752.6802 | 795.2707 | 792.4232 | 899.7982 | 851.8496 | 811.1539 | 773.7701 | 634.6207 | 599.1556 | 614.3724 | 730.9971 | 878.3223 | 1016.8322 | 1035.7615 | 1050.0291 | 1078.7798 | 1087.0026 | 1023.9913 | 970.3777
2037-07-04 | 836.441 | 772.2536 | 719.1741 | 689.2813 | 687.512 | 684.1661 | 714.8255 | 720.0832 | 750.4538 | 741.3853 | 714.7476 | 594.5154 | 532.2026 | 442.9033 | 556.2904 | 623.6104 | 783.7405 | 934.9274 | 1004.8739 | 1074.1164 | 1100.8323 | 1063.273 | 1032.0173 | 972.0263
2037-07-05 | 904.1507 | 784.9869 | 727.8084 | 695.5241 | 698.6264 | 677.2528 | 678.4723 | 689.3868 | 736.2146 | 690.7102 | 682.9608 | 614.1153 | 529.7158 | 479.5476 | 552.955 | 635.6332 | 855.1583 | 959.2111 | 1102.0505 | 1140.9654 | 1175.1419 | 1128.2988 | 1059.4144 | 981.3052
2037-07-06 | 860.7951 | 774.1239 | 694.2987 | 678.7378 | 718.254 | 824.4484 | 952.2746 | 969.5919 | 943.5569 | 868.5612 | 816.4239 | 819.9669 | 652.9681 | 633.3676 | 637.4404 | 779.2826 | 914.6605 | 1041.2277 | 1119.3022 | 1193.3595 | 1153.1076 | 1123.9101 | 1039.6211 | 934.031
2037-07-07 | 826.9566 | 754.3401 | 710.8431 | 688.5003 | 719.2942 | 826.7477 | 953.3606 | 958.9213 | 916.0787 | 845.1166 | 789.6432 | 740.9551 | 640.4852 | 630.5496 | 638.5497 | 755.7041 | 904.0168 | 1035.8991 | 1095.9178 | 1177.8532 | 1143.8839 | 1119.8193 | 1029.2568 | 926.6131
2037-07-08 | 818.2776 | 765.8377 | 715.6384 | 691.9595 | 716.6955 | 836.0909 | 958.27 | 977.1212 | 978.1097 | 864.3728 | 800.2114 | 798.4882 | 702.3833 | 686.3998 | 681.0147 | 756.6794 | 910.5935 | 1045.8365 | 1116.0276 | 1161.6324 | 1143.464 | 1129.5364 | 1053.6478 | 943.5548
2037-07-09 | 808.448 | 752.5915 | 704.242 | 684.9836 | 716.6544 | 823.969 | 942.2445 | 931.6194 | 933.1692 | 856.4042 | 789.3189 | 674.9795 | 613.8181 | 610.316 | 615.6277 | 729.1047 | 920.1553 | 1027.6806 | 1090.5409 | 1158.0772 | 1163.508 | 1114.5574 | 1016.8942 | 930.8279
2037-07-10 | 825.368 | 769.4707 | 716.6406 | 693.0695 | 724.5855 | 822.4599 | 948.9021 | 950.1032 | 956.4463 | 867.5588 | 817.7338 | 751.136 | 642.993 | 619.0038 | 712.3833 | 810.3441 | 967.1272 | 1043.7482 | 1080.5657 | 1108.5026 | 1090.1111 | 1109.0308 | 1045.4755 | 971.6304
2037-07-11 | 840.7568 | 782.748 | 730.3566 | 695.1254 | 698.2585 | 705.7939 | 745.9364 | 742.4595 | 811.4449 | 773.5926 | 763.5758 | 715.5034 | 596.6038 | 477.5127 | 556.693 | 616.272 | 775.8153 | 940.8761 | 1044.2068 | 1108.2776 | 1099.8217 | 1066.749 | 1039.5888 | 973.49
2037-07-12 | 910.2 | 790.79 | 735.8778 | 701.1948 | 704.693 | 689.3712 | 696.3477 | 705.3642 | 750.7171 | 717.0863 | 701.3998 | 633.7344 | 546.3751 | 562.9377 | 681.6417 | 792.7186 | 949.1005 | 1019.828 | 1141.783 | 1165.2008 | 1192.7969 | 1147.234 | 1078.3984 | 1000.7115
2037-07-13 | 871.6744 | 790.5373 | 708.2447 | 691.5706 | 731.4182 | 842.4002 | 968.4561 | 990.8441 | 995.8474 | 942.4788 | 883.4014 | 871.0455 | 786.5736 | 689.168 | 683.613 | 805.8658 | 970.9668 | 1097.6626 | 1150.7033 | 1211.2157 | 1164.5874 | 1141.5679 | 1055.7396 | 951.0338
2037-07-14 | 847.5674 | 778.2207 | 731.3317 | 709.1025 | 738.8536 | 854.9316 | 986.8788 | 992.0743 | 968.3529 | 889.4664 | 823.735 | 809.8202 | 691.967 | 679.017 | 692.5536 | 835.6577 | 989.3321 | 1090.3863 | 1142.8544 | 1204.8367 | 1176.7666 | 1148.8773 | 1056.6144 | 955.5315
2037-07-15 | 831.638 | 778.8932 | 730.0233 | 708.2763 | 732.0582 | 848.4689 | 974.9307 | 991.3017 | 962.5322 | 847.5906 | 795.1664 | 784.6345 | 724.8234 | 738.274 | 772.9871 | 872.8609 | 993.7927 | 1092.0863 | 1146.8591 | 1182.3889 | 1161.8262 | 1147.851 | 1069.6765 | 963.0655
2037-07-16 | 829.761 | 773.7764 | 723.2027 | 702.8789 | 738.7557 | 850.1652 | 968.6945 | 969.1461 | 991.491 | 909.529 | 830.3114 | 758.3569 | 682.1028 | 710.1577 | 741.9759 | 837.1016 | 965.0333 | 1079.1726 | 1145.584 | 1194.9666 | 1202.7338 | 1151.4135 | 1061.1716 | 966.0535
2037-07-17 | 830.713 | 774.9389 | 718.407 | 694.8659 | 728.5645 | 822.7687 | 956.606 | 980.8549 | 980.1434 | 909.2932 | 863.7126 | 854.2833 | 751.0108 | 748.6716 | 782.8021 | 872.656 | 995.8889 | 1096.8873 | 1097.7703 | 1112.8737 | 1086.3994 | 1102.9729 | 1042.1966 | 969.0027
2037-07-18 | 835.8569 | 779.9403 | 726.2891 | 690.7666 | 693.145 | 698.8223 | 738.0057 | 736.2669 | 806.0316 | 761.378 | 767.4566 | 740.3283 | 701.1255 | 609.1018 | 710.4471 | 780.5476 | 916.7026 | 1011.3273 | 1071.9684 | 1115.227 | 1107.6503 | 1070.2796 | 1035.8054 | 971.1813
2037-07-19 | 910.9349 | 793.5675 | 735.6435 | 699.493 | 702.0327 | 684.7125 | 694.0841 | 699.2132 | 759.4739 | 716.8216 | 699.521 | 673.9536 | 542.6913 | 513.9434 | 587.7974 | 661.044 | 861.4238 | 982.0088 | 1127.0344 | 1156.0371 | 1193.7098 | 1139.4072 | 1072.6878 | 995.1837
2037-07-20 | 862.7675 | 780.9168 | 697.9625 | 682.2527 | 721.3714 | 833.1168 | 959.708 | 970.6807 | 926.445 | 825.87 | 768.3564 | 712.4842 | 634.0981 | 622.9303 | 671.7603 | 806.0074 | 929.2366 | 1055.9723 | 1130.278 | 1193.4711 | 1148.4989 | 1127.7102 | 1040.462 | 934.9747
2037-07-21 | 844.3445 | 776.7469 | 730.5336 | 707.3689 | 737.0811 | 854.8076 | 986.4674 | 980.101 | 956.6942 | 860.2588 | 793.9261 | 734.578 | 661.5103 | 661.6636 | 704.1021 | 832.7438 | 979.4812 | 1080.1678 | 1131.903 | 1196.7881 | 1169.4517 | 1145.1005 | 1055.2199 | 950.4737
2037-07-22 | 834.9524 | 781.7566 | 732.4495 | 709.8405 | 735.1174 | 856.8406 | 986.7641 | 1033.2037 | 1021.3441 | 877.9623 | 818.729 | 811.9911 | 705.3365 | 688.8391 | 744.1779 | 896.1648 | 1073.4858 | 1131.5434 | 1160.5833 | 1176.4005 | 1161.8398 | 1150.6446 | 1074.1887 | 966.7117
2037-07-23 | 824.7578 | 769.4382 | 719.1777 | 698.1836 | 730.6844 | 844.3726 | 965.5563 | 968.0386 | 989.4227 | 921.1256 | 855.4567 | 814.3336 | 716.6341 | 740.2421 | 746.7054 | 823.5759 | 958.4888 | 1061.6338 | 1123.6406 | 1173.6918 | 1179.9878 | 1136.266 | 1038.3325 | 948.595
2037-07-24 | 829.5598 | 773.1481 | 719.2626 | 696.4011 | 727.932 | 830.094 | 963.8544 | 1002.9928 | 1031.4702 | 958.9843 | 909.1301 | 909.351 | 923.405 | 818.089 | 826.3913 | 898.0989 | 1007.8776 | 1081.0299 | 1103.0846 | 1114.2757 | 1091.6665 | 1107.9299 | 1046.576 | 974.4128
2037-07-25 | 841.473 | 785.5657 | 731.1837 | 696.2537 | 699.2899 | 707.2356 | 746.1916 | 737.4085 | 783.9661 | 744.7872 | 734.5943 | 648.3959 | 568.6543 | 512.7822 | 605.9089 | 707.4854 | 866.9374 | 990.2877 | 1064.4841 | 1112.1935 | 1105.4699 | 1070.7436 | 1039.4253 | 975.2922
2037-07-26 | 905.2983 | 786.7848 | 729.9407 | 694.9252 | 698.1716 | 682.831 | 695.7457 | 705.5964 | 779.4366 | 735.8202 | 704.1014 | 714.1901 | 575.5055 | 491.5587 | 581.2296 | 670.7379 | 878.0904 | 985.4829 | 1117.8791 | 1151.3557 | 1179.517 | 1130.9923 | 1063.5765 | 989.9216
2037-07-27 | 883.5798 | 795.9684 | 717.517 | 699.8285 | 739.4745 | 853.4057 | 985.9516 | 1012.3109 | 977.5282 | 900.7917 | 820.4467 | 802.5118 | 674.2002 | 650.6625 | 655.4683 | 807.9283 | 957.4606 | 1081.779 | 1160.247 | 1213.7928 | 1177.6806 | 1151.9486 | 1066.2326 | 960.2455
2037-07-28 | 846.1663 | 776.3201 | 731.3505 | 708.3088 | 737.5115 | 849.6792 | 984.8718 | 978.5582 | 955.4939 | 863.9441 | 789.1765 | 770.0883 | 687.0597 | 650.247 | 657.7025 | 791.6738 | 946.3115 | 1076.4771 | 1130.7636 | 1192.3645 | 1167.8616 | 1142.0277 | 1052.5581 | 950.8505
2037-07-29 | 811.9303 | 759.8096 | 709.3369 | 686.0502 | 709.0489 | 822.1116 | 947.0994 | 955.3775 | 919.5249 | 821.4794 | 752.8531 | 648.4856 | 603.1991 | 617.1642 | 655.0048 | 759.1757 | 922.9474 | 1047.5573 | 1109.2382 | 1141.1086 | 1128.0986 | 1118.8841 | 1044.4339 | 939.3011
2037-07-30 | 808.4357 | 752.0807 | 701.781 | 679.8396 | 711.6147 | 819.65 | 939.4708 | 942.2451 | 928.4511 | 840.7767 | 789.2719 | 692.2589 | 615.406 | 620.3856 | 651.326 | 735.6394 | 912.3661 | 1016.7288 | 1108.438 | 1157.9708 | 1160.782 | 1119.1062 | 1024.6723 | 935.8463
2037-07-31 | 831.4359 | 776.1929 | 719.5297 | 693.4489 | 725.3127 | 823.0595 | 953.4913 | 973.1034 | 978.5136 | 869.2719 | 832.5112 | 837.8998 | 728.8753 | 756.2055 | 857.143 | 924.6865 | 1039.2112 | 1116.6191 | 1086.7211 | 1104.8365 | 1088.7977 | 1109.6604 | 1047.048 | 972.4496
2037-08-01 | 914.4099 | 848.7362 | 793.4275 | 758.7352 | 767.8901 | 794.8289 | 846.6561 | 849.5419 | 921.2306 | 899.7738 | 871.7249 | 818.4084 | 723.3948 | 629.5148 | 672.2519 | 728.4947 | 885.8481 | 1040.3141 | 1147.6873 | 1194.906 | 1188.6289 | 1147.1034 | 1104.0622 | 1037.9986
2037-08-02 | 975.1533 | 851.571 | 793.189 | 760.1867 | 768.8372 | 774.037 | 801.3224 | 785.927 | 838.6833 | 780.5556 | 753.8279 | 690.7365 | 631.3443 | 573.2986 | 668.5633 | 725.1579 | 938.9757 | 1065.0159 | 1195.492 | 1226.3215 | 1264.1208 | 1204.1287 | 1132.3379 | 1053.9334
2037-08-03 | 942.0262 | 850.9228 | 765.2918 | 749.5288 | 792.8604 | 913.0494 | 1048.7584 | 1029.2011 | 965.322 | 863.2424 | 799.2622 | 694.1417 | 681.6959 | 662.2722 | 687.4169 | 833.2854 | 996.5748 | 1139.2311 | 1210.9371 | 1262.6645 | 1227.484 | 1197.4012 | 1105.6202 | 1002.2321
2037-08-04 | 898.6543 | 827.81 | 770.6995 | 753.2746 | 784.4927 | 904.4612 | 1039.3024 | 1021.2565 | 973.2893 | 878.6116 | 841.2283 | 795.4 | 696.992 | 678.8842 | 668.2237 | 779.8864 | 966.7792 | 1124.0693 | 1180.6982 | 1241.2162 | 1217.4747 | 1186.2289 | 1094.5052 | 996.7227
2037-08-05 | 873.748 | 817.8696 | 761.2878 | 741.2891 | 769.4323 | 895.4981 | 1024.9971 | 1009.9985 | 986.6236 | 887.7015 | 813.2735 | 817.1584 | 765.419 | 725.7681 | 769.6775 | 873.1844 | 1034.2009 | 1127.6584 | 1171.3158 | 1207.7095 | 1192.641 | 1174.7193 | 1094.9877 | 997.0516
2037-08-06 | 867.0987 | 807.7709 | 752.2572 | 734.5217 | 772.1054 | 893.1987 | 1021.7265 | 1003.8924 | 1014.8529 | 957.3649 | 862.6868 | 834.5305 | 767.3975 | 736.663 | 749.1147 | 830.5314 | 985.9403 | 1084.0218 | 1160.0168 | 1212.2853 | 1216.1301 | 1167.8348 | 1068.2173 | 982.6066
2037-08-07 | 891.5107 | 829.6829 | 768.3845 | 748.2348 | 786.4011 | 895.285 | 1034.2975 | 1033.7435 | 1053.2685 | 936.3001 | 873.7739 | 825.6807 | 754.0759 | 740.0585 | 774.1504 | 855.675 | 1011.033 | 1129.5753 | 1148.6013 | 1163.4781 | 1148.3996 | 1161.8304 | 1089.9178 | 1024.0183
2037-08-08 | 904.5378 | 841.2393 | 785.1171 | 751.9684 | 761.5521 | 787.5208 | 839.9716 | 814.9898 | 842.5027 | 806.1678 | 769.1694 | 617.696 | 594.1573 | 511.3517 | 620.4057 | 687.9924 | 905.8921 | 1055.435 | 1135.5953 | 1178.2583 | 1170.4601 | 1140.3537 | 1090.6938 | 1030.5015
2037-08-09 | 967.3679 | 841.6907 | 784.3275 | 752.5466 | 761.2766 | 766.2102 | 799.0628 | 814.7542 | 882.2547 | 806.675 | 774.6691 | 749.5548 | 662.4185 | 601.1941 | 682.6206 | 768.4721 | 967.3307 | 1074.7024 | 1183.6833 | 1217.0892 | 1253.4366 | 1192.5704 | 1118.9822 | 1043.8108
2037-08-10 | 943.5108 | 850.3677 | 767.1625 | 751.985 | 795.1837 | 920.0569 | 1056.6748 | 1055.9109 | 1028.0475 | 922.9183 | 854.824 | 833.7047 | 722.7967 | 690.681 | 697.1558 | 791.3701 | 968.8534 | 1131.8004 | 1215.7344 | 1269.4253 | 1224.8692 | 1203.4618 | 1111.1887 | 1012.2429
2037-08-11 | 880.4246 | 806.6391 | 754.8687 | 735.8178 | 767.7383 | 888.8256 | 1026.8767 | 999.295 | 943.7964 | 855.2425 | 801.2392 | 728.4816 | 638.942 | 624.6755 | 660.369 | 783.5354 | 985.0273 | 1109.4555 | 1157.2073 | 1220.4165 | 1190.1881 | 1158.6002 | 1064.892 | 969.8354
2037-08-12 | 873.8125 | 817.3045 | 758.0379 | 739.5368 | 765.0142 | 895.4393 | 1027.4263 | 1005.4077 | 967.5473 | 847.2375 | 799.3222 | 712.0748 | 648.8985 | 631.5154 | 679.34 | 794.627 | 981.1078 | 1098.3048 | 1158.8766 | 1202.5775 | 1185.1761 | 1167.9225 | 1089.0814 | 987.6718
2037-08-13 | 877.3323 | 816.0129 | 760.9708 | 742.2524 | 780.3655 | 905.831 | 1037.0315 | 1005.9054 | 1004.3676 | 911.1527 | 829.4541 | 713.9076 | 674.6141 | 671.7937 | 704 | 803.3938 | 979.2358 | 1103.4541 | 1171.9966 | 1218.7043 | 1232.3517 | 1177.9368 | 1083.1257 | 997.1641
2037-08-14 | 889.4284 | 827.7789 | 767.1708 | 746.2757 | 782.0533 | 895.0899 | 1029.352 | 1023.3032 | 1025.1761 | 895.3194 | 822.3707 | 760.422 | 698.5333 | 710.2539 | 792.6404 | 911.454 | 1036.6111 | 1134.6642 | 1139.1733 | 1151.2613 | 1140.2598 | 1154.9027 | 1084.3041 | 1020.4444
2037-08-15 | 892.8442 | 829.3269 | 773.1263 | 741.2499 | 750.024 | 773.4108 | 826.225 | 800.6772 | 833.8912 | 765.9014 | 750.0775 | 588.5592 | 586.0574 | 518.1028 | 609.7143 | 681.3263 | 911.7009 | 1030.4236 | 1112.8499 | 1155.9035 | 1150.3194 | 1112.0441 | 1070.0956 | 1006.5213
2037-08-16 | 960.0913 | 838.3375 | 777.4856 | 745.5201 | 754.7051 | 753.7547 | 783.8273 | 761.5172 | 791.1909 | 757.0782 | 735.1787 | 699.236 | 591.3789 | 563.4014 | 704.0514 | 797.9461 | 984.5186 | 1104.0224 | 1200.8638 | 1208.5284 | 1242.4044 | 1182.3609 | 1109.5109 | 1034.0352
2037-08-17 | 933.1234 | 842.5775 | 757.2781 | 742.1407 | 776.2815 | 899.0611 | 1039.9785 | 1023.7917 | 970.822 | 868.6058 | 811.9053 | 727.3439 | 685.1558 | 704.5913 | 741.4304 | 845.5838 | 1012.5927 | 1151.2799 | 1213.168 | 1260.3219 | 1217.987 | 1189.112 | 1099.2712 | 1002.257
2037-08-18 | 895.8722 | 820.1909 | 770.4384 | 750.1617 | 781.9531 | 904.0576 | 1045.4751 | 1012.4595 | 957.5067 | 887.5409 | 821.8286 | 760.5767 | 727.7707 | 722.3033 | 780.796 | 905.8084 | 1054.0531 | 1153.3182 | 1194.7244 | 1240.5415 | 1208.6695 | 1179.9703 | 1086.9805 | 991.3762
2037-08-19 | 868.7415 | 812.4844 | 755.1312 | 734.616 | 761.2052 | 893.1248 | 1023.4483 | 1012.2385 | 976.6666 | 862.5191 | 814.4908 | 781.0036 | 650.0911 | 655.7857 | 692.4055 | 802.6258 | 1005.2513 | 1131.3951 | 1176.2241 | 1195.7551 | 1181.3914 | 1162.9285 | 1081.716 | 983.8249
2037-08-20 | 874.1771 | 810.0977 | 756.4814 | 738.1626 | 777.1212 | 900.7443 | 1037.4186 | 998.465 | 985.2148 | 903.4803 | 843.513 | 733.2256 | 699.6739 | 682.2781 | 729.6117 | 887.9628 | 1046.1121 | 1151.38 | 1196.0208 | 1227.8831 | 1226.6266 | 1171.5414 | 1075.7334 | 990.4564
2037-08-21 | 917.3788 | 857.6265 | 790.9233 | 752.631 | 766.9321 | 803.9327 | 865.8519 | 847.9812 | 910.7266 | 874.0628 | 836.4469 | 774.0609 | 641.1479 | 618.1198 | 653.2881 | 785.7941 | 952.2956 | 1099.4446 | 1117.2451 | 1097.7985 | 1101.3532 | 1133.0408 | 1066.6509 | 1010.37
2037-08-22 | 901.9922 | 835.0906 | 775.3999 | 749.2027 | 762.6289 | 788.4908 | 845.732 | 825.3323 | 874.2142 | 846.25 | 812.3866 | 752.5035 | 697.1128 | 636.0736 | 772.8337 | 812.8463 | 977.7347 | 1107.2534 | 1154.1884 | 1179.6792 | 1168.9689 | 1129.2971 | 1087.8132 | 1024.4861
2037-08-23 | 957.579 | 835.4351 | 773.0224 | 741.0823 | 749.5373 | 747.8985 | 780.7612 | 800.9805 | 874.5557 | 880.8033 | 870.519 | 855.1959 | 855.034 | 803.5763 | 874.8453 | 934.2935 | 1083.3407 | 1127.7305 | 1196.4768 | 1203.7219 | 1240.9147 | 1181.3298 | 1107.9897 | 1034.423
2037-08-24 | 934.2457 | 839.6024 | 752.7644 | 738.1694 | 780.2657 | 901.5246 | 1047.8235 | 1098.7382 | 1080.9342 | 997.475 | 933.4467 | 953.1182 | 929.5322 | 833.5254 | 884.0995 | 994.6764 | 1134.0649 | 1228.3535 | 1236.3897 | 1257.429 | 1212.4278 | 1182.3255 | 1091.8258 | 994.5906
2037-08-25 | 900.7888 | 825.411 | 771.6555 | 751.5588 | 779.6304 | 906.6932 | 1047.6197 | 1032.7935 | 1020.0895 | 923.1447 | 877.6848 | 904.0709 | 856.5218 | 829.2607 | 854.7515 | 958.6076 | 1100.1671 | 1196.6261 | 1207.6993 | 1240.8894 | 1215.8404 | 1183.3189 | 1091.2324 | 994.6193
2037-08-26 | 876.0397 | 815.2132 | 757.2638 | 737.55 | 763.2832 | 891.085 | 1024.6245 | 1025.6411 | 982.6699 | 894.337 | 815.9537 | 804.7828 | 717.5298 | 723.2805 | 851.535 | 990.7994 | 1120.1134 | 1169.8634 | 1191.6362 | 1196.5228 | 1183.6365 | 1166.5909 | 1087.1265 | 986.6265
2037-08-27 | 868.1884 | 804.696 | 749.5767 | 730.1091 | 766.2811 | 881.781 | 1010.4238 | 994.9569 | 1008.3565 | 946.1334 | 881.4678 | 856.4789 | 744.4908 | 775.8332 | 854.9374 | 925.1683 | 1052.4822 | 1134.5524 | 1176.0911 | 1210.956 | 1214.7289 | 1163.2531 | 1063.0264 | 977.8867
2037-08-28 | 869.8951 | 805.4073 | 744.0653 | 725.9839 | 762.2819 | 863.8119 | 997.2189 | 997.4346 | 973.5038 | 894.703 | 852.7491 | 804.7947 | 759.8258 | 717.5399 | 758.8186 | 852.8987 | 1014.5365 | 1117.809 | 1118.146 | 1118.6178 | 1111.9245 | 1123.1273 | 1054.5255 | 987.1715
2037-08-29 | 886.1135 | 825.3779 | 771.3593 | 740.1121 | 746.4081 | 767.5855 | 821.3161 | 783.4236 | 813.7239 | 756.9153 | 730.8627 | 576.225 | 562.6917 | 541.6427 | 670.5358 | 740.9608 | 934.2039 | 1040.6827 | 1099.0137 | 1135.7106 | 1140.3287 | 1105.6137 | 1067.2882 | 1004.2839
2037-08-30 | 954.7288 | 831.5362 | 772.538 | 737.8469 | 747.4928 | 761.1707 | 794.1772 | 760.9534 | 808.7397 | 751.247 | 734.1202 | 657.8038 | 578.9454 | 546.0489 | 647.2521 | 719.5809 | 930.3204 | 1035.6166 | 1185.179 | 1202.6628 | 1233.7288 | 1181.9555 | 1105.4264 | 1034.6631
2037-08-31 | 916.7609 | 822.2625 | 734.727 | 723.3255 | 765.5878 | 882.3207 | 1016.9849 | 1035.1949 | 1002.3356 | 890.6812 | 816.854 | 780.6899 | 679.2815 | 675.0938 | 668.3537 | 789.1315 | 942.8439 | 1052.9243 | 1152.3519 | 1220.4845 | 1166.1746 | 1159.1059 | 1068.1191 | 968.208
2037-09-01 | 867.0795 | 804.7386 | 758.6642 | 743.3336 | 773.7214 | 889.2724 | 1033.7072 | 998.6146 | 963.7147 | 827.4789 | 771.5288 | 748.455 | 713.9106 | 689.0067 | 669.7585 | 753.4479 | 950.5448 | 1064.792 | 1157.4069 | 1187.5846 | 1161.5508 | 1128.817 | 1039.2361 | 954.0071
2037-09-02 | 864.0487 | 815.0015 | 767.7567 | 748.5058 | 775.9886 | 899.2778 | 1033.3798 | 1011.828 | 983.6091 | 882.4005 | 840.7501 | 844.8372 | 742.4136 | 713.7636 | 735.9506 | 842.2402 | 1018.9536 | 1126.0191 | 1197.0588 | 1191.8753 | 1167.9989 | 1150.3304 | 1074.2705 | 983.5802
2037-09-03 | 867.696 | 805.8842 | 764.5445 | 748.1288 | 774.9005 | 893.782 | 1029.3132 | 1017.2746 | 1042.9633 | 974.4505 | 956.3291 | 956.2034 | 984.547 | 942.8064 | 854.5052 | 893.7331 | 1031.5475 | 1102.6057 | 1193.4776 | 1192.5522 | 1194.6251 | 1153.8689 | 1066.0287 | 987.1717
2037-09-04 | 876.0687 | 818.4679 | 765.4297 | 745.0285 | 778.66 | 887.8393 | 1029.1031 | 997.2506 | 987.146 | 898.7067 | 859.5346 | 819.78 | 741.564 | 760.9203 | 768.5598 | 837.6149 | 974.9311 | 1094.9625 | 1150.0369 | 1127.8863 | 1113.6587 | 1122.7519 | 1058.5365 | 996.8309
2037-09-05 | 893.3488 | 836.9931 | 788.666 | 756.7922 | 765.0348 | 795.5016 | 851.2991 | 802.0044 | 811.3444 | 749.5333 | 737.2479 | 549.2549 | 555.3571 | 514.6799 | 620.3132 | 717.6478 | 891.8352 | 1025.0689 | 1149.9746 | 1156.3434 | 1141.059 | 1103.336 | 1069.6876 | 1008.6677
2037-09-06 | 949.4552 | 831.7872 | 778.9715 | 748.4987 | 756.6584 | 759.97 | 797.7409 | 758.3992 | 781.9287 | 706.1639 | 691.5609 | 583.8878 | 524.3557 | 469.0844 | 558.8156 | 667.6085 | 876.4268 | 1006.3777 | 1176.2774 | 1170.1687 | 1210.235 | 1152.0079 | 1083.326 | 1014.9439
2037-09-07 | 955.3686 | 872.2394 | 791.0293 | 760.7561 | 786.1758 | 860.1199 | 937.444 | 907.5511 | 959.358 | 852.544 | 783.404 | 754.8217 | 666.3927 | 683.0211 | 680.3548 | 812.4652 | 968.7829 | 1108.816 | 1229.8906 | 1224.2841 | 1157.238 | 1144.5901 | 1062.493 | 974.8196
2037-09-08 | 867.3269 | 799.9715 | 753.3207 | 741.8093 | 775.6229 | 891.486 | 1035.531 | 988.969 | 938.4473 | 813.9731 | 759.6334 | 693.5935 | 645.6548 | 627.2136 | 658.7539 | 805.4292 | 988.1691 | 1081.8927 | 1179.9094 | 1202.2479 | 1169.1257 | 1136.7945 | 1050.0477 | 956.282
2037-09-09 | 862.8374 | 809.8387 | 762.546 | 743.7082 | 770.2911 | 890.4836 | 1028.0405 | 1008.0096 | 972.2323 | 846.8902 | 815.2819 | 774.6592 | 648.6429 | 660.5276 | 687.8415 | 812.4449 | 983.6284 | 1096.8675 | 1185.1443 | 1170.871 | 1158.5633 | 1142.0514 | 1067.0296 | 972.2641
2037-09-10 | 862.8656 | 804.4448 | 757.9557 | 740.264 | 772.0129 | 888.3226 | 1017.3136 | 964.5961 | 956.5379 | 856.3133 | 815.2694 | 745.3859 | 691.5821 | 688.1675 | 678.4311 | 798.632 | 989.3456 | 1095.5975 | 1190.869 | 1187.8179 | 1189.0433 | 1138.9767 | 1045.6165 | 970.5814
2037-09-11 | 870.8302 | 814.2318 | 760.6264 | 742.5357 | 777.4477 | 880.3471 | 1019.5966 | 989.3606 | 1002.2577 | 885.3829 | 836.3781 | 840.0985 | 810.0962 | 863.3954 | 886.0083 | 984.0696 | 1086.8628 | 1161.2183 | 1162.5957 | 1130.8991 | 1111.0507 | 1121.7314 | 1051.0384 | 991.8379
2037-09-12 | 881.3555 | 826.1003 | 777.3225 | 745.8207 | 754.6524 | 784.2891 | 847.9466 | 832.7419 | 883.8805 | 847.9206 | 865.4914 | 844.0315 | 865.7651 | 738.5045 | 801.5938 | 904.4227 | 1032.3634 | 1099.0391 | 1168.4732 | 1159.396 | 1142.2545 | 1098.2899 | 1059.5853 | 996.3325
2037-09-13 | 948.9079 | 829.7351 | 775.1371 | 745.1559 | 752.9295 | 761.6903 | 802.6941 | 790.1591 | 866.4003 | 845.4113 | 839.2399 | 828.9139 | 831.019 | 743.834 | 820.7221 | 866.3872 | 1030.0388 | 1076.5018 | 1195.9288 | 1177.9236 | 1206.298 | 1150.4253 | 1085.4204 | 1019.6354
2037-09-14 | 908.5762 | 821.2855 | 741.1766 | 728.5377 | 768.9754 | 892.3592 | 1033.9854 | 1016.277 | 966.4091 | 865.4639 | 831.9794 | 850.6747 | 748.3071 | 738.6746 | 733.259 | 850.1435 | 1011.5755 | 1136.4317 | 1203.292 | 1215.3319 | 1161.3267 | 1132.4124 | 1049.1658 | 959.3456
2037-09-15 | 890.3753 | 823.3917 | 780.7547 | 761.0569 | 790.8178 | 915.9552 | 1066.2748 | 1070.9394 | 1049.4038 | 937.5945 | 838.5518 | 846.5021 | 795.1745 | 721.2578 | 750.4081 | 872.095 | 1054.7416 | 1148.4964 | 1215.3623 | 1222.0945 | 1186.3265 | 1157.4381 | 1067.6823 | 980.1052
2037-09-16 | 878.9482 | 829.1713 | 780.0396 | 760.0997 | 784.9879 | 916.0808 | 1051.3143 | 1041.4813 | 1021.4396 | 899.2583 | 846.9838 | 814.7762 | 643.3385 | 649.1238 | 680.1483 | 793.6163 | 1014.0408 | 1138.9742 | 1215.9241 | 1194.6387 | 1179.1255 | 1163.7535 | 1084.3509 | 995.4032
2037-09-17 | 870.0403 | 812.0947 | 764.53 | 746.5347 | 783.318 | 899.7712 | 1036.0035 | 997.4393 | 995.3567 | 912.2798 | 833.3962 | 791.3201 | 771.9484 | 750.8785 | 734.791 | 836.337 | 1025.3739 | 1134.8843 | 1194.3683 | 1195.3187 | 1193.4309 | 1148.0429 | 1050.7039 | 976.1948
2037-09-18 | 872.7641 | 819.5948 | 763.2252 | 746.4478 | 781.6747 | 889.7248 | 1029.5419 | 999.5097 | 965.106 | 824.7264 | 781.163 | 645.9167 | 595.3277 | 607.8806 | 659.4104 | 779.7354 | 962.1352 | 1088.8661 | 1146.6596 | 1126.0107 | 1113.8517 | 1122.4069 | 1060.3942 | 997.6494
2037-09-19 | 883.1612 | 827.0295 | 779.3293 | 748.7822 | 757.7533 | 786.5125 | 848.4399 | 813.5004 | 854.6388 | 794.1407 | 764.7117 | 656.9448 | 575.5995 | 536.2178 | 650.5423 | 720.5228 | 881.4362 | 1030.1411 | 1152.2708 | 1149.4828 | 1135.1544 | 1094.7853 | 1061.236 | 1003.0141
2037-09-20 | 954.6981 | 836.1139 | 781.791 | 751.2596 | 759.9897 | 767.5711 | 807.5242 | 791.2547 | 838.5798 | 751.257 | 719.7649 | 632.4416 | 513.2988 | 478.8712 | 581.7282 | 700.8224 | 930.0427 | 1044.8486 | 1186.5087 | 1176.7511 | 1209.5406 | 1150.9251 | 1086.5631 | 1018.2557
2037-09-21 | 923.9697 | 842.7344 | 764.8025 | 750.4542 | 791.7709 | 909.693 | 1058.7544 | 1044.0588 | 1014.9681 | 914.131 | 858.5012 | 870.487 | 748.1567 | 747.8489 | 706.7062 | 829.3138 | 1038.2935 | 1177.7889 | 1236.6337 | 1237.1844 | 1191.8278 | 1162.0589 | 1078.3938 | 985.3627
2037-09-22 | 878.8115 | 814.9898 | 769.4499 | 750.1804 | 776.1905 | 896.8464 | 1045.4774 | 1049.7141 | 994.0758 | 874.8648 | 813.919 | 770.8754 | 666.7176 | 655.013 | 672.5288 | 816.8531 | 995.6183 | 1131.4576 | 1203.1674 | 1208.2725 | 1176.6429 | 1146.1495 | 1052.8291 | 965.1266
2037-09-23 | 869.9433 | 818.4254 | 767.7078 | 748.3326 | 775.755 | 904.8522 | 1043.0923 | 1025.4845 | 982.7738 | 818.1122 | 794.958 | 744.3272 | 658.3175 | 681.2897 | 745.6075 | 866.4417 | 1069.4692 | 1161.4721 | 1219.4815 | 1190.736 | 1169.3586 | 1146.587 | 1078.8832 | 988.3155
2037-09-24 | 877.3991 | 817.9608 | 771.43 | 753.2512 | 785.4901 | 911.6568 | 1047.5515 | 1004.1266 | 999.2962 | 896.9059 | 827.5195 | 724.3432 | 654.981 | 663.3223 | 667.0528 | 780.4404 | 1006.3465 | 1138.8862 | 1211.2334 | 1209.1022 | 1210.3788 | 1156.0298 | 1068.7503 | 988.7159
2037-09-25 | 891.9973 | 832.3476 | 782.0257 | 761.7237 | 793.8035 | 905.7134 | 1052.669 | 1053.1854 | 1039.0676 | 948.5444 | 866.8057 | 808.7991 | 710.6065 | 719.0804 | 763.1464 | 887.5602 | 1057.5137 | 1160.347 | 1203.1062 | 1164.3487 | 1143.4434 | 1152.707 | 1085.0808 | 1018.4021
2037-09-26 | 901.2955 | 844.0512 | 794.1786 | 762.9331 | 771.4804 | 803.5001 | 869.2335 | 853.0381 | 888.8171 | 864.7706 | 863.0911 | 816.3939 | 746.2487 | 674.7716 | 777.5461 | 808.7478 | 987.4341 | 1118.0804 | 1185.7323 | 1175.6799 | 1157.9701 | 1116.7058 | 1080.9842 | 1022.0272
2037-09-27 | 950.4486 | 832.8314 | 777.6723 | 747.4332 | 755.4333 | 770.0182 | 810.8241 | 796.8088 | 844.8247 | 801.6753 | 807.4851 | 779.0473 | 719.9146 | 638.1604 | 767.3925 | 835.7711 | 1019.2014 | 1089.3179 | 1191.3922 | 1175.4538 | 1211.5498 | 1156.8247 | 1090.0598 | 1022.8892
2037-09-28 | 925.7313 | 837.5566 | 758.3802 | 744.1941 | 779.9752 | 903.043 | 1038.6329 | 1033.5083 | 991.7118 | 871.6732 | 806.4473 | 798.1544 | 707.6491 | 671.9371 | 686.3251 | 837.5919 | 1023.6007 | 1136.107 | 1201.1719 | 1218.5761 | 1175.4103 | 1145.0979 | 1064.3158 | 974.6871
2037-09-29 | 886.6926 | 820.5311 | 777.9246 | 759.0507 | 786.8189 | 913.5947 | 1058.1638 | 1017.9655 | 973.1464 | 854.3707 | 802.5088 | 767.6846 | 682.0053 | 728.2956 | 764.1566 | 894.378 | 1054.3977 | 1149.444 | 1186.0118 | 1205.9236 | 1182.6854 | 1152.6886 | 1063.7142 | 974.9715
2037-09-30 | 858.2756 | 809.5909 | 760.2373 | 742.0271 | 762.8429 | 884.37 | 1016.9129 | 996.9244 | 945.398 | 795.1406 | 754.6529 | 727.0483 | 656.1932 | 652.1717 | 656.5281 | 789.5718 | 1000.5539 | 1106.8817 | 1166.6486 | 1155.6566 | 1150.2064 | 1132.8401 | 1053.0769 | 962.5154
2037-10-01 | 821.5623 | 764.4439 | 716.7621 | 696.2579 | 721.7105 | 829.5015 | 949.3661 | 937.1084 | 940.1691 | 858.7913 | 798.9021 | 760.7192 | 644.0973 | 653.0402 | 712.778 | 830.4785 | 997.2207 | 1109.003 | 1181.5068 | 1145.3563 | 1156.058 | 1103.7882 | 1007.1045 | 919.2024
2037-10-02 | 830.4195 | 778.257 | 725.3628 | 703.6414 | 726.2462 | 821.171 | 952.6759 | 938.7503 | 932.7445 | 832.394 | 801.6869 | 805.8129 | 701.2868 | 743.6878 | 781.2781 | 893.0918 | 1018.0347 | 1131.5496 | 1165.7201 | 1103.9043 | 1087.0444 | 1093.5525 | 1026.1414 | 951.1172
2037-10-03 | 843.0594 | 785.4522 | 734.5276 | 702.9846 | 701.889 | 722.2714 | 770.8626 | 747.4847 | 788.8506 | 765.6712 | 795.3458 | 758.5646 | 660.2255 | 620.1118 | 689.2124 | 745.3456 | 942.304 | 1081.4765 | 1152.0709 | 1116.9903 | 1110.5001 | 1068.761 | 1025.7466 | 961.2576
2037-10-04 | 902.3543 | 787.4314 | 732.5514 | 702.3348 | 701.3562 | 713.8224 | 733.8856 | 722.9006 | 776.1317 | 711.752 | 709.0973 | 713.4123 | 589.8877 | 610.5309 | 731.8509 | 845.6735 | 1008.7966 | 1091.8053 | 1219.5681 | 1164.485 | 1174.5618 | 1119.2485 | 1045.9864 | 974.5047
2037-10-05 | 867.0066 | 784.2296 | 704.2852 | 688.1168 | 718.4146 | 828.1497 | 961.7848 | 973.4731 | 941.2598 | 864.2297 | 811.3477 | 849.5835 | 735.4901 | 727.7017 | 745.9906 | 875.1197 | 1024.793 | 1161.0098 | 1207.2948 | 1178.941 | 1140.2298 | 1108.0392 | 1016.7907 | 912.5478
2037-10-06 | 835.5356 | 769.1854 | 726.2497 | 706.0657 | 726.385 | 842.0601 | 970.8502 | 959.3031 | 934.9404 | 870.1084 | 810.517 | 846.9178 | 781.8216 | 729.1007 | 758.9574 | 878.4232 | 1027.6747 | 1143.3407 | 1184.6582 | 1158.5152 | 1135.5316 | 1104.6243 | 1012.6029 | 915.2298
2037-10-07 | 818.2503 | 769.3051 | 718.255 | 699.3256 | 715.4724 | 828.8592 | 956.5637 | 954.9125 | 913.4896 | 806.2745 | 775.4883 | 800.405 | 688.3733 | 726.94 | 783.6615 | 905.8618 | 1052.4832 | 1134.4938 | 1183.483 | 1130.1744 | 1118.9505 | 1100.4323 | 1022.2249 | 922.6944
2037-10-08 | 824.2839 | 767.7302 | 720.5686 | 701.3146 | 724.5347 | 832.7092 | 955.5554 | 938.417 | 911.2385 | 815.8249 | 765.2895 | 706.4595 | 684.5822 | 752.7946 | 811.3963 | 936.5877 | 1073.2313 | 1169.3583 | 1197.3829 | 1150.6338 | 1159.561 | 1108.1635 | 1018.4401 | 937.0757
2037-10-09 | 832.4233 | 771.9211 | 721.3465 | 698.5576 | 722.3181 | 820.109 | 953.6001 | 950.4268 | 932.744 | 811.2277 | 762.8336 | 692.292 | 607.068 | 622.52 | 689.7063 | 829.948 | 1010.1421 | 1133.1117 | 1148.6379 | 1089.8601 | 1082.3391 | 1089.4944 | 1023.0744 | 955.7115
2037-10-10 | 841.4236 | 786.0028 | 736.8334 | 704.3099 | 703.1729 | 724.1242 | 776.4478 | 767.1148 | 789.9907 | 748.8346 | 732.8182 | 690.0309 | 606.1095 | 565.7368 | 674.8746 | 739.9429 | 936.6307 | 1075.3501 | 1137.9789 | 1105.7413 | 1097.5021 | 1063.4824 | 1019.3153 | 958.2342
2037-10-11 | 909.3421 | 793.2593 | 738.9611 | 708.3233 | 706.9895 | 709.8535 | 735.7709 | 730.3088 | 775.4159 | 717.6127 | 712.5529 | 679.9167 | 584.6419 | 583.5611 | 658.0258 | 786.2498 | 994.2906 | 1100.1807 | 1192.4668 | 1140.2443 | 1178.4028 | 1123.8022 | 1057.1012 | 982.2367
2037-10-12 | 874.8053 | 792.2266 | 714.4192 | 701.0826 | 737.2255 | 878.3095 | 1017.7729 | 1018.9726 | 985.2377 | 896.5993 | 841.6194 | 884.6896 | 833.3792 | 866.8511 | 883.402 | 977.7775 | 1131.1329 | 1217.4459 | 1265.1957 | 1231.7483 | 1162.1428 | 1128.7134 | 1038.1048 | 937.8304
2037-10-13 | 834.5658 | 770.8627 | 723.458 | 703.4497 | 722.1122 | 844.8113 | 976.7975 | 986.5595 | 974.3712 | 907.0082 | 851.4508 | 876.563 | 927.4507 | 811.6925 | 818.6029 | 902.0699 | 1075.1122 | 1178.163 | 1198.0142 | 1172.7745 | 1139.3108 | 1106.6365 | 1017.6878 | 926.6102
2037-10-14 | 827.8642 | 776.5692 | 724.6295 | 704.71 | 720.5563 | 848.0111 | 977 | 973.5019 | 935.7441 | 820.7534 | 809.9823 | 848.1197 | 756.7614 | 775.5857 | 849.9135 | 978.9126 | 1114.3512 | 1185.6321 | 1203.5407 | 1147.1836 | 1128.4106 | 1110.6877 | 1032.6432 | 937.6701
2037-10-15 | 835.6776 | 778.043 | 730.2574 | 710.9129 | 735.6592 | 858.4992 | 984.2131 | 1022.8573 | 1055.7441 | 971.6975 | 903.1719 | 873.1513 | 871.6385 | 813.0655 | 833.444 | 955.4779 | 1128.2684 | 1194.4939 | 1216.0384 | 1167.4929 | 1171.6613 | 1124.1978 | 1027.669 | 951.6078
2037-10-16 | 840.8988 | 783.8261 | 730.0629 | 708.1189 | 731.4733 | 838.1313 | 968.0587 | 976.768 | 974.0771 | 864.3 | 810.9301 | 797.0328 | 709.1036 | 725.3323 | 785.8614 | 911.0727 | 1079.7482 | 1174.8976 | 1167.7717 | 1105.2346 | 1091.4539 | 1097.7118 | 1028.3548 | 961.5792
2037-10-17 | 851.1908 | 794.0478 | 744.7038 | 711.414 | 709.9938 | 732.9539 | 787.1008 | 796.886 | 833.9408 | 826.2153 | 804.4746 | 734.9265 | 661.8051 | 629.8117 | 731.195 | 825.3284 | 987.3391 | 1121.9845 | 1154.5565 | 1121.0341 | 1111.6714 | 1067.9544 | 1027.2736 | 964.4852
2037-10-18 | 903.2559 | 785.7225 | 730.432 | 700.5968 | 699.2023 | 703.9991 | 728.27 | 733.0683 | 771.2124 | 734.7496 | 747.5326 | 721.9959 | 595.9276 | 602.673 | 659.8834 | 748.6465 | 979.3024 | 1090.6265 | 1190.1829 | 1136.186 | 1173.4825 | 1122.3133 | 1045.5233 | 972.3654
2037-10-19 | 866.4804 | 780.887 | 699.8516 | 684.5805 | 713.4637 | 828.9191 | 960.5112 | 958.3082 | 921.7939 | 832.3066 | 799.676 | 829.7406 | 707.2357 | 729.7187 | 778.3216 | 929.4144 | 1069.5777 | 1172.3384 | 1195.6228 | 1168.2729 | 1120.0974 | 1092.8875 | 1006.3943 | 913.8277
2037-10-20 | 841.0676 | 777.653 | 731.7029 | 711.6005 | 731.6212 | 852.7084 | 988.0681 | 1018.8212 | 978.8035 | 883.8001 | 838.2658 | 823.1524 | 723.1814 | 713.412 | 771.9454 | 895.823 | 1076.6181 | 1183.6475 | 1203.1162 | 1174.0453 | 1149.5648 | 1116.4256 | 1022.2769 | 931.3463
2037-10-21 | 823.7446 | 772.92 | 721.4226 | 701.5468 | 717.2732 | 839.8755 | 968.992 | 977.4847 | 939.3471 | 818.0695 | 774.1385 | 755.9515 | 661.7663 | 668.0562 | 736.5297 | 893.4555 | 1066.0693 | 1171.0173 | 1187.552 | 1135.563 | 1120.9367 | 1105.0549 | 1025.541 | 929.415
2037-10-22 | 815.4361 | 758.6086 | 711.1659 | 693.1149 | 717.401 | 831.0571 | 956.9657 | 950.4267 | 934.3338 | 833.2834 | 784.052 | 729.8356 | 666.8246 | 708.3833 | 730.8551 | 873.8172 | 1035.4646 | 1158.1077 | 1176.5452 | 1143.0817 | 1145.0427 | 1092.8787 | 994.447 | 914.8105
2037-10-23 | 826.6934 | 772.4068 | 719.1523 | 698.1376 | 722.0989 | 825.5528 | 957.563 | 964.6027 | 962.0066 | 889.3066 | 871.2969 | 888.5247 | 884.853 | 808.0145 | 848.5609 | 952.0108 | 1095.2419 | 1187.9159 | 1158.7437 | 1093.678 | 1085.9693 | 1087.6015 | 1018.7894 | 956.2333
2037-10-24 | 840.6098 | 784.1553 | 734.0832 | 701.5678 | 700.0327 | 720.7315 | 774.1116 | 778.7629 | 810.6739 | 763.1839 | 731.7519 | 713.8174 | 628.884 | 602.5089 | 756.0841 | 845.8519 | 987.2702 | 1105.8382 | 1135.3368 | 1103.5319 | 1096.1067 | 1053.6431 | 1011.1443 | 947.9895
2037-10-25 | 889.9913 | 772.6733 | 718.9557 | 689.2704 | 688.2217 | 688.8398 | 718.8504 | 713.6202 | 739.9366 | 680.5236 | 649.3493 | 678.7688 | 585.9471 | 622.5277 | 691.7517 | 821.609 | 997.4062 | 1107.0134 | 1185.0995 | 1123.9233 | 1151.7939 | 1091.1764 | 1024.2856 | 951.0065
2037-10-26 | 864.1124 | 779.4708 | 701.8884 | 686.0694 | 714.5627 | 827.7289 | 964.6906 | 966.2433 | 924.1738 | 823.9191 | 781.7537 | 794.2231 | 695.6094 | 737.302 | 757.0931 | 922.3541 | 1104.1378 | 1211.5383 | 1221.4514 | 1179.9 | 1125.1715 | 1090.856 | 1008.7364 | 907.7008
2037-10-27 | 810.0671 | 747.0892 | 699.7895 | 681.7197 | 700.8995 | 811.9126 | 949.364 | 940.1383 | 902.7623 | 815.7289 | 763.4251 | 779.3171 | 720.3263 | 708.2782 | 772.6275 | 919.5845 | 1084.9292 | 1174.9311 | 1176.8846 | 1149.9273 | 1102.4342 | 1067.1354 | 975.5833 | 882.8592
2037-10-28 | 807.4738 | 757.7024 | 706.5034 | 686.0601 | 701.9166 | 823.739 | 955.2555 | 971.9147 | 936.6655 | 835.565 | 786.8246 | 779.7436 | 762.2958 | 790.497 | 894.3979 | 1011.0663 | 1137.5833 | 1188.6437 | 1178.8418 | 1120.589 | 1108.555 | 1087.6308 | 1012.2196 | 911.0603
2037-10-29 | 818.4758 | 762.1724 | 715.5975 | 697.5011 | 722.76 | 838.9327 | 968.5059 | 975.5799 | 991.6632 | 932.4978 | 908.8373 | 898.8201 | 905.9346 | 796.8253 | 823.4177 | 942.5839 | 1107.7452 | 1186.0713 | 1185.3482 | 1148.4929 | 1150.652 | 1096.2893 | 997.89 | 921.6886
2037-10-30 | 816.4103 | 761.118 | 707.8398 | 687.7733 | 711.5428 | 809.1205 | 946.8874 | 967.6145 | 946.8796 | 874.6325 | 843.2498 | 830.105 | 797.8421 | 755.6105 | 813.8654 | 950.9678 | 1098.2938 | 1164.2366 | 1133.7508 | 1081.5001 | 1060.1922 | 1065.1783 | 993.2629 | 926.459
2037-10-31 | 828.7879 | 775.2562 | 725.4642 | 693.624 | 691.8726 | 713.999 | 771.7729 | 790.646 | 839.6724 | 803.681 | 785.1467 | 703.0589 | 696.7594 | 598.9056 | 714.5537 | 781.4478 | 955.8114 | 1097.5563 | 1121.289 | 1100.0693 | 1082.1549 | 1039.8332 | 995.3913 | 936.6921
2037-11-01 | 861.7299 | 748.8765 | 698.5087 | 664.8245 | 671.6746 | 699.4507 | 725.8918 | 713.1052 | 729.9373 | 680.6873 | 668.2553 | 664.9772 | 551.1804 | 522.1418 | 619.8597 | 779.1989 | 962.2987 | 1066.2546 | 1151.5957 | 1079.2045 | 1081.8186 | 1049.4117 | 990.7511 | 930.5444
2037-11-02 | 839.5078 | 758.6992 | 681.5427 | 665.3272 | 707.667 | 863.9946 | 969.3861 | 1009.5136 | 935.8053 | 815.2425 | 759.0934 | 771.6723 | 647.5131 | 632.8392 | 672.7402 | 840.6394 | 1038.0533 | 1165.2519 | 1185.279 | 1135.9127 | 1057.5229 | 1043.2725 | 977.9867 | 889.0573
2037-11-03 | 800.0984 | 734.9092 | 692.7001 | 671.103 | 701.7434 | 856.4688 | 971.4429 | 963.8648 | 930.1365 | 825.1586 | 776.6298 | 778.6287 | 679.3678 | 642.2702 | 710.0008 | 881.3349 | 1048.4143 | 1156.2858 | 1166.3586 | 1122.3502 | 1060.7357 | 1040.1959 | 970.9856 | 884.2881
2037-11-04 | 785.178 | 732.4408 | 685.1645 | 664.9774 | 695.2423 | 851.7029 | 968.1703 | 989.5978 | 942.3291 | 838.7234 | 796.4018 | 798.6171 | 719.4934 | 672.9856 | 746.1528 | 891.1336 | 1065.641 | 1157.1063 | 1173.4498 | 1094.5251 | 1043.9325 | 1040.8873 | 973.933 | 889.6569
2037-11-05 | 787.2884 | 729.7875 | 685.8318 | 667.0567 | 706.4342 | 860.9458 | 975.2852 | 989.6916 | 990.0544 | 923.9291 | 863.0484 | 828.8777 | 784.5943 | 681.4273 | 721.9327 | 846.4437 | 1035.4154 | 1150.6494 | 1161.0676 | 1102.7339 | 1075.2277 | 1036.0325 | 957.4716 | 885.7383
2037-11-06 | 793.5374 | 735.5045 | 684.7585 | 664.8504 | 703.5339 | 847.1888 | 971.6339 | 986.3398 | 936.083 | 822.1584 | 760.6815 | 746.9571 | 632.6057 | 646.675 | 707.6177 | 850.3203 | 1011.1415 | 1137.2329 | 1126.4719 | 1064.5094 | 1036.5833 | 1013.0542 | 960.7257 | 905.2853
2037-11-07 | 803.9731 | 742.5696 | 694.848 | 662.3661 | 672.4579 | 717.3918 | 776.6128 | 788.5009 | 812.3747 | 797.2867 | 816.4029 | 778.46 | 794.58 | 699.6083 | 794.1807 | 821.2733 | 957.7046 | 1070.0022 | 1081.3357 | 1057.9459 | 1036.0885 | 999.4899 | 966.6381 | 912.8321
2037-11-08 | 853.9169 | 733.2422 | 680.6481 | 649.9171 | 659.3412 | 685.1228 | 716.2227 | 716.6126 | 733.527 | 634.5282 | 627.9486 | 614.1794 | 509.6826 | 461.9729 | 595.7988 | 725.0182 | 936.6686 | 1040.6148 | 1128.8199 | 1061.6305 | 1062.6808 | 1026.467 | 965.5828 | 904.7513
2037-11-09 | 814.9383 | 728.1113 | 650.036 | 636.5789 | 678.4134 | 828.6046 | 941.7238 | 959.8417 | 887.949 | 771.2925 | 722.5257 | 712.6915 | 608.3165 | 603.72 | 694.3352 | 872.218 | 1042.9379 | 1127.5082 | 1145.3919 | 1102.2857 | 1020.9573 | 1003.2618 | 928.1954 | 847.4275
2037-11-10 | 774.4349 | 706.1878 | 659.329 | 640.5622 | 670.8868 | 819.293 | 936.3377 | 949.9032 | 929.22 | 836.6271 | 781.2147 | 777.4563 | 794.431 | 686.0432 | 724.3043 | 841.0421 | 1008.6837 | 1109.752 | 1117.4392 | 1084.0659 | 1019.5745 | 994.4798 | 920.5854 | 843.9633
2037-11-11 | 791.4754 | 738.1481 | 682.7133 | 647.6134 | 656.4006 | 729.8651 | 765.171 | 779.0161 | 792.2474 | 702.8816 | 683.1282 | 672.7289 | 668.7112 | 596.0633 | 680.4763 | 810.6972 | 956.4996 | 1056.6989 | 1059.8514 | 984.8932 | 946.1981 | 962.8252 | 908.5817 | 831.5405
2037-11-12 | 766.2242 | 703.5105 | 655.127 | 643.4251 | 677.562 | 828.3515 | 932.5815 | 941.7556 | 911.7573 | 809.0988 | 771.0469 | 732.9472 | 665.6188 | 654.6888 | 683.4669 | 815.9787 | 1001.6611 | 1110.3443 | 1123.5665 | 1068.2248 | 1044.0665 | 1009.2123 | 931.1957 | 861.9546
2037-11-13 | 776.4752 | 718.5461 | 667.6666 | 648.3533 | 687.0727 | 827.5429 | 937.7235 | 950.1847 | 917.3904 | 811.0583 | 734.9534 | 709.987 | 627.1393 | 627.9145 | 683.5996 | 832.7421 | 983.9799 | 1108.6918 | 1100.2596 | 1027.1565 | 1000.3821 | 977.752 | 939.0662 | 884.771
2037-11-14 | 797.9728 | 737.1373 | 688.9763 | 656.3287 | 666.3427 | 710.305 | 759.7027 | 785.6804 | 784.5148 | 716.274 | 685.6075 | 621.2519 | 529.4896 | 451.7187 | 592.0132 | 742.278 | 941.316 | 1047.596 | 1075.1244 | 1055.2174 | 1034.4156 | 991.5691 | 956.2147 | 903.1235
2037-11-15 | 864.0995 | 743.2938 | 690.3813 | 658.5493 | 667.0258 | 695.7509 | 722.1633 | 741.184 | 773.6966 | 702.957 | 691.6439 | 693.5994 | 610.2328 | 540.3738 | 703.7998 | 802.5982 | 991.1786 | 1075.4129 | 1151.1509 | 1079.7446 | 1081.1933 | 1044.6343 | 984.5123 | 923.6352
2037-11-16 | 824.8531 | 739.3085 | 660.1044 | 645.8055 | 688.0722 | 840.4272 | 954.016 | 996.4727 | 932.8523 | 835.8091 | 802.0109 | 844.0339 | 812.3066 | 742.4664 | 784.4028 | 930.5611 | 1075.9342 | 1148.445 | 1156.67 | 1112.7481 | 1031.6944 | 1022.0593 | 951.852 | 863.2847
2037-11-17 | 783.3311 | 718.3554 | 672.9415 | 652.6616 | 682.6304 | 833.5455 | 947.4841 | 978.0031 | 927.366 | 831.3013 | 809.5008 | 809.8479 | 857.9181 | 790.9335 | 806.9493 | 892.9499 | 1043.889 | 1122.685 | 1124.4965 | 1086.9789 | 1025.2336 | 1011.8653 | 942.6889 | 856.2432
2037-11-18 | 770.3846 | 712.0368 | 667.404 | 648.5596 | 679.1872 | 829.9916 | 952.4695 | 998.4708 | 946.213 | 812.4222 | 741.9974 | 733.1283 | 703.3382 | 632.607 | 743.8123 | 902.8928 | 1043.7457 | 1126.024 | 1133.9615 | 1083.2793 | 1031.3584 | 1008.574 | 948.4795 | 861.8754
2037-11-19 | 780.7087 | 721.7387 | 677.1303 | 658.2263 | 694.1556 | 845.8249 | 947.0792 | 977.6871 | 975.9583 | 904.8169 | 843.5772 | 826.6653 | 852.033 | 777.0059 | 839.5901 | 930.0228 | 1071.7796 | 1138.0016 | 1141.4918 | 1086.5521 | 1063.057 | 1026.5799 | 956.1326 | 878.5142
2037-11-20 | 789.6917 | 735.661 | 684.7318 | 664.4324 | 701.7961 | 844.4918 | 964.1175 | 1019.0614 | 1004.8732 | 883.0211 | 874.6007 | 880.0164 | 899.8439 | 848.9179 | 900.8589 | 1003.1331 | 1114.0106 | 1169.1201 | 1132.0409 | 1051.0767 | 1022.0058 | 1011.1217 | 970.1475 | 915.6902
2037-11-21 | 801.9528 | 740.9855 | 693.1866 | 660.6663 | 671.0507 | 715.615 | 764.5125 | 823.7148 | 861.0649 | 836.5504 | 842.3212 | 812.0443 | 833.1758 | 746.8587 | 769.1041 | 848.356 | 996.7489 | 1082.422 | 1094.897 | 1072.3508 | 1054.7266 | 1013.5904 | 975.8955 | 918.7439
2037-11-22 | 866.6653 | 745.0064 | 691.054 | 660.127 | 660.1803 | 688.1207 | 724.0023 | 774.8222 | 824.3834 | 771.5229 | 754.0677 | 772.2546 | 757.9469 | 710.5549 | 783.3226 | 841.661 | 1014.3473 | 1075.9075 | 1154.5203 | 1092.8059 | 1090.0154 | 1052.5094 | 986.3696 | 924.6738
2037-11-23 | 822.7155 | 737.5294 | 657.8092 | 643.7706 | 684.6834 | 834.053 | 957.9043 | 1017.8807 | 1001.8374 | 911.356 | 826.0966 | 841.7635 | 841.9847 | 810.5638 | 794.0347 | 922.5906 | 1069.8619 | 1148.8712 | 1147.7515 | 1104.1448 | 1026.5531 | 1004.9548 | 941.0499 | 859.0901
2037-11-24 | 768.9852 | 702.046 | 653.7735 | 635.752 | 665.3875 | 811.5698 | 927.1328 | 963.315 | 930.7871 | 826.5574 | 769.1425 | 788.1287 | 851.425 | 828.2413 | 761.5243 | 883.1698 | 1023.6553 | 1089.9673 | 1087.1426 | 1059.6174 | 997.744 | 984.1046 | 908.8159 | 825.8644
2037-11-25 | 746.7946 | 693.2829 | 643.3551 | 626.2942 | 655.8383 | 801.9757 | 916.5489 | 957.2183 | 922.7788 | 789.7274 | 740.6642 | 750.2342 | 796.4105 | 723.6345 | 741.3599 | 865.165 | 1018.6933 | 1084.9342 | 1090.9885 | 1028.5246 | 977.6944 | 977.2745 | 919.3842 | 836.3962
2037-11-26 | 796.1126 | 737.4745 | 686.0115 | 653.4285 | 674.0004 | 755.719 | 815.064 | 844.8113 | 905.2086 | 847.5298 | 780.2681 | 776.8222 | 787.4429 | 682.9952 | 711.9201 | 857.9222 | 1006.2281 | 1103.1312 | 1099.908 | 1038.5663 | 1014.4929 | 996.5882 | 908.2729 | 848.5635
2037-11-27 | 763.4198 | 701.3905 | 646.0119 | 632.9864 | 674.9863 | 813.8578 | 916.6386 | 968.7081 | 957.1786 | 870.5041 | 824.8306 | 816.7587 | 829.5761 | 784.2129 | 801.9691 | 896.9369 | 1025.9297 | 1095.1887 | 1067.4723 | 1005.4535 | 976.749 | 957.4922 | 927.8808 | 870.9683
2037-11-28 | 785.8057 | 725.6682 | 678.1274 | 647.0233 | 657.1302 | 696.5433 | 741.2297 | 792.3306 | 805.1155 | 787.2117 | 790.4534 | 745.725 | 740.0726 | 572.1412 | 708.5596 | 780.4322 | 939.3916 | 1039.3887 | 1059.5538 | 1032.4612 | 1012.3452 | 967.7317 | 934.896 | 881.6563
2037-11-29 | 840.5009 | 721.0849 | 668.0594 | 637.9965 | 646.7797 | 668.9636 | 692.5831 | 742.1264 | 768.9513 | 707.4032 | 703.0366 | 692.5425 | 661.0984 | 586.3164 | 712.9294 | 825.7785 | 993.9661 | 1056.3864 | 1126.9545 | 1064.2633 | 1068.2469 | 1027.8674 | 960.5221 | 899.7401
2037-11-30 | 820.1998 | 733.5265 | 655.7438 | 643.717 | 686.2267 | 840.2599 | 955.4257 | 1030.242 | 1000.2347 | 913.9582 | 864.3827 | 872.1712 | 898.4137 | 903.4057 | 872.9226 | 894.7074 | 1053.8132 | 1136.5474 | 1139.9794 | 1102.1625 | 1021.267 | 1006.5614 | 939.9704 | 857.1157
2037-12-01 | 757.4379 | 687.0295 | 641.2934 | 620.6008 | 649.267 | 772.9624 | 865.1626 | 892.0886 | 852.1281 | 781.1177 | 736.4496 | 724.1335 | 732.5203 | 692.3043 | 643.4441 | 767.7039 | 913.9185 | 1020.301 | 1033.3858 | 1023.1874 | 981.8895 | 974.5966 | 910.9328 | 837.5043
2037-12-02 | 737.4183 | 684.9531 | 633.0167 | 612.5909 | 636.7789 | 762.6333 | 852.2694 | 909.9474 | 877.6286 | 787.988 | 744.5909 | 732.8706 | 763.1032 | 752.8232 | 777.7777 | 787.5517 | 923.9983 | 1014.5703 | 1033.9112 | 995.0822 | 977.081 | 974.1507 | 922.5221 | 841.1944
2037-12-03 | 747.7747 | 689.0876 | 641.6705 | 621.6013 | 657.1278 | 780.7633 | 871.833 | 893.3508 | 887.5137 | 786.8487 | 680.7991 | 652.365 | 602.5544 | 594.218 | 647.5456 | 789.9756 | 915.0007 | 1026.4683 | 1045.4272 | 1014.2875 | 1008.1154 | 982.3614 | 916.9942 | 854.5163
2037-12-04 | 758.5428 | 700.1148 | 646.9669 | 624.9256 | 660.0084 | 775.2077 | 875.3871 | 919.9089 | 885.9138 | 788.8064 | 734.4127 | 728.4949 | 723.7582 | 664.7721 | 701.6982 | 800.7515 | 934.2807 | 1017.9243 | 1014.5331 | 966.6026 | 963.3414 | 953.554 | 930.0452 | 876.5048
2037-12-05 | 776.9158 | 718.1248 | 669.3381 | 635.2452 | 644.3965 | 667.7574 | 701.8521 | 753.4075 | 758.4376 | 687.4381 | 654.3318 | 596.33 | 542.9153 | 446.6406 | 579.0511 | 649.0441 | 841.0913 | 972.4819 | 1002.4467 | 997.1939 | 1005.5753 | 968.4557 | 939.749 | 894.454
2037-12-06 | 822.3207 | 703.8005 | 648.665 | 617.8739 | 626.3439 | 634.1891 | 653.8681 | 691.388 | 691.7085 | 626.6569 | 557.9581 | 552.9917 | 464.9073 | 404.0179 | 523.3702 | 636.5199 | 835.068 | 934.6446 | 1025.8929 | 987.8744 | 1017.8375 | 991.494 | 939.1447 | 883.8605
2037-12-07 | 795.535 | 711.2219 | 631.5478 | 616.3796 | 655.4689 | 782.3898 | 880.5574 | 944.3876 | 886.5916 | 787.8005 | 687.9295 | 703.8392 | 713.1558 | 619.8743 | 663.3055 | 781.4672 | 935.7882 | 1030.7833 | 1049.6571 | 1033.1524 | 977.6083 | 979.2364 | 924.6574 | 847.0096
2037-12-08 | 758.9832 | 692.2787 | 644.2514 | 623.3484 | 652.6185 | 777.0775 | 878.3312 | 920.7651 | 895.278 | 823.4943 | 761.3415 | 791.3734 | 794.3895 | 805.7913 | 794.1601 | 834.8288 | 938.1718 | 1015.7737 | 1023.4005 | 1019.7864 | 990.9899 | 987.2296 | 922.315 | 840.5965
2037-12-09 | 754.9039 | 701.8637 | 651.2362 | 630.0379 | 656.2429 | 785.9475 | 873.1257 | 925.7502 | 880.0494 | 777.8838 | 709.3736 | 703.6304 | 737.017 | 711.0975 | 729.0798 | 823.7204 | 967.6678 | 1034.9537 | 1050.049 | 1001.7185 | 986.5821 | 991.9403 | 936.5263 | 857.0915
2037-12-10 | 758.8823 | 701.0501 | 655.0941 | 633.8408 | 669.677 | 795.1511 | 875.1809 | 922.0524 | 909.3 | 832.9321 | 754.1988 | 745.9549 | 770.2741 | 692.8962 | 731.4119 | 820.2284 | 956.7722 | 1051.7638 | 1067.5497 | 1033.0231 | 1024.0888 | 1000.8047 | 939.668 | 871.4716
2037-12-11 | 771.5527 | 712.67 | 660.6425 | 636.8054 | 672.1984 | 789.7637 | 882.0745 | 934.2241 | 897.3833 | 822.8308 | 758.7364 | 742.9594 | 737.9073 | 617.4657 | 678.2453 | 826.7501 | 984.9938 | 1064.708 | 1052.4164 | 995.881 | 986.8212 | 977.2187 | 945.7283 | 896.1351
2037-12-12 | 774.1636 | 716.0735 | 667.9949 | 634.2054 | 643.157 | 668.965 | 700.8025 | 757.3927 | 763.1566 | 731.3526 | 708.7651 | 678.6279 | 707.4013 | 589.5337 | 674.4001 | 733.8072 | 882.9941 | 987.8057 | 1016.7878 | 1002.1236 | 1010.5607 | 971.3776 | 945.2844 | 893.9775
2037-12-13 | 827.302 | 708.749 | 653.8119 | 622.4834 | 630.9575 | 638.2069 | 658.8357 | 701.409 | 727.524 | 651.7978 | 609.9622 | 596.1567 | 548.3356 | 439.3128 | 538.8491 | 635.2449 | 850.8726 | 971.2088 | 1062.6999 | 1014.6944 | 1045.0362 | 1006.3457 | 950.458 | 899.4754
2037-12-14 | 794.6861 | 709.7427 | 628.9603 | 613.2008 | 652.0449 | 778.3538 | 875.2397 | 935.8601 | 879.4438 | 790.8928 | 707.3248 | 714.0747 | 668.4992 | 603.3264 | 632.0397 | 776.1062 | 926.3536 | 1049.3749 | 1072.8571 | 1049.3657 | 993.8941 | 977.8487 | 917.0655 | 850.4981
2037-12-15 | 765.1882 | 696.4416 | 647.7387 | 626.5806 | 655.7471 | 780.3075 | 882.5076 | 934.0556 | 894.4953 | 793.1731 | 726.5263 | 721.1258 | 727.842 | 602.4082 | 613.3635 | 752.7609 | 915.4045 | 1038.6755 | 1062.382 | 1040.9083 | 1006.8695 | 983.2857 | 928.941 | 849.3434
2037-12-16 | 765.8415 | 711.5562 | 660.1642 | 638.5822 | 663.9495 | 794.9406 | 893.9838 | 962.313 | 904.7807 | 780.9351 | 704.0066 | 708.9914 | 687.4205 | 607.8345 | 656.6114 | 815.7469 | 983.1178 | 1073.0571 | 1098.6183 | 1044.3432 | 1016.0684 | 1008.7945 | 954.0729 | 876.2309
2037-12-17 | 762.0799 | 701.8077 | 655.2323 | 634.5494 | 671.0464 | 795.2691 | 890.7609 | 949.5087 | 924.2268 | 824.6987 | 749.8657 | 732.0537 | 748.7843 | 648.6939 | 681.6955 | 777.3112 | 944.6301 | 1058.7681 | 1079.226 | 1043.9534 | 1034.5809 | 1002.3485 | 937.2221 | 871.5105
2037-12-18 | 782.4435 | 724.6059 | 670.9965 | 647.4051 | 682.8873 | 801.1457 | 906.8127 | 970.5811 | 943.8555 | 851.7123 | 807.1547 | 796.8046 | 801.5623 | 772.919 | 747.3509 | 870.6794 | 1004.8082 | 1082.4039 | 1067.6453 | 1009.2913 | 1002.8036 | 994.7484 | 959.3893 | 905.6731
2037-12-19 | 791.1083 | 730.6738 | 682.8336 | 648.5663 | 658.7418 | 686.2713 | 725.2744 | 796.1696 | 824.4548 | 800.5409 | 737.3079 | 682.624 | 733.2999 | 737.2095 | 713.0116 | 744.7147 | 901.4043 | 995.5615 | 1035.817 | 1022.6765 | 1025.8154 | 996.1562 | 964.7812 | 911.4213
2037-12-20 | 837.1657 | 717.8727 | 663.3967 | 630.4716 | 640.1077 | 648.8271 | 674.4076 | 733.2101 | 759.6544 | 734.5193 | 714.0343 | 657.0197 | 650.0281 | 634.5354 | 650.7524 | 720.1551 | 894.5084 | 982.9448 | 1072.9143 | 1045.5419 | 1069.7712 | 1022.1089 | 965.8159 | 907.0796
2037-12-21 | 810.9899 | 726.5865 | 645.5088 | 629.1765 | 668.5473 | 798.5324 | 903.8383 | 979.5336 | 922.6837 | 814.5002 | 727.5878 | 733.0352 | 738.5095 | 648.143 | 647.3837 | 779.9035 | 932.221 | 1064.3704 | 1099.6122 | 1069.4286 | 1018.0699 | 988.5136 | 937.5404 | 859.5545
2037-12-22 | 762.3984 | 695.7167 | 645.8027 | 624.5851 | 654.3028 | 779.2891 | 886.025 | 942.1591 | 889.0633 | 792.5801 | 722.4902 | 731.2004 | 745.4208 | 673.4223 | 606.8902 | 719.8511 | 892.9554 | 1016.3143 | 1051.5134 | 1037.7949 | 993.8571 | 969.3671 | 917.9194 | 839.7032
2037-12-23 | 741.2327 | 687.81 | 634.8179 | 614.3899 | 639.6646 | 765.9396 | 857.8936 | 914.444 | 863.0252 | 753.7853 | 680.4604 | 675.5625 | 673.0714 | 550.6986 | 611.6292 | 737.0935 | 904.7066 | 1006.3364 | 1040.0129 | 992.4132 | 966.0397 | 965.1257 | 917.9764 | 838.6118
2037-12-24 | 745.6853 | 687.2463 | 640.2277 | 620.1007 | 655.8135 | 779.2168 | 869.489 | 925.0868 | 902.792 | 813.4936 | 730.5311 | 705.6854 | 745.7566 | 677.0738 | 635.3734 | 742.5328 | 895.4526 | 996.2343 | 1046.9838 | 1020.9029 | 1007.0728 | 984.1419 | 916.9624 | 854.2872
2037-12-25 | 782.5948 | 723.7665 | 667.5202 | 627.8822 | 638.8462 | 689.264 | 745.3955 | 799.3121 | 807.1914 | 710.5342 | 670.9699 | 664.4239 | 673.9438 | 690.7313 | 611.3411 | 737.9441 | 884.1292 | 995.5794 | 992.798 | 924.2295 | 941.6265 | 962.1692 | 909.5899 | 865.094
2037-12-26 | 751.807 | 689.2551 | 635.8032 | 610.1908 | 623.4069 | 644.0803 | 679.3295 | 735.4231 | 763.3379 | 761.4368 | 727.871 | 666.0193 | 684.8993 | 648.6362 | 742.8744 | 740.1628 | 852.7323 | 934.1321 | 973.1766 | 977.1657 | 993.0972 | 953.2578 | 923.1695 | 861.7303
2037-12-27 | 802.0164 | 684.3532 | 627.5505 | 598.5492 | 607.282 | 610.8297 | 635.2054 | 691.4333 | 690.6669 | 619.0372 | 567.5772 | 569.8865 | 579.2882 | 465.7451 | 522.4946 | 594.7043 | 808.3678 | 923.1925 | 1022.9031 | 1003.1595 | 1027.4668 | 972.9286 | 919.0316 | 864.6504
2037-12-28 | 779.5851 | 695.1045 | 613.7268 | 599.675 | 638.5137 | 762.1165 | 862.5902 | 933.3019 | 886.9544 | 780.4474 | 725.2267 | 740.8673 | 744.8481 | 754.2477 | 690.3795 | 763.2764 | 897.6331 | 1005.4161 | 1031.1688 | 1014.9645 | 965.2677 | 948.0479 | 897.7382 | 821.9748
2037-12-29 | 743.1295 | 675.7093 | 626.5754 | 606.935 | 636.5119 | 758.9233 | 864.235 | 918.4813 | 870.1001 | 789.7263 | 667.3883 | 652.1185 | 672.5331 | 555.1743 | 554.3838 | 678.1274 | 845.6363 | 963.2786 | 1012.0116 | 1001.666 | 965.5632 | 929.2521 | 894.816 | 810.882
2037-12-30 | 737.9598 | 686.0872 | 633.7289 | 614.175 | 639.7999 | 767.5805 | 864.9115 | 943.2666 | 902.699 | 792.0857 | 731.306 | 727.6003 | 729.5376 | 729.1936 | 719.2195 | 769.6073 | 891.1166 | 995.0716 | 1028.3513 | 988.7086 | 966.0828 | 951.8715 | 911.066 | 829.5798
2037-12-31 | 729.747 | 675.2494 | 625.9074 | 607.9296 | 641.7619 | 768.7809 | 861.753 | 924.7021 | 881.4188 | 762.8286 | 651.5557 | 634.5774 | 654.176 | 519.4705 | 557.8434 | 685.7987 | 858.7165 | 960.4941 | 1017.031 | 991.1614 | 968.4785 | 941.8729 | 893.405 | 818.0009
2038-01-01 | 764.8976 | 727.5656 | 678.5445 | 642.3157 | 654.7072 | 729.8867 | 799.8203 | 846.1889 | 863.1764 | 749.021 | 664.2111 | 650.4106 | 606.0992 | 548.7231 | 635.5991 | 738.0405 | 927.9108 | 1021.1677 | 1021.7522 | 965.3797 | 933.4925 | 955.6449 | 903.8661 | 830.9023
2038-01-02 | 768.0054 | 712.3621 | 664.906 | 645.3222 | 660.0769 | 732.0355 | 815.1602 | 882.1241 | 901.278 | 793.4685 | 711.3353 | 688.8117 | 668.0777 | 560.1711 | 588.2923 | 735.8056 | 914.0119 | 1029.9865 | 1061.6943 | 1022.3136 | 1029.9199 | 976.1025 | 930.448 | 866.9158
2038-01-03 | 739.4904 | 685.1417 | 637.7827 | 614.4831 | 625.8616 | 667.6977 | 743.3196 | 785.4037 | 790.6033 | 669.127 | 582.6555 | 576.4085 | 580.0406 | 469.7188 | 500.4347 | 619.0142 | 857.4428 | 1000.7135 | 1054.6451 | 1003.0973 | 1007.8259 | 975.2341 | 871.4514 | 797.2813
2038-01-04 | 683.8762 | 644.1493 | 605.0796 | 594.1895 | 637.8145 | 751.9364 | 880.9292 | 897.1184 | 842.4976 | 745.4544 | 700.9378 | 651.946 | 623.9927 | 551.3995 | 655.2868 | 698.4549 | 867.5361 | 989.2897 | 1051.2754 | 1056.5275 | 1020.0983 | 945.4701 | 863.4755 | 780.3206
2038-01-05 | 752.3558 | 653.1117 | 613.2381 | 592.6702 | 634.4808 | 741.1891 | 866.7945 | 871.8061 | 826.7075 | 722.1667 | 684.0361 | 659.7927 | 691.0715 | 558.7564 | 580.6892 | 677.445 | 871.4927 | 960.9166 | 1060.3964 | 1053.1889 | 1035.1423 | 945.1148 | 871.1092 | 813.7722
2038-01-06 | 753.6919 | 698.7897 | 620.7393 | 599.5388 | 629.8595 | 766.6826 | 902.8018 | 945.188 | 876.6279 | 745.2732 | 663.9927 | 657.3903 | 649.1372 | 541.4804 | 572.8029 | 722.527 | 902.1333 | 1018.2765 | 1042.5259 | 1032.0623 | 967.4763 | 946.6658 | 878.0718 | 785.9471
2038-01-07 | 697.89 | 650.0876 | 611.5058 | 597.094 | 627.4202 | 762.3201 | 901.0063 | 921.1836 | 872.8823 | 765.7006 | 685.657 | 662.4898 | 657.8917 | 557.7914 | 556.2067 | 669.8081 | 846.0462 | 985.9452 | 1020.482 | 1013.7905 | 961.8763 | 941.1755 | 856.389 | 766.3997
2038-01-08 | 728.1462 | 691.6263 | 645.1872 | 627.611 | 667.035 | 813.3629 | 945.9179 | 990.7642 | 955.3296 | 822.0965 | 731.683 | 714.2053 | 656.4256 | 571.0503 | 615.2993 | 744.0424 | 938.2189 | 1038.8274 | 1075.4177 | 1030.5958 | 986.2691 | 961.221 | 913.8737 | 831.1354
2038-01-09 | 729.8217 | 680.6447 | 632.4662 | 609.0308 | 620.086 | 679.7856 | 762.5915 | 818.6305 | 822.4954 | 738.6687 | 669.0181 | 638.6991 | 592.8831 | 464.8857 | 489.6384 | 613.6789 | 831.107 | 957.6541 | 1013.2288 | 985.0937 | 980.9514 | 926.1777 | 871.1485 | 807.685
2038-01-10 | 757.4618 | 704.2757 | 657.1529 | 631.8296 | 644.9745 | 690.0761 | 771.4251 | 825.5239 | 814.4067 | 711.5322 | 628.4539 | 599.4801 | 559.8133 | 466.4518 | 505.8965 | 659.8807 | 874.9144 | 1024.6245 | 1095.2818 | 1043.5665 | 1051.1413 | 1002.5284 | 900.6207 | 823.4046
2038-01-11 | 708.0896 | 665.2656 | 627.5214 | 615.7595 | 659.7686 | 775.9351 | 903.5973 | 927.5396 | 902.0972 | 808.91 | 802.2648 | 770.494 | 783.4837 | 618.5397 | 688.0657 | 710.8336 | 913.2821 | 1033.6977 | 1108.5748 | 1099.8304 | 1067.0681 | 992.2514 | 906.5593 | 823.4036
2038-01-12 | 790.6447 | 693.2889 | 652.9761 | 630.5517 | 671.8372 | 786.0297 | 913.2079 | 932.6776 | 883.8596 | 771.4227 | 732.3071 | 712.7641 | 646.6438 | 531.8199 | 616.4371 | 695.9183 | 886.3884 | 1007.5389 | 1115.1172 | 1095.9508 | 1080.6523 | 999.9357 | 924.8335 | 865.3111
2038-01-13 | 775.8221 | 722.3814 | 647.3267 | 624.7572 | 655.4921 | 796.327 | 935.5309 | 983.5901 | 906.7081 | 766.3663 | 694.0422 | 671.7247 | 565.406 | 519.378 | 555.8873 | 729.1099 | 916.2926 | 1047.9565 | 1085.4633 | 1061.8316 | 1010.4678 | 986.1562 | 912.0701 | 816.8841
2038-01-14 | 736.1094 | 691.3404 | 652.8231 | 636.2548 | 666.901 | 810.2391 | 953.5806 | 992.3482 | 952.2165 | 858.4695 | 773.4196 | 760.5281 | 735.3968 | 622.2639 | 666.8772 | 787.2655 | 959.2875 | 1068.8162 | 1092.2599 | 1070.608 | 1018.961 | 1002.3286 | 913.4674 | 821.0002
2038-01-15 | 715.1194 | 676.8463 | 628.9703 | 612.4832 | 643.255 | 786.041 | 918.7101 | 960.7217 | 942.6186 | 820.2441 | 730.7563 | 709.9332 | 708.7974 | 606.5114 | 654.7491 | 776.4724 | 934.7486 | 1012.267 | 1039.1206 | 995.0089 | 960.905 | 932.2991 | 889.2769 | 809.3273
2038-01-16 | 756.3813 | 706.1301 | 658.993 | 634.0478 | 644.9013 | 713.5161 | 795.3721 | 862.5796 | 889.3887 | 808.8938 | 722.3714 | 676.4639 | 667.053 | 517.7185 | 541.3388 | 668.1093 | 869.2157 | 997.4679 | 1060.4083 | 1020.1847 | 1020.3865 | 966.3495 | 911.9489 | 844.154
2038-01-17 | 750.461 | 696.0245 | 650.6376 | 626.2015 | 637.8777 | 681.328 | 757.4573 | 807.2154 | 821.5738 | 722.556 | 649.0945 | 618.7596 | 572.8879 | 460.0128 | 502.4825 | 611.0239 | 821.7652 | 989.783 | 1071.3713 | 1009.7768 | 1023.8067 | 991.7678 | 887.8409 | 813.2335
2038-01-18 | 735.5513 | 691.531 | 649.7753 | 623.5108 | 650.8181 | 702.5568 | 778.0931 | 795.5933 | 802.2644 | 725.532 | 689.6403 | 627.4224 | 496.4135 | 453.0091 | 532.1024 | 610.2874 | 811.6209 | 967.0111 | 1068.5571 | 1075.8686 | 1052.1942 | 990.3156 | 893.861 | 810.073
2038-01-19 | 771.9908 | 666.4956 | 627.3936 | 612.7974 | 658.993 | 770.7707 | 896.6089 | 917.3855 | 872.4572 | 760.8696 | 730.8653 | 711.7025 | 634.0362 | 544.6215 | 603.8186 | 677.6459 | 877.324 | 979.3692 | 1092.8451 | 1083.6052 | 1070.5198 | 983.3211 | 905.5436 | 846.677
2038-01-20 | 748.4417 | 697.0545 | 621.3418 | 601.5812 | 631.7962 | 768.9003 | 902.7287 | 941.9037 | 903.2357 | 803.0147 | 722.7909 | 752.5457 | 774.8716 | 738.0788 | 718.8401 | 855.6728 | 966.7443 | 1026.1831 | 1053.4825 | 1040.3739 | 978.0912 | 957.3653 | 883.612 | 789.4299
2038-01-21 | 733.0193 | 685.3578 | 646.4772 | 631.2254 | 661.2016 | 803.4297 | 946.7529 | 981.4942 | 941.6228 | 852.0653 | 777.4921 | 766.4326 | 762.077 | 619.3138 | 629.3458 | 757.9552 | 912.1472 | 1032.3221 | 1078.0423 | 1063.2305 | 1011.3401 | 987.5253 | 908.8761 | 812.8991
2038-01-22 | 721.2375 | 685.0034 | 636.76 | 619.2104 | 658.4945 | 803.3431 | 934.2774 | 978.4028 | 962.6993 | 836.7325 | 756.154 | 713.4842 | 696.1171 | 592.1049 | 616.1883 | 725.6714 | 881.9652 | 999.0782 | 1055.6074 | 1010.82 | 969.0683 | 941.3613 | 900.7033 | 820.4857
2038-01-23 | 702.46 | 655.236 | 605.3816 | 583.8225 | 594.5116 | 652.9346 | 729.6016 | 777.8941 | 780.512 | 677.0569 | 566.2357 | 539.801 | 540.3652 | 463.4506 | 467.2086 | 581.0546 | 767.9154 | 869.4963 | 960.377 | 941.6023 | 939.1551 | 884.8844 | 829.7068 | 768.9928
2038-01-24 | 709.0732 | 654.8315 | 609.4067 | 588.0714 | 599.7981 | 636.422 | 710.9979 | 758.8292 | 751.5025 | 636.361 | 559.5408 | 540.5387 | 525.2547 | 424.0697 | 423.1071 | 528.6791 | 725.5799 | 883.3981 | 980.6272 | 943.1501 | 953.9915 | 935.2368 | 830.3597 | 756.5082
2038-01-25 | 681.596 | 641.4913 | 602.7297 | 593.1605 | 636.9498 | 750.5124 | 872.4167 | 889.5017 | 850.0661 | 769.9084 | 719.902 | 687.0891 | 726.2352 | 601.4355 | 665.1806 | 674.0676 | 821.4463 | 933.9768 | 1039.181 | 1042.3785 | 1016.149 | 939.3567 | 857.6919 | 779.858
2038-01-26 | 789.4008 | 689.9297 | 651.5911 | 628.2581 | 669.4279 | 784.3164 | 910.8114 | 939.9612 | 896.8589 | 792.7032 | 735.8604 | 704.7544 | 606.663 | 532.8727 | 587.4264 | 682.4763 | 863.925 | 976.2803 | 1114.7512 | 1101.179 | 1083.2081 | 1010.0944 | 933.0143 | 870.4502
2038-01-27 | 757.291 | 704.9181 | 630.2077 | 608.9379 | 639.0374 | 777.2104 | 916.8399 | 960.398 | 892.7108 | 757.2705 | 683.3375 | 691.1383 | 701.6966 | 614.0346 | 636.778 | 794.1019 | 903.0685 | 987.9408 | 1033.0795 | 1013.8017 | 962.0591 | 956.8936 | 887.9901 | 793.5317
2038-01-28 | 706.4949 | 659.8769 | 619.1437 | 605.2531 | 636.8549 | 778.3192 | 921.0368 | 950.6169 | 879.877 | 770.8669 | 703.0888 | 716.9736 | 719.9721 | 580.037 | 540.0963 | 650.3462 | 814.6247 | 934.2252 | 1025.4154 | 1014.5618 | 960.4504 | 947.9536 | 864.9279 | 777.7141
2038-01-29 | 708.8402 | 674.2541 | 628.2251 | 611.8016 | 649.4947 | 792.1488 | 927.5769 | 979.6231 | 954.0958 | 810.9285 | 729.1412 | 685.5805 | 668.8167 | 571.9707 | 584.3138 | 691.4574 | 880.5251 | 981.7356 | 1044.9965 | 996.7957 | 955.4205 | 925.4487 | 888.3387 | 809.7054
2038-01-30 | 735.868 | 687.5547 | 641.9581 | 617.8699 | 629.4511 | 696.0021 | 779.7516 | 836.4567 | 828.3492 | 737.012 | 643.1819 | 612.858 | 526.1024 | 454.9822 | 443.9353 | 587.7028 | 777.3097 | 912.5307 | 1035.1467 | 994.6839 | 990.5261 | 932.8494 | 881.4215 | 820.1261
2038-01-31 | 744.7293 | 690.9269 | 645.4146 | 622.173 | 633.2374 | 678.7942 | 754.8501 | 810.5821 | 825.5551 | 717.7209 | 650.2973 | 627.293 | 560.2227 | 454.7469 | 508.4516 | 617.5995 | 810.8799 | 970.7616 | 1082.054 | 1013.5936 | 1021.9219 | 983.5627 | 882.7668 | 808.8041
2038-02-01 | 751.3317 | 721.688 | 683.5314 | 665.7426 | 711.58 | 835.0775 | 951.1836 | 982.3014 | 918.9693 | 804.2632 | 776.247 | 764.577 | 710.2591 | 628.2205 | 679.5776 | 696.5276 | 874.2607 | 1027.3417 | 1108.6724 | 1132.7701 | 1105.4702 | 1028.9223 | 945.2607 | 870.3813
2038-02-02 | 818.6148 | 730.3187 | 688.4775 | 663.6631 | 707.8607 | 825.1094 | 937.3912 | 967.7837 | 919.5816 | 830.8593 | 801.6336 | 744.5937 | 685.5754 | 552.338 | 676.1687 | 694.3589 | 886.5208 | 965.7455 | 1087.5809 | 1094.1645 | 1098.4304 | 1014.7472 | 933.9525 | 887.0589
2038-02-03 | 802.4639 | 762.0243 | 683.1641 | 656.1539 | 689.6541 | 834.5209 | 961.3196 | 1021.0146 | 971.8873 | 852.2204 | 760.2167 | 757.8775 | 719.3993 | 674.7007 | 601.3124 | 710.2999 | 884.6521 | 1005.8027 | 1035.5383 | 1051.1579 | 999.5469 | 988.0575 | 912.471 | 835.3897
2038-02-04 | 749.2798 | 716.5145 | 671.1295 | 651.9804 | 686.9875 | 831.8048 | 957.9903 | 988.2776 | 931.3551 | 842.6097 | 753.2014 | 735.4485 | 750.3518 | 627.7942 | 585.8425 | 662.3077 | 842.1628 | 970.7843 | 1019.3546 | 1039.4889 | 995.7391 | 974.611 | 887.2461 | 811.339
2038-02-05 | 755.4927 | 729.8348 | 681.5138 | 661.159 | 704.3876 | 856.8581 | 973.9964 | 1023.1496 | 987.9378 | 821.9777 | 740.4217 | 710.0337 | 725.4079 | 624.3929 | 627.054 | 696.0795 | 857.1162 | 989.7882 | 1058.4064 | 1044.9142 | 1014.9306 | 985.1443 | 929.5495 | 857.2585
2038-02-06 | 780.8164 | 745.5812 | 696.6762 | 668.166 | 686.9819 | 769.5807 | 845.9487 | 903.9292 | 912.2876 | 821.2598 | 745.1022 | 733.6 | 684.7012 | 596.3817 | 526.1188 | 628.7887 | 830.6906 | 973.8046 | 1046.548 | 1034.943 | 1036.3771 | 976.348 | 910.4661 | 861.7801
2038-02-07 | 790.2495 | 748.6232 | 700.6557 | 674.1603 | 691.6907 | 753.9183 | 820.3612 | 876.4429 | 822.2928 | 670.8249 | 595.3689 | 578.7198 | 404.752 | 409.6337 | 424.3339 | 558.5314 | 783.2558 | 941.8059 | 1053.9742 | 1033.236 | 1051.7545 | 1020.2003 | 909.8643 | 848.2997
2038-02-08 | 746.931 | 717.4836 | 677.2448 | 660.2081 | 706.1045 | 828.0358 | 948.0026 | 964.5457 | 897.2994 | 754.3366 | 701.8586 | 671.1862 | 540.0597 | 510.2828 | 612.5842 | 649.897 | 832.1647 | 974.2252 | 1079.9827 | 1108.8038 | 1084.5695 | 1010.6057 | 926.076 | 859.141
2038-02-09 | 839.3545 | 750.3178 | 712.9412 | 684.0571 | 728.6616 | 850.2125 | 965.3643 | 987.569 | 916.1603 | 787.0447 | 739.2423 | 716.4138 | 557.9237 | 517.061 | 558.8214 | 629.1714 | 850.4626 | 972.9277 | 1112.329 | 1127.1054 | 1117.0703 | 1045.142 | 966.3623 | 918.2689
2038-02-10 | 829.5324 | 786.3385 | 711.9863 | 684.9869 | 719.5143 | 870.545 | 996.8328 | 1041.4562 | 979.5359 | 822.3607 | 747.9197 | 719.8202 | 674.1731 | 585.569 | 603.4666 | 746.8296 | 893.9528 | 1015.2382 | 1068.7254 | 1073.0907 | 1036.6144 | 1024.8534 | 950.3987 | 869.8702
2038-02-11 | 756.0087 | 725.6403 | 682.3704 | 662.3031 | 697.8894 | 846.2061 | 964.4864 | 988.1285 | 928.9165 | 808.8622 | 737.4432 | 721.4287 | 682.0042 | 586.1786 | 560.4256 | 632.9157 | 815.7563 | 967.7532 | 1031.103 | 1045.9518 | 1008.4348 | 995.1429 | 905.8857 | 830.2668
2038-02-12 | 754.549 | 731.0547 | 683.7044 | 661.7994 | 702.8485 | 855.9009 | 956.7396 | 1007.2142 | 952.2718 | 795.928 | 689.3726 | 668.5648 | 534.1431 | 478.4252 | 490.0171 | 631.3834 | 841.1339 | 943.3022 | 1030.4698 | 1017.821 | 994.5011 | 964.6488 | 923.3982 | 855.3234
2038-02-13 | 781.2509 | 744.6089 | 700.1168 | 670.787 | 689.8383 | 770.3611 | 847.8596 | 908.3937 | 937.2726 | 865.9955 | 804.9225 | 659.5858 | 659.2003 | 583.2615 | 538.1775 | 632.6987 | 812.2333 | 941.3869 | 1025.3911 | 1031.4165 | 1036.441 | 981.4046 | 924.8337 | 871.3843
2038-02-14 | 784.884 | 745.7499 | 699.892 | 673.5378 | 693.618 | 756.7621 | 833.7788 | 889.4079 | 881.4352 | 772.2404 | 697.6801 | 711.7451 | 682.2195 | 626.7387 | 522.5674 | 607.3287 | 809.9831 | 955.4304 | 1054.5976 | 1049.3433 | 1066.0478 | 1019.6495 | 916.885 | 853.5589
2038-02-15 | 793.3257 | 763.0306 | 724.7543 | 691.1333 | 723.4128 | 791.3244 | 863.4043 | 877.8368 | 880.0129 | 775.5896 | 704.8038 | 657.1008 | 557.3692 | 500.6505 | 541.1351 | 571.9476 | 753.0755 | 920.1643 | 1048.1482 | 1071.3683 | 1059.9954 | 1026.022 | 935.6968 | 872.5865
2038-02-16 | 816.8654 | 725.6913 | 684.5386 | 665.7574 | 713.6892 | 833.3841 | 946.8412 | 950.1518 | 891.1102 | 758.6125 | 681.4478 | 663.5269 | 534.8973 | 502.9197 | 545.5273 | 578.2002 | 786.914 | 908.6221 | 1066.1359 | 1089.9367 | 1085.7957 | 1019.5211 | 941.4019 | 894.8492
2038-02-17 | 806.4171 | 766.9615 | 690.7791 | 664.3475 | 698.7061 | 846.0689 | 970.2816 | 1004.3766 | 894.5122 | 772.4597 | 718.8496 | 703.3151 | 599.3331 | 514.4874 | 513.7639 | 650.9716 | 817.6268 | 953.2142 | 1022.872 | 1045.1746 | 1003.9672 | 996.5932 | 919.6377 | 839.4817
2038-02-18 | 771.9326 | 739.6842 | 701.5337 | 681.3397 | 716.8972 | 869.8223 | 1000.0357 | 1016.5502 | 952.1992 | 818.4557 | 783.7642 | 800.5516 | 802.2826 | 773.5959 | 692.6792 | 746.056 | 901.1155 | 1009.3554 | 1062.4557 | 1075.7258 | 1038.3734 | 1022.8362 | 939.056 | 864.5425
2038-02-19 | 770.138 | 745.586 | 698.4286 | 676.5584 | 710.5131 | 865.8996 | 987.4157 | 1016.7447 | 988.9072 | 843.3101 | 743.1041 | 704.6061 | 605.5172 | 523.9075 | 583.9431 | 697.3488 | 847.9836 | 964.6066 | 1042.5759 | 1039.883 | 1013.8084 | 988.6573 | 943.2636 | 872.6208
2038-02-20 | 785.2155 | 751.1559 | 704.6609 | 676.5187 | 695.5173 | 780.7856 | 858.2309 | 904.052 | 878.9724 | 759.0182 | 679.8763 | 639.5917 | 558.5525 | 517.108 | 517.344 | 634.4158 | 787.8682 | 931.7639 | 1033.5111 | 1037.1116 | 1039.2645 | 985.383 | 924.2331 | 870.0676
2038-02-21 | 776.7885 | 736.035 | 691.3243 | 666.514 | 685.3478 | 746.9402 | 819.8009 | 847.6121 | 832.0334 | 688.962 | 606.2258 | 592.9832 | 467.2066 | 457.0908 | 453.078 | 546.0807 | 767.7682 | 915.6699 | 1027.564 | 1018.1791 | 1039.2688 | 1012.4925 | 903.8243 | 843.1556
2038-02-22 | 762.9122 | 733.2635 | 696.1844 | 678.7915 | 725.0628 | 851.131 | 967.08 | 973.5171 | 907.1728 | 805.2667 | 800.0821 | 755.7379 | 712.1672 | 613.9488 | 700.7464 | 727.0678 | 877.6309 | 985.1365 | 1094.3954 | 1118.497 | 1095.3799 | 1029.5676 | 947.8199 | 876.7257
2038-02-23 | 825.9923 | 737.2024 | 698.5689 | 670.8406 | 714.6477 | 834.3802 | 946.6056 | 955.0455 | 903.8613 | 761.1261 | 708.3816 | 690.3675 | 589.6154 | 525.7452 | 602.3179 | 624.2699 | 819.5341 | 936.8704 | 1087.479 | 1102.4057 | 1104.2071 | 1027.738 | 947.7586 | 896.7317
2038-02-24 | 807.5299 | 764.701 | 688.9349 | 664.9235 | 699.3722 | 847.0325 | 970.3999 | 997.0523 | 931.2095 | 792.1856 | 702.1286 | 694.561 | 685.1397 | 596.6659 | 589.9348 | 723.5681 | 844.6315 | 975.2624 | 1030.3609 | 1053.4721 | 1008.6159 | 999.4427 | 922.8006 | 843.7617
2038-02-25 | 740.3324 | 710.0062 | 667.804 | 649.0996 | 681.9753 | 827.3035 | 952.8743 | 952.2881 | 881.6618 | 759.3351 | 697.4838 | 686.6231 | 640.2908 | 577.7004 | 650.5847 | 714.4273 | 815.9559 | 931.2578 | 1001.9919 | 1027.2891 | 986.6149 | 972.4348 | 885.1858 | 811.1947
2038-02-26 | 737.8982 | 715.83 | 666.8763 | 646.3605 | 688.8418 | 836.0906 | 951.6871 | 980.9339 | 943.8347 | 771.4744 | 686.8807 | 662.5712 | 541.8498 | 520.72 | 524.2815 | 616.2505 | 808.5337 | 938.0693 | 1013.9457 | 1012.8363 | 974.525 | 959.075 | 897.8671 | 830.7114
2038-02-27 | 745.4127 | 710.901 | 665.0004 | 640.1704 | 658.977 | 737.055 | 815.5902 | 840.4749 | 795.9006 | 628.7291 | 570.2712 | 539.5447 | 399.5262 | 445.039 | 467.6761 | 538.8601 | 738.4734 | 857.4658 | 943.6481 | 954.7867 | 965.6901 | 928.1687 | 867.8624 | 819.1163
2038-02-28 | 773.6835 | 736.442 | 688.3952 | 662.7927 | 681.1006 | 741.7681 | 811.32 | 852.4932 | 859.3614 | 734.9472 | 667.8235 | 676.9802 | 660.7443 | 583.6864 | 629.2989 | 702.8519 | 864.5846 | 970.814 | 1066.0923 | 1055.3226 | 1064.263 | 1014.57 | 905.3096 | 845.2051
2038-03-01 | 813.1928 | 708.4232 | 665.4574 | 637.975 | 678.5955 | 793.84 | 904.7363 | 953.0155 | 914.5061 | 812.8283 | 783.5687 | 762.2126 | 700.6238 | 597.6889 | 644.9928 | 676.0898 | 836.1684 | 960.4126 | 1105.9204 | 1111.4741 | 1090.0403 | 1044.3304 | 973.1764 | 911.7795
2038-03-02 | 789.1676 | 727.9972 | 657.6 | 621.8059 | 659.7816 | 796.2155 | 917.5126 | 965.5563 | 892.0186 | 769.6888 | 705.158 | 699.4607 | 635.148 | 551.8872 | 496.5723 | 605.8845 | 793.736 | 937.3433 | 1018.1683 | 1062.9179 | 987.2169 | 975.9261 | 894.2414 | 811.5508
2038-03-03 | 720.4944 | 683.1225 | 637.2899 | 611.7417 | 639.2902 | 773.0856 | 896.1586 | 923.5679 | 853.951 | 764.0626 | 689.3838 | 616.3946 | 551.5299 | 492.7328 | 567.0287 | 662.3443 | 786.1643 | 906.1225 | 975.8787 | 991.6304 | 929.8424 | 959.4415 | 887.2464 | 798.1124
2038-03-04 | 725.2298 | 695.3521 | 653.7931 | 625.092 | 654.9653 | 799.0851 | 916.1758 | 970.3057 | 917.68 | 801.5174 | 731.7073 | 720.0437 | 670.2135 | 570.0538 | 618.2892 | 712.5279 | 867.55 | 946.5993 | 1012.0367 | 1018.3642 | 972.4482 | 982.7049 | 900.3092 | 815.23
2038-03-05 | 726.1493 | 693.9835 | 648.4002 | 619.3972 | 654.7699 | 785.0412 | 897.2578 | 916.988 | 871.745 | 722.3992 | 639.4404 | 506.2721 | 400.1573 | 382.8075 | 411.6898 | 518.9569 | 691.7333 | 852.8162 | 962.666 | 965.0152 | 947.8948 | 923.8708 | 892.5371 | 826.7769
2038-03-06 | 752.8464 | 707.0487 | 662.7645 | 627.818 | 639.8715 | 702.0607 | 783.5208 | 824.4449 | 775.6481 | 658.6599 | 578.2828 | 478.537 | 347.5385 | 313.1766 | 322.9979 | 462.717 | 648.6811 | 834.4222 | 970.4503 | 951.9395 | 960.7027 | 954.7481 | 894.1543 | 847.0094
2038-03-07 | 753.0047 | 712.8075 | 670.5854 | 626.4656 | 635.4018 | 639.1175 | 683.2406 | 703.5931 | 687.157 | 593.5296 | 551.2258 | 451.1598 | 356.0759 | 337.3143 | 481.9242 | 531.3862 | 722.4194 | 877.4352 | 1002.2566 | 1013.9983 | 1043.5176 | 1004.7626 | 924.004 | 839.7388
2038-03-08 | 788.496 | 678.7258 | 634.607 | 604.3206 | 637.8835 | 719.5646 | 854.2135 | 882.7515 | 825.0115 | 723.6325 | 687.7523 | 685.9401 | 555.1022 | 571.6092 | 627.0521 | 616.5198 | 777.0643 | 870.898 | 1047.728 | 1064.98 | 1073.6941 | 1022.3765 | 948.0713 | 885.7898
2038-03-09 | 809.8359 | 746.0816 | 675.7398 | 630.7355 | 660.1991 | 772.2735 | 921.3267 | 975.8696 | 912.1354 | 788.2434 | 692.6577 | 672.6102 | 544.4681 | 496.3728 | 525.2677 | 627.323 | 779.9447 | 932.6152 | 1040.0015 | 1072.1837 | 1033.9191 | 1025.461 | 933.7353 | 844.8961
2038-03-10 | 743.4232 | 699.0509 | 654.3637 | 618.3932 | 636.1042 | 751.7053 | 901.5632 | 917.0412 | 839.5461 | 702.7207 | 649.3167 | 586.8409 | 453.5947 | 433.0721 | 476.3886 | 613.054 | 763.1764 | 911.3422 | 1001.1644 | 1017.7605 | 996.301 | 1012.8589 | 932.439 | 833.9262
2038-03-11 | 733.3293 | 697.0246 | 653.5744 | 617.7739 | 636.1723 | 753.3598 | 896.7523 | 951.1892 | 924.8062 | 814.5127 | 750.844 | 737.2736 | 707.6381 | 574.8647 | 599.8267 | 657.7423 | 821.4797 | 943.92 | 1028.6264 | 1032.4752 | 1015.9326 | 1012.2281 | 920.3616 | 833.9664
2038-03-12 | 755.5988 | 714.365 | 670.4133 | 631.8283 | 657.9452 | 768.6744 | 905.7338 | 950.6403 | 954.0399 | 820.3243 | 730.3057 | 689.704 | 632.4186 | 554.5201 | 547.3502 | 605.5828 | 758.7144 | 903.4831 | 1019.3991 | 1019.421 | 997.9668 | 1006.219 | 944.4239 | 872.7098
2038-03-13 | 774.4438 | 726.8705 | 680.2156 | 639.1094 | 647.3013 | 698.2004 | 781.3531 | 810.3695 | 786.2787 | 691.0196 | 619.6048 | 596.251 | 451.2207 | 449.2484 | 456.8286 | 566.005 | 751.1009 | 911.2538 | 1024.2917 | 992.9337 | 1004.7542 | 995.2843 | 932.4717 | 879.5405
2038-03-14 | 764.7774 | 720.6147 | 680.1291 | 635.3505 | 643.5395 | 658.2353 | 702.5427 | 713.7007 | 727.5003 | 660.6137 | 643.9862 | 587.6267 | 468.5635 | 451.2418 | 535.2318 | 590.1248 | 757.5946 | 894.5557 | 1028.5084 | 1054.4847 | 1063.7372 | 1028.9546 | 943.58 | 855.8883
2038-03-15 | 795.1112 | 686.6025 | 641.4476 | 611.2763 | 645.2828 | 736.6887 | 869.9151 | 883.6617 | 849.4272 | 723.5967 | 682.5381 | 639.4897 | 506.3031 | 481.0928 | 555.6194 | 624.036 | 769.674 | 890.9055 | 1078.6262 | 1092.3422 | 1080.6946 | 1035.2681 | 958.5357 | 891.6029
2038-03-16 | 775.8024 | 712.384 | 636.1775 | 596.8814 | 625.8406 | 740.4793 | 885.0648 | 893.7241 | 815.866 | 691.4553 | 579.6499 | 528.4592 | 412.4334 | 445.1964 | 424.8472 | 526.2229 | 714.0245 | 881.3032 | 982.6401 | 1044.4406 | 991.9495 | 978.3253 | 884.6187 | 793.8681
2038-03-17 | 730.941 | 688.6222 | 640.515 | 606.2979 | 623.9506 | 740.6103 | 890.4367 | 897.0649 | 809.355 | 688.8985 | 610.4728 | 492.0622 | 407.7804 | 368.0612 | 412.528 | 544.8663 | 718.0428 | 885.0963 | 993.8394 | 1019.0902 | 976.5497 | 985.0324 | 907.9239 | 812.2659
2038-03-18 | 710.1526 | 673.9368 | 630.2156 | 595.4233 | 612.8992 | 734.14 | 874.6376 | 886.6601 | 842.3469 | 706.1785 | 624.6481 | 585.1743 | 469.0438 | 446.0525 | 487.5747 | 554.9885 | 742.7365 | 882.8841 | 990.5776 | 1013.3947 | 989.8192 | 977.7455 | 884.6721 | 795.6793
2038-03-19 | 731.9338 | 691.9825 | 644.2621 | 608.5814 | 636.065 | 749.2796 | 882.8473 | 891.5299 | 872.8769 | 763.857 | 691.3799 | 667.3168 | 581.9276 | 543.9927 | 570.1225 | 602.8397 | 741.5673 | 871.6152 | 993.4543 | 1001.2659 | 979.8059 | 973.3255 | 910.2498 | 838.6828
2038-03-20 | 766.666 | 717.5889 | 668.3644 | 628.6641 | 636.0312 | 684.679 | 766.7804 | 783.2421 | 777.0087 | 661.0458 | 617.1951 | 592.5113 | 434.0237 | 440.3131 | 478.303 | 570.6774 | 734.53 | 886.209 | 1009.8011 | 995.283 | 983.3479 | 978.8457 | 918.186 | 864.06
2038-03-21 | 762.8255 | 719.1001 | 676.7189 | 633.2151 | 641.8027 | 656.5686 | 701.15 | 696.5969 | 710.4973 | 653.2923 | 639.4908 | 569.7665 | 444.4405 | 380.1001 | 482.0857 | 543.2399 | 720.0765 | 863.6315 | 1014.1514 | 1043.1593 | 1055.5415 | 1014.057 | 933.0624 | 850.1963
2038-03-22 | 812.7631 | 704.8405 | 661.6284 | 629.1294 | 663.3011 | 760.1929 | 895.618 | 902.0918 | 865.743 | 765.0653 | 747.3783 | 759.1052 | 682.8642 | 599.4541 | 654.6933 | 638.0623 | 846.4064 | 935.2392 | 1097.8533 | 1110.592 | 1113.2293 | 1058.0082 | 976.29 | 912.9825
2038-03-23 | 804.8279 | 742.1642 | 668.1431 | 626.6007 | 648.1801 | 768.3729 | 919.0166 | 924.3646 | 862.7041 | 740.9916 | 668.7187 | 646.655 | 487.9289 | 478.7867 | 491.5338 | 634.0866 | 793.3485 | 923.4161 | 1013.885 | 1058.3669 | 1016.2325 | 1012.4566 | 919.4987 | 834.0878
2038-03-24 | 742.123 | 698.7702 | 653.8199 | 617.9896 | 636.4258 | 747.7901 | 902.641 | 891.1193 | 834.6243 | 767.2288 | 690.0755 | 697.5553 | 656.1498 | 554.0328 | 581.8657 | 639.4471 | 771.5714 | 915.0088 | 998.6725 | 1021.0384 | 990.8679 | 995.4197 | 927.8941 | 833.1106
2038-03-25 | 742.478 | 704.3486 | 664.2929 | 627.3099 | 645.1512 | 763.5955 | 906.1243 | 899.0201 | 870.1456 | 760.4109 | 733.1873 | 728.375 | 612.8733 | 559.1752 | 571.4776 | 638.3065 | 808.8212 | 934.1159 | 1031.7207 | 1043.7111 | 1027.0579 | 1023.4715 | 933.5296 | 846.1737
2038-03-26 | 786.0775 | 749.6233 | 698.6929 | 642.2056 | 642.9763 | 688.5095 | 759.6518 | 747.0517 | 788.6281 | 684.2961 | 625.8175 | 519.7998 | 390.6529 | 376.3631 | 394.4825 | 516.9523 | 699.6955 | 880.5246 | 980.4169 | 959.477 | 967.9742 | 993.3213 | 932.5751 | 870.7175
2038-03-27 | 782.5348 | 725.6918 | 677.6333 | 640.2189 | 651.79 | 703.4754 | 786.0451 | 776.2918 | 750.389 | 628.9492 | 557.8292 | 383.6164 | 326.6311 | 300.0854 | 318.4594 | 439.8683 | 687.5255 | 912.0216 | 1047.5783 | 1029.4803 | 1005.7785 | 1004.6667 | 943.1892 | 888.0855
2038-03-28 | 768.9212 | 722.9168 | 677.2765 | 635.3948 | 648.7574 | 666.526 | 707.9469 | 661.6755 | 697.6489 | 634.0005 | 625.9378 | 540.9608 | 416.3133 | 375.1161 | 451.6826 | 491.2346 | 682.4234 | 877.2226 | 1040.1108 | 1059.5118 | 1065.7405 | 1017.8934 | 938.0632 | 858.7291
2038-03-29 | 812.0461 | 699.5194 | 655.7387 | 625.676 | 665.4491 | 761.6275 | 880.2068 | 867.7755 | 820.6231 | 710.9507 | 643.6794 | 583.1707 | 447.9097 | 415.1243 | 497.3427 | 565.1832 | 760.3759 | 894.0228 | 1095.1551 | 1103.4777 | 1106.0159 | 1056.284 | 981.1803 | 914.9996
2038-03-30 | 809.385 | 742.8663 | 668.4263 | 627.758 | 664.7221 | 784.3204 | 913.393 | 889.6972 | 840.801 | 695.8294 | 599.141 | 529.8403 | 411.1984 | 398.408 | 413.1796 | 521.2528 | 720.7379 | 929.9766 | 1040.7832 | 1090.6034 | 1038.9443 | 1019.9615 | 925.7958 | 843.9572
2038-03-31 | 761.8062 | 717.5928 | 672.5516 | 638.8772 | 666.7509 | 785.6429 | 930.1382 | 905.423 | 830.5201 | 739.1489 | 708.2283 | 716.148 | 627.1367 | 563.2371 | 573.0303 | 661.0824 | 837.8209 | 985.6992 | 1071.1355 | 1075.3704 | 1037.4698 | 1048.5222 | 969.3549 | 868.3943
2038-04-01 | 785.4995 | 746.9811 | 695.6425 | 668.2853 | 697.8465 | 817.8004 | 934.6371 | 938.9051 | 929.3431 | 802.1839 | 757.761 | 706.2868 | 591.1606 | 550.7972 | 598.7552 | 702.6201 | 929.6962 | 1024.6871 | 1092.0279 | 1098.1371 | 1114.1767 | 1088.9658 | 979.7577 | 906.8732
2038-04-02 | 791.4387 | 750.6348 | 691.0499 | 659.7133 | 699.1554 | 810.2713 | 932.9372 | 929.4858 | 955.3774 | 831.7109 | 754.4413 | 655.9328 | 564.0152 | 569.0885 | 635.5752 | 730.1315 | 894.9189 | 996.5422 | 1064.9067 | 1052.644 | 1061.8273 | 1056.006 | 978.7174 | 921.1945
2038-04-03 | 804.5999 | 755.6832 | 696.3107 | 660.603 | 675.9504 | 722.343 | 800.1412 | 803.1955 | 801.3918 | 689.6104 | 638.0248 | 473.4673 | 405.2122 | 441.093 | 502.64 | 650.2096 | 812.4822 | 952.0484 | 1044.3595 | 1014.3552 | 1045.0054 | 1030.9237 | 953.4942 | 914.7619
2038-04-04 | 790.7544 | 749.2668 | 693.236 | 654.2139 | 669.5113 | 675.0662 | 712.3592 | 687.3539 | 745.3532 | 670.6965 | 622.6541 | 506.4279 | 413.7184 | 335.574 | 454.764 | 557.1579 | 751.8492 | 912.8837 | 1031.1189 | 1058.5283 | 1105.0542 | 1048.1042 | 955.1041 | 887.6993
2038-04-05 | 819.8045 | 712.1445 | 655.9441 | 634.0481 | 678.2204 | 767.5362 | 886.8941 | 867.0272 | 821.5541 | 730.7595 | 694.6574 | 637.8407 | 575.4957 | 481.2843 | 558.353 | 593.0978 | 819.3464 | 921.3252 | 1087.8599 | 1096.9445 | 1123.6447 | 1065.0612 | 974.1447 | 929.6967
2038-04-06 | 827.1431 | 764.9784 | 679.1888 | 644.9247 | 683.4623 | 797.7214 | 922.4608 | 905.6269 | 848.3479 | 741.7072 | 657.732 | 600.3508 | 478.9184 | 469.1075 | 491.9592 | 612.3794 | 820.2849 | 959.3185 | 1050.7516 | 1103.2588 | 1081.3811 | 1041.0578 | 937.5715 | 868.0198
2038-04-07 | 752.5934 | 712.6128 | 654.5374 | 630.1977 | 659.5308 | 770.0423 | 905.1935 | 909.5232 | 872.7195 | 782.6868 | 696.1449 | 680.9236 | 636.4186 | 564.7091 | 677.5528 | 776.4047 | 895.3116 | 979.7806 | 1026.123 | 1043.3105 | 1025.3725 | 1022.4483 | 929.2998 | 852.7652
2038-04-08 | 734.8356 | 700.9938 | 646.5556 | 621.0525 | 649.8519 | 762.6324 | 883.233 | 884.9381 | 895.8369 | 762.2834 | 685.3543 | 651.4827 | 545.7299 | 530.0885 | 539.8091 | 630.0846 | 824.4385 | 919.7816 | 1014.6104 | 1032.7046 | 1040.9473 | 1017.9759 | 904.3111 | 838.9069
2038-04-09 | 752.7514 | 714.6647 | 656.7379 | 626.9169 | 664.4026 | 771.4163 | 886.8427 | 862.1552 | 873.0905 | 738.0698 | 648.6888 | 500.044 | 482.4048 | 456.6614 | 501.4387 | 600.8479 | 778.0574 | 907.8396 | 1001.4921 | 1006.8509 | 1009.3881 | 1001.8967 | 919.5904 | 871.8686
2038-04-10 | 776.9397 | 729.3724 | 669.3041 | 634.6217 | 649.1655 | 692.0985 | 763.4389 | 753.7157 | 737.4977 | 643.7877 | 591.7822 | 441.3228 | 398.4803 | 364.3776 | 418.0013 | 556.1867 | 759.3977 | 902.3714 | 1011.5559 | 995.2201 | 1017.1189 | 996.5602 | 924.7827 | 889.3975
2038-04-11 | 782.9354 | 736.8631 | 679.4239 | 641.0765 | 655.2161 | 660.0206 | 688.1267 | 678.1672 | 720.9106 | 636.3684 | 631.8576 | 534.5369 | 413.8213 | 325.3916 | 443.3024 | 532.5859 | 752.8228 | 892.1147 | 1024.5917 | 1053.2189 | 1085.8717 | 1026.4575 | 932.5802 | 872.0727
2038-04-12 | 804.3767 | 698.1248 | 649.7286 | 621.5678 | 668.3195 | 751.6849 | 863.9234 | 821.1652 | 795.2236 | 703.6409 | 648.5886 | 531.3785 | 481.5414 | 432.8485 | 492.8005 | 569.6779 | 763.1305 | 895.988 | 1065.1723 | 1075.7524 | 1096.1415 | 1044.5238 | 949.6901 | 909.8636
2038-04-13 | 834.5867 | 772.5758 | 686.1828 | 650.2032 | 688.724 | 804.0375 | 931.7952 | 924.6995 | 868.3589 | 745.584 | 615.8907 | 533.0678 | 451.8363 | 438.8467 | 501.8207 | 669.702 | 869.6601 | 972.6103 | 1058.2112 | 1114.6491 | 1083.4589 | 1050.4674 | 947.4216 | 877.4417
2038-04-14 | 766.2137 | 725.9671 | 667.1132 | 640.6278 | 669.6552 | 783.1664 | 913.8479 | 899.4606 | 878.7893 | 757.9478 | 680.7173 | 683.5552 | 594.1582 | 559.2366 | 584.9937 | 707.3535 | 867.2543 | 983.4423 | 1027.2577 | 1056.7502 | 1043.9728 | 1035.6706 | 943.2222 | 867.0336
2038-04-15 | 759.5857 | 723.9374 | 673.0322 | 646.6872 | 676.4576 | 793.9244 | 918.0333 | 900.8194 | 863.1115 | 753.8754 | 668.513 | 545.1232 | 510.7663 | 485.5493 | 547.2765 | 628.47 | 827.4781 | 948.7618 | 1044.2497 | 1064.7353 | 1074.2838 | 1052.8143 | 943.7311 | 870.0206
2038-04-16 | 777.9241 | 738.8453 | 679.8783 | 652.0171 | 690.1371 | 803.0425 | 912.8909 | 907.5623 | 918.478 | 803.7764 | 736.1312 | 638.3625 | 586.6908 | 575.4876 | 580.7563 | 671.9278 | 836.4496 | 964.4231 | 1025.877 | 1031.5058 | 1051.9829 | 1041.2332 | 962.4888 | 909.7248
2038-04-17 | 811.8437 | 762.0262 | 704.2023 | 667.8331 | 682.4859 | 730.7236 | 782.4033 | 801.671 | 838.4674 | 754.2958 | 703.0116 | 658.8436 | 516.316 | 497.531 | 523.8241 | 641.8032 | 837.4395 | 974.5155 | 1051.4175 | 1026.6579 | 1052.6591 | 1030.7807 | 956.5727 | 923.5985
2038-04-18 | 792.7266 | 751.5084 | 698.7557 | 658.2268 | 673.1454 | 681.4218 | 703.2317 | 672.0509 | 693.7716 | 617.6239 | 580.9891 | 370.9134 | 346.5126 | 294.7571 | 440.8332 | 521.7907 | 737.7059 | 896.7168 | 1042.7859 | 1063.3826 | 1101.4159 | 1048.8486 | 956.6117 | 892.8111
2038-04-19 | 834.6132 | 726.2186 | 671.5108 | 649.3631 | 693.0519 | 774.4611 | 885.142 | 875.6224 | 886.2414 | 804.958 | 763.736 | 745.0631 | 622.0642 | 556.7683 | 632.1459 | 676.9581 | 884.4058 | 958.4979 | 1095.1855 | 1106.3928 | 1136.7142 | 1082.8497 | 989.6184 | 942.6567
2038-04-20 | 836.8721 | 774.9019 | 686.2526 | 653.6675 | 693.0326 | 806.6053 | 924.9036 | 923.6062 | 890.3617 | 804.5078 | 757.9617 | 756.183 | 669.0244 | 588.2303 | 603.7734 | 726.5426 | 873.5152 | 997.8301 | 1077.8487 | 1124.9293 | 1092.7555 | 1062.3414 | 954.7228 | 888.3138
2038-04-21 | 774.7074 | 733.076 | 678.7882 | 650.0439 | 679.3457 | 795.4917 | 917.7474 | 915.8485 | 868.5337 | 791.9687 | 727.2719 | 669.1987 | 580.6219 | 576.5557 | 650.683 | 758.2805 | 913.2501 | 1001.3335 | 1068.3719 | 1081.8203 | 1063.6093 | 1054.1051 | 962.7513 | 886.5709
2038-04-22 | 775.0618 | 740.4876 | 687.2172 | 659.2385 | 688.3695 | 813.1116 | 930.8071 | 910.5745 | 915.7047 | 764.683 | 694.9603 | 595.7251 | 608.3971 | 632.7289 | 640.3167 | 707.5632 | 902.3452 | 993.9832 | 1084.0642 | 1097.6906 | 1099.2705 | 1070.6219 | 961.8265 | 894.0216
2038-04-23 | 817.2669 | 782.1598 | 717.4428 | 668.1338 | 686.7295 | 730.0767 | 777.3609 | 756.9025 | 825.8115 | 747.8262 | 693.406 | 591.0575 | 546.3197 | 505.1019 | 520.2784 | 660.6739 | 843.2539 | 949.9844 | 1022.5302 | 1008.2066 | 1020.1168 | 1030.1545 | 954.2805 | 911.5527
2038-04-24 | 806.1558 | 759.4455 | 694.9931 | 662.2241 | 680.3182 | 728.8353 | 791.5711 | 774.5316 | 807.9953 | 709.7271 | 664.3107 | 574.3465 | 495.3388 | 444.4796 | 491.5255 | 632.6172 | 804.7687 | 949.6849 | 1047.3159 | 1040.2596 | 1057.3332 | 1043.8387 | 962.6474 | 927.1512
2038-04-25 | 798.5947 | 752.8483 | 695.7232 | 656.5916 | 668.7998 | 679.6709 | 703.8616 | 664.6427 | 682.0349 | 587.1635 | 558.437 | 370.6111 | 400.0683 | 311.8149 | 460.4754 | 509.3447 | 729.9333 | 887.9035 | 1038.2742 | 1066.3261 | 1100.501 | 1044.9398 | 952.1598 | 890.8146
2038-04-26 | 834.4066 | 725.1985 | 672.9744 | 649.0875 | 692.3668 | 787.5777 | 895.7063 | 865.8601 | 835.581 | 721.9405 | 689.6183 | 575.701 | 568.8976 | 533.5763 | 621.2154 | 665.9021 | 864.7121 | 942.9782 | 1106.4628 | 1124.6096 | 1154.7974 | 1093.5493 | 1002.4807 | 953.251
2038-04-27 | 844.1605 | 773.8678 | 688.7933 | 655.5736 | 699.795 | 812.2702 | 934.0762 | 910.8737 | 878.0393 | 756.0928 | 667.7284 | 653.8572 | 581.9529 | 574.2807 | 621.3759 | 745.1329 | 904.4463 | 1001.7317 | 1082.9963 | 1125.6505 | 1083.5901 | 1049.4563 | 950.0115 | 880.4538
2038-04-28 | 757.8278 | 721.8976 | 663.4586 | 636.987 | 668.6897 | 776.5195 | 892.246 | 874.3564 | 843.866 | 735.924 | 672.5448 | 641.9356 | 548.9626 | 532.4554 | 585.2156 | 676.0481 | 855.7526 | 969.451 | 1031.5173 | 1058.0391 | 1031.5918 | 1028.3817 | 932.3802 | 857.8997
2038-04-29 | 754.5994 | 719.6656 | 664.3033 | 638.5125 | 671.2598 | 784.6003 | 893.4448 | 867.0986 | 847.3515 | 714.3463 | 678.156 | 546.547 | 563.1599 | 547.9875 | 601.7453 | 704.7059 | 884.4288 | 960.9962 | 1037.4516 | 1069.1787 | 1064.8335 | 1038.8675 | 932.2881 | 863.2949
2038-04-30 | 764.4761 | 730.7044 | 669.7417 | 641.7648 | 682.7078 | 785.1077 | 893.9605 | 876.7421 | 900.299 | 800.8352 | 724.4682 | 646.2545 | 559.7206 | 553.5963 | 537.7711 | 654.8517 | 808.534 | 910.5374 | 987.588 | 1003.1758 | 1017.4276 | 1012.0003 | 937.0783 | 885.0043
2038-05-01 | 821.7695 | 758.0461 | 714.9541 | 688.0895 | 701.7687 | 737.0742 | 751.4506 | 721.6106 | 716.3722 | 595.5204 | 562.9515 | 411.8195 | 399.295 | 376.7635 | 456.679 | 568.0912 | 788.4945 | 933.2498 | 1003.6105 | 992.8452 | 1011.081 | 999.9094 | 946.5697 | 909.4844
2038-05-02 | 818.0966 | 761.3956 | 720.6727 | 690.9359 | 704.7831 | 706.9082 | 707.4843 | 641.381 | 693.0064 | 629.4869 | 602.6598 | 475.9128 | 440.5722 | 393.8961 | 517.1372 | 559.3077 | 721.3241 | 888.3119 | 1007.35 | 1050.3257 | 1086.377 | 1035.3466 | 969.384 | 901.5419
2038-05-03 | 862.0281 | 738.8492 | 699.6365 | 684.8859 | 727.8298 | 790.4795 | 879.719 | 822.684 | 821.8101 | 748.8288 | 729.7214 | 661.0088 | 586.7037 | 596.1834 | 665.9354 | 693.2068 | 849.1329 | 935.0978 | 1071.3473 | 1090.9085 | 1113.6704 | 1065.9406 | 1002.0204 | 955.1386
2038-05-04 | 877.9279 | 799.8483 | 728.199 | 700.4845 | 731.1696 | 828.3225 | 924.8656 | 898.9974 | 926.9796 | 812.8965 | 728.107 | 807.9156 | 714.6941 | 618.9849 | 642.5774 | 767.3597 | 923.7779 | 1034.2015 | 1065.2587 | 1106.0334 | 1074.9332 | 1051.7186 | 977.7737 | 906.7239
2038-05-05 | 815.5535 | 760.0535 | 721.5667 | 700.1689 | 726.6193 | 823.814 | 929.8263 | 905.8517 | 871.3662 | 773.6056 | 709.4541 | 660.8934 | 564.0173 | 532.1121 | 582.0097 | 694.1964 | 857.5926 | 989.1853 | 1052.6872 | 1076.9565 | 1055.8668 | 1058.6234 | 992.6851 | 907.8132
2038-05-06 | 807.1798 | 752.9919 | 714.9466 | 696.5587 | 724.0504 | 826.2512 | 918.7418 | 891.299 | 856.975 | 726.2541 | 619.8974 | 500.2417 | 500.7518 | 502.8353 | 540.6064 | 652.5207 | 834.4181 | 973.7818 | 1038.3515 | 1073.8353 | 1073.7074 | 1055.9602 | 983.3224 | 904.9229
2038-05-07 | 815.4857 | 762.727 | 718.2977 | 695.9437 | 730.4001 | 825.9219 | 912.3563 | 882.3423 | 889.284 | 762.5371 | 707.5295 | 623.7519 | 545.6412 | 522.146 | 560.1187 | 669.2804 | 842.1801 | 964.3471 | 1021.0737 | 1043.4888 | 1035.9805 | 1029.3201 | 983.3497 | 926.076
2038-05-08 | 841.2195 | 780.7862 | 736.4732 | 708.41 | 722.8384 | 762.3391 | 807.6724 | 780.2178 | 783.0349 | 711.9976 | 663.8032 | 642.2584 | 612.6119 | 610.5414 | 647.6447 | 760.5394 | 882.8049 | 970.3081 | 1028.7475 | 1017.049 | 1035.1804 | 1028.3376 | 976.6982 | 937.5474
2038-05-09 | 816.5749 | 758.5428 | 718.5693 | 689.9321 | 704.2058 | 701.1754 | 690.9918 | 650.0432 | 686.9943 | 610.9911 | 582.8618 | 468.1674 | 417.7948 | 367.0181 | 477.9178 | 555.1383 | 740.7087 | 909.4772 | 1011.0735 | 1050.7346 | 1084.1045 | 1034.3822 | 967.8039 | 902.0848
2038-05-10 | 873.6967 | 752.4235 | 712.3901 | 696.2297 | 738.1533 | 806.0547 | 898.661 | 880.5204 | 852.2652 | 717.7289 | 695.8074 | 632.3286 | 560.1347 | 517.0418 | 585.3446 | 649.4733 | 816.344 | 931.5998 | 1069.7895 | 1103.389 | 1129.6595 | 1084.0632 | 1022.5278 | 972.6223
2038-05-11 | 878.1854 | 797.6554 | 728.3554 | 701.7533 | 740.6656 | 834.1253 | 900.7411 | 877.575 | 854.9969 | 727.6907 | 662.8423 | 554.5196 | 554.6138 | 524.7422 | 534.9355 | 662.6966 | 850.6781 | 972.9623 | 1038.4567 | 1096.6522 | 1074.8304 | 1055.2737 | 978.0762 | 907.4153
2038-05-12 | 787.3944 | 731.8415 | 688.7625 | 671.7042 | 699.2699 | 789.9007 | 879.9155 | 819.7962 | 764.6258 | 679.8277 | 607.2506 | 467.705 | 435.1278 | 413.5668 | 470.388 | 601.1278 | 771.5797 | 914.0627 | 967.1058 | 1027.5056 | 1011.7075 | 1012.351 | 945.1982 | 869.5642
2038-05-13 | 785.7512 | 733.425 | 694.2231 | 674.078 | 704.3811 | 801.8663 | 884.9223 | 837.8002 | 786.8492 | 675.0844 | 599.4352 | 474.5366 | 481.0301 | 447.8617 | 482.8448 | 585.8639 | 784.0919 | 907.4288 | 981.5136 | 1039.0965 | 1035.5696 | 1025.6793 | 948.1622 | 876.899
2038-05-14 | 792.0044 | 739.3416 | 696.2212 | 675.7172 | 710.304 | 801.9755 | 883.9584 | 839.32 | 850.4181 | 739.51 | 680.8795 | 610.463 | 558.3098 | 509.053 | 548.9499 | 630.8038 | 778.425 | 896.3911 | 975.9597 | 1009.2102 | 1004.0492 | 1000.0993 | 952.1499 | 897.204
2038-05-15 | 831.305 | 770.4544 | 724.9261 | 696.5202 | 710.8837 | 749.401 | 792.2462 | 740.0846 | 730.0768 | 635.9857 | 567.2623 | 440.3668 | 408.6052 | 369.6059 | 423.5757 | 528.3329 | 733.5392 | 914.8404 | 1005.8251 | 997.8064 | 1021.579 | 1003.5946 | 961.1409 | 921.2157
2038-05-16 | 833.6127 | 779.1899 | 738.6521 | 707.0759 | 722.1176 | 723.1811 | 713.5619 | 669.4963 | 718.982 | 624.8131 | 585.1514 | 427.3101 | 431.425 | 357.5787 | 475.1067 | 537.3835 | 720.3737 | 871.8665 | 1004.9294 | 1066.7463 | 1102.1569 | 1053.1931 | 988.1318 | 922.5655
2038-05-17 | 868.0086 | 745.2254 | 704.8522 | 688.7435 | 730.6812 | 804.1206 | 884.5424 | 847.1523 | 836.8602 | 751.2288 | 692.8208 | 626.4481 | 555.726 | 520.0295 | 602.7247 | 668.9689 | 794.8331 | 904.8606 | 1060.825 | 1096.4242 | 1120.3203 | 1069.9904 | 1008.9317 | 961.6622
2038-05-18 | 875.4805 | 799.4096 | 727.4092 | 700.535 | 739.4675 | 840.4698 | 930.3822 | 897.793 | 860.1354 | 749.3685 | 648.8611 | 531.1567 | 503.7228 | 464.796 | 507.6371 | 652.3904 | 825.0311 | 955.8896 | 1021.5778 | 1088.05 | 1067.6309 | 1045.4476 | 972.0092 | 900.6516
2038-05-19 | 806.2593 | 751.293 | 712.0326 | 691.6486 | 719.9303 | 818.2823 | 906.4186 | 831.9192 | 787.1884 | 690.917 | 615.0163 | 475.1627 | 504.4302 | 448.5979 | 519.3031 | 632.5275 | 793.7886 | 926.6043 | 997.9848 | 1048.8245 | 1033.5949 | 1037.6504 | 970.8889 | 892.6122
2038-05-20 | 800.3401 | 747.4376 | 709.8716 | 688.8277 | 716.9493 | 821.7588 | 903.974 | 851.5942 | 808.21 | 690.5907 | 637.2948 | 583.5777 | 582.7334 | 531.2782 | 559.116 | 642.9006 | 818.8061 | 950.7163 | 1027.1383 | 1066.2562 | 1064.6272 | 1047.7522 | 973.0136 | 899.0567
2038-05-21 | 806.4611 | 756.4458 | 711.544 | 688.2595 | 726.2564 | 819.8009 | 891.2025 | 831.2847 | 826.9833 | 734.5075 | 655.7921 | 505.6719 | 529.8134 | 470.8271 | 535.5282 | 645.5827 | 868.857 | 937.3281 | 996.1586 | 1031.3118 | 1025.6241 | 1025.7506 | 970.9467 | 916.9469
2038-05-22 | 844.8637 | 781.6266 | 736.2854 | 707.2149 | 721.3623 | 761.0095 | 791.8039 | 757.921 | 747.2099 | 662.1863 | 612.9523 | 486.5944 | 500.9359 | 511.8448 | 569.1976 | 680.9301 | 803.7107 | 959.188 | 1027.8208 | 1033.3802 | 1039.3088 | 1025.6348 | 979.9246 | 938.3902
2038-05-23 | 844.5293 | 787.6208 | 747.7368 | 716.8706 | 732.4394 | 745.5418 | 735.8664 | 676.7403 | 720.3979 | 650.6486 | 612.8181 | 435.2053 | 442.6507 | 374.6806 | 515.4507 | 559.7542 | 739.8908 | 916.7033 | 1060.9604 | 1104.9454 | 1120.5237 | 1066.2439 | 1001.7326 | 933.8662
2038-05-24 | 854.8456 | 736.5977 | 696.5618 | 680.805 | 722.6139 | 794.0225 | 867.5408 | 813.6855 | 830.9471 | 750.5052 | 714.4464 | 678.567 | 598.6875 | 537.0315 | 599.4417 | 637.3624 | 825.0334 | 902.2692 | 1048.8739 | 1092.4531 | 1111.4298 | 1058.7845 | 996.047 | 946.456
2038-05-25 | 863.2296 | 779.764 | 705.4292 | 679.8455 | 718.9269 | 814.9034 | 896.5259 | 842.8098 | 789.8515 | 682.9124 | 608.0999 | 505.9229 | 562.2041 | 604.7166 | 612.067 | 763.0095 | 874.392 | 976.0138 | 1025.9471 | 1088.0598 | 1049.4624 | 1024.5932 | 950.298 | 881.3716
2038-05-26 | 806.681 | 759.0355 | 717.4975 | 696.5315 | 724.1826 | 821.2271 | 898.9868 | 855.5969 | 791.5152 | 697.4526 | 675.93 | 673.7552 | 728.8985 | 721.862 | 764.7807 | 844.4626 | 944.7841 | 998.7426 | 1032.1314 | 1059.6994 | 1043.7717 | 1055.5979 | 970.9218 | 904.0904
2038-05-27 | 811.7801 | 758.7659 | 718.9442 | 697.8106 | 726.1065 | 827.8992 | 905.4118 | 864.5373 | 845.6435 | 719.3795 | 705.3024 | 717.5729 | 727.3753 | 727.4119 | 685.8544 | 784.4157 | 968.0622 | 1033.9526 | 1060.5882 | 1085.6536 | 1076.937 | 1060.5602 | 981.0291 | 908.0121
2038-05-28 | 815.123 | 761.7491 | 716.8865 | 696.2581 | 727.7474 | 826.4057 | 897.6773 | 860.6192 | 856.9722 | 767.7607 | 709.1051 | 676.725 | 647.9453 | 659.4543 | 764.614 | 843.5116 | 932.7367 | 987.7306 | 1031.5841 | 1046.1831 | 1041.0347 | 1030.2133 | 983.4038 | 924.2195
2038-05-29 | 836.8519 | 771.4086 | 726.2367 | 700.0686 | 715.9148 | 758.0119 | 788.7691 | 753.4065 | 745.5724 | 671.1596 | 637.4095 | 556.4204 | 563.0176 | 588.9582 | 668.7984 | 757.9425 | 883.4782 | 970.8594 | 1030.6142 | 1033.526 | 1039.9242 | 1024.5627 | 971.1864 | 930.4519
2038-05-30 | 826.8644 | 769.6933 | 728.5093 | 698.6486 | 712.8239 | 709.2219 | 698.7977 | 648.5028 | 677.3687 | 629.2856 | 603.2725 | 540.08 | 507.1385 | 478.9417 | 586.4714 | 617.1168 | 768.4058 | 901.2001 | 1026.6679 | 1080.7565 | 1105.8073 | 1050.0622 | 982.0586 | 913.123
2038-05-31 | 895.794 | 773.0948 | 731.6157 | 702.8882 | 734.1695 | 767.2975 | 783.3622 | 721.4434 | 780.9708 | 738.2818 | 726.9316 | 727.1585 | 622.2342 | 522.2549 | 639.3083 | 695.4974 | 852.1712 | 952.0119 | 1112.2381 | 1119.5212 | 1120.048 | 1073.175 | 1010.1137 | 963.2482
2038-06-01 | 870.9997 | 782.6164 | 697.6535 | 676.3697 | 721.6489 | 834.6568 | 945.8347 | 932.9391 | 937.9877 | 844.2468 | 794.1054 | 803.3104 | 746.4768 | 668.3774 | 708.1107 | 874.1129 | 1017.4267 | 1088.9054 | 1133.6744 | 1176.555 | 1139.3744 | 1103.2574 | 1031.3965 | 934.6158
2038-06-02 | 802.5447 | 741.3564 | 686.9184 | 665.7547 | 696.3812 | 807.9022 | 915.6856 | 901.2589 | 881.3569 | 794.6183 | 730.5385 | 653.6441 | 596.494 | 542.2666 | 596.7066 | 721.4976 | 890.9365 | 1020.0068 | 1071.3016 | 1118.0386 | 1094.2907 | 1087.145 | 1024.9742 | 920.9395
2038-06-03 | 789.7926 | 730.3293 | 683.4227 | 665.146 | 696.3449 | 813.5747 | 917.8575 | 900.3271 | 916.2839 | 830.4582 | 749.6165 | 696.6117 | 639.094 | 643.9495 | 667.0728 | 779.3759 | 951.2585 | 1049.1844 | 1092.1527 | 1129.0469 | 1123.0698 | 1101.1687 | 1020.6168 | 922.9811
2038-06-04 | 808.6793 | 748.5611 | 693.3164 | 670.4505 | 711.0788 | 817.7932 | 917.0622 | 910.7543 | 967.8231 | 909.4658 | 846.4761 | 839.8465 | 801.5325 | 698.5621 | 758.5551 | 862.7497 | 958.9611 | 1043.6557 | 1090.9827 | 1087.444 | 1082.3058 | 1071.9378 | 1030.2797 | 949.6047
2038-06-05 | 833.4376 | 760.3224 | 703.5899 | 673.4153 | 683.1669 | 719.5303 | 763.5514 | 772.1745 | 817.2852 | 738.3127 | 704.605 | 643.1825 | 518.5642 | 448.456 | 507.907 | 654.2639 | 870.4613 | 983.5897 | 1051.6033 | 1056.2123 | 1068.4764 | 1050.6171 | 1013.1168 | 955.6599
2038-06-06 | 808.7774 | 745.453 | 692.0643 | 658.525 | 667.0054 | 653.7847 | 644.4884 | 635.5168 | 704.3579 | 667.0386 | 642.408 | 575.8492 | 550.464 | 482.2528 | 656.4747 | 776.8505 | 856.0566 | 971.1358 | 1069.3805 | 1106.7106 | 1129.1 | 1072.3281 | 1009.07 | 921.2472
2038-06-07 | 856.7584 | 728.2378 | 676.7797 | 660.4318 | 704.4234 | 788.0934 | 881.9044 | 859.8996 | 852.7633 | 765.6049 | 737.5095 | 618.2037 | 600.3509 | 556.7296 | 609.1766 | 678.9008 | 875.3282 | 975.4207 | 1129.6278 | 1170.6532 | 1187.8858 | 1117.7086 | 1059.107 | 982.8888
2038-06-08 | 860.0716 | 776.9294 | 693.881 | 666.6965 | 707.9968 | 814.1138 | 919.291 | 899.6134 | 900.739 | 807.5672 | 732.4554 | 671.1643 | 611.1175 | 538.9671 | 571.9707 | 725.2806 | 866.3363 | 1003.0399 | 1072.335 | 1151.4968 | 1120.1269 | 1086.9063 | 1011.1316 | 915.5802
2038-06-09 | 796.9933 | 732.7129 | 680.5044 | 660.7287 | 691.3899 | 795.2825 | 907.1512 | 891.7752 | 876.4448 | 802.6322 | 756.044 | 735.2701 | 653.1803 | 616.5803 | 686.1835 | 820.5584 | 953.5919 | 1018.2029 | 1074.2654 | 1107.98 | 1086.4321 | 1080.3213 | 1016.8823 | 917.1463
2038-06-10 | 787.7407 | 726.7425 | 679.2481 | 660.768 | 689.8012 | 802.4703 | 906.8054 | 912.8919 | 933.5499 | 841.024 | 799.9953 | 791.2654 | 680.54 | 611.7186 | 676.5489 | 801.2531 | 933.2673 | 1022.2893 | 1072.0949 | 1113.4767 | 1111.0906 | 1092.8386 | 1012.9012 | 916.5684
2038-06-11 | 842.4253 | 784.9327 | 725.4595 | 683.8393 | 691.1501 | 719.9363 | 748.5946 | 730.0812 | 819.2543 | 747.8915 | 685.3023 | 555.0528 | 503.3711 | 501.5478 | 533.5741 | 673.5648 | 807.4703 | 939.7843 | 1003.9411 | 1021.8229 | 1040.2597 | 1057.8868 | 1016.0297 | 951.2545
2038-06-12 | 826.7311 | 752.2411 | 692.3553 | 668.5537 | 680.9416 | 719.1406 | 757.2406 | 751.258 | 797.1722 | 739.6001 | 687.5005 | 584.4703 | 519.2539 | 483.1039 | 510.5956 | 674.988 | 854.9017 | 980.9783 | 1061.2662 | 1062.2572 | 1072.2886 | 1054.2748 | 1015.1263 | 957.6494
2038-06-13 | 815.4887 | 750.0547 | 697.4648 | 663.3816 | 672.4019 | 658.2462 | 648.921 | 616.6859 | 707.4873 | 650.0846 | 626.303 | 469.5228 | 452.3795 | 399.5508 | 536.0656 | 623.2862 | 783.7266 | 942.6864 | 1045.0147 | 1107.4246 | 1139.296 | 1082.9702 | 1019.6271 | 930.7817
2038-06-14 | 858.1342 | 727.6582 | 675.9562 | 659.1873 | 703.3236 | 785.3575 | 887.4948 | 851.4266 | 874.221 | 793.1156 | 768.551 | 707.8079 | 635.0359 | 573.7455 | 654.5057 | 743.5467 | 911.8127 | 994.8372 | 1143.2616 | 1166.0978 | 1188.0928 | 1120.6167 | 1060.1343 | 985.2709
2038-06-15 | 858.9095 | 774.5352 | 691.6452 | 663.0439 | 705.4055 | 806.4584 | 919.3377 | 926.9249 | 943.8836 | 873.182 | 766.0549 | 816.0364 | 732.0637 | 667.392 | 621.9582 | 734.9863 | 890.0464 | 1015.8465 | 1088.6664 | 1147.927 | 1114.9164 | 1082.4845 | 1007.7126 | 911.802
2038-06-16 | 787.5882 | 726.8312 | 673.3619 | 650.99 | 678.1668 | 781.4464 | 895.4981 | 872.6202 | 860.3904 | 782.9758 | 712.2796 | 628.8046 | 575.1005 | 541.2217 | 623.6784 | 757.4951 | 908.4687 | 1019.8492 | 1058.8182 | 1098.6395 | 1072.4797 | 1066.9683 | 1007.087 | 907.3116
2038-06-17 | 775.3718 | 713.8357 | 667.6198 | 648.4772 | 674.6067 | 787.2517 | 894.6165 | 908.4302 | 941.976 | 865.0537 | 810.0197 | 776.6763 | 699.8472 | 590.4981 | 623.1524 | 705.8327 | 857.8362 | 983.4538 | 1055.6123 | 1102.4713 | 1098.1256 | 1075.1787 | 996.7743 | 901.4229
2038-06-18 | 802.6106 | 740.4617 | 685.9944 | 664.3798 | 700.8358 | 807.9339 | 915.5201 | 906.6083 | 951.7629 | 857.4846 | 774.0878 | 705.0271 | 587.2847 | 562.2863 | 592.9413 | 742.8732 | 913.8387 | 1000.3189 | 1047.0735 | 1083.1044 | 1080.7604 | 1067.3233 | 1022.9405 | 945.5789
2038-06-19 | 820.34 | 747.5257 | 693.3429 | 664.1388 | 673.5236 | 708.514 | 758.4705 | 739.1061 | 779.5633 | 701.8996 | 654.9373 | 538.0637 | 495.8888 | 429.4241 | 460.6132 | 626.0483 | 780.2536 | 922.0727 | 1008.8544 | 1031.9637 | 1055.9057 | 1042.4075 | 999.8841 | 945.0551
2038-06-20 | 795.5163 | 728.4949 | 677.7763 | 646.0618 | 653.6519 | 636.2583 | 622.6211 | 611.9273 | 712.5535 | 667.334 | 618.149 | 577.4156 | 497.8665 | 405.2896 | 482.8939 | 543.7427 | 703.0597 | 871.3936 | 1002.9555 | 1074.0688 | 1114.3118 | 1051.153 | 989.5907 | 903.5061
2038-06-21 | 843.9044 | 712.1468 | 662.2367 | 646.5725 | 690.8151 | 770.4458 | 876.1554 | 836.2225 | 832.1392 | 765.6027 | 745.257 | 691.4755 | 638.1442 | 546.9042 | 602.997 | 668.836 | 814.5341 | 923.0554 | 1075.4161 | 1132.5487 | 1160.1682 | 1100.1606 | 1034.3154 | 963.8046
2038-06-22 | 855.8129 | 768.3478 | 687.6625 | 662.9311 | 704.2365 | 811.6759 | 914.9036 | 890.3034 | 873.7385 | 792.0721 | 718.847 | 608.787 | 545.7905 | 522.2534 | 556.2398 | 690.4146 | 861.0773 | 1000.0572 | 1065.3076 | 1141.0991 | 1116.6642 | 1076.176 | 998.0472 | 909.3034
2038-06-23 | 786.2263 | 721.5483 | 671.4999 | 651.4454 | 678.878 | 790.0739 | 904.8157 | 884.1445 | 872.3806 | 779.7984 | 711.6287 | 633.5885 | 567.4196 | 534.6445 | 551.7121 | 678.045 | 829.6966 | 960.8483 | 1034.48 | 1094.6651 | 1070.4672 | 1064.083 | 1001.0478 | 903.2292
2038-06-24 | 795.0984 | 732.3815 | 684.967 | 668.4418 | 698.645 | 812.5121 | 923.6935 | 919.9859 | 939.123 | 857.6242 | 817.7636 | 830.9361 | 771.5608 | 696.3297 | 731.2005 | 829.2954 | 928.5182 | 1042.5863 | 1084.5667 | 1119.836 | 1119.1019 | 1098.0308 | 1020.8713 | 923.9664
2038-06-25 | 804.1025 | 744.7857 | 688.6612 | 665.0222 | 703.5048 | 808.8798 | 913.1286 | 908.1803 | 941.6239 | 848.8216 | 754.3376 | 612.3851 | 546.3042 | 549.7477 | 590.958 | 720.9893 | 860.4021 | 970.8905 | 1035.8548 | 1075.6038 | 1077.8848 | 1068.1081 | 1023.0678 | 946.2167
2038-06-26 | 813.0669 | 740.3208 | 685.6862 | 657.2647 | 666.5593 | 700.3676 | 749.387 | 736.0777 | 768.4137 | 728.007 | 673.6425 | 603.4093 | 503.122 | 445.5791 | 425.8001 | 578.3875 | 787.2697 | 926.8232 | 1002.2632 | 1027.3334 | 1041.687 | 1029.2587 | 988.0681 | 933.4562
2038-06-27 | 809.8498 | 743.3662 | 693.4904 | 658.2782 | 668.0054 | 652.0476 | 654.3662 | 625.4538 | 688.8098 | 626.4341 | 606.1 | 449.0561 | 414.1799 | 379.136 | 552.5107 | 661.0338 | 810.9957 | 927.1661 | 1030.52 | 1085.5221 | 1121.0095 | 1073.968 | 1006.6847 | 923.1438
2038-06-28 | 848.53 | 718.3904 | 668.0735 | 650.9206 | 694.6708 | 792.9068 | 898.4584 | 872.6139 | 885.8255 | 825.0327 | 801.4444 | 747.0391 | 702.7144 | 641.6911 | 699.068 | 783.499 | 929.0242 | 995.6586 | 1152.6609 | 1179.0294 | 1170.8053 | 1107.887 | 1045.5064 | 973.1483
2038-06-29 | 860.9255 | 776.5785 | 696.3758 | 667.9492 | 711.2883 | 839.4901 | 960.9413 | 930.8881 | 926.0882 | 842.0922 | 765.6477 | 684.8076 | 610.6022 | 581.9305 | 635.4956 | 815.0612 | 912.3821 | 1022.7453 | 1117.2612 | 1182.0146 | 1130.5751 | 1096.4386 | 1016.8027 | 922.2616
2038-06-30 | 796.1009 | 733.5955 | 682.9787 | 660.3959 | 691.1824 | 800.2688 | 917.9631 | 908.0144 | 900.4275 | 819.8624 | 729.6282 | 671.4303 | 575.959 | 541.8484 | 654.2304 | 757.4797 | 923.367 | 1019.4668 | 1068.3428 | 1110.5141 | 1070.3804 | 1080.6489 | 1023.8217 | 918.5276
2038-07-01 | 829.935 | 777.4516 | 727.3876 | 707.7594 | 732.4332 | 852.4092 | 963.6884 | 956.6199 | 965.1891 | 873.401 | 826.5283 | 786.6664 | 729.6766 | 762.5262 | 790.2453 | 859.6315 | 1022.2309 | 1108.4086 | 1133.6022 | 1181.9017 | 1167.7649 | 1146.1907 | 1061.3268 | 958.6995
2038-07-02 | 851.1768 | 797.0418 | 742.2185 | 718.0607 | 749.398 | 861.0107 | 970.8582 | 964.54 | 994.2143 | 899.1375 | 838.9074 | 737.7479 | 680.2213 | 654.2911 | 697.9321 | 811.584 | 953.7333 | 1064.607 | 1111.5398 | 1141.361 | 1129.8599 | 1125.2143 | 1075.6965 | 994.6256
2038-07-03 | 872.077 | 805.9157 | 748.2092 | 716.9783 | 721.0249 | 754.9966 | 810.2627 | 814.0423 | 890.8459 | 831.2118 | 778.6644 | 748.7912 | 615.8218 | 558.5191 | 573.7623 | 678.4651 | 865.1933 | 1015.8 | 1088.2814 | 1106.0619 | 1117.6481 | 1104.3778 | 1052.6512 | 996.5096
2038-07-04 | 847.7586 | 785.3229 | 735.4275 | 700.0932 | 693.3194 | 669.7033 | 674.1983 | 670.1024 | 726.3987 | 704.3277 | 679.465 | 563.1672 | 500.9305 | 424.3997 | 564.6899 | 623.6531 | 798.2108 | 959.4772 | 1062.5061 | 1136.3392 | 1170.2539 | 1113.9468 | 1039.847 | 954.4956
2038-07-05 | 921.0536 | 793.9767 | 739.6606 | 706.7455 | 727.1825 | 740.7993 | 767.9297 | 762.8332 | 815.5126 | 778.5186 | 795.1757 | 724.8983 | 627.2271 | 585.6443 | 625.3702 | 710.973 | 910.5009 | 1010.9988 | 1134.716 | 1160.5619 | 1179.5073 | 1138.6827 | 1064.4596 | 1002.8568
2038-07-06 | 886.6809 | 798.121 | 716.4787 | 694.6131 | 737.8302 | 844.2954 | 971.9864 | 982.1056 | 962.7117 | 884.475 | 822.6988 | 815.2928 | 652.3113 | 626.7655 | 627.808 | 786.593 | 924.0207 | 1053.1995 | 1108.5311 | 1199.8181 | 1164.4146 | 1130.1379 | 1041.7718 | 940.5
2038-07-07 | 822.5891 | 764.3569 | 714.2614 | 691.1991 | 715.6575 | 828.0353 | 951.3479 | 962.2197 | 913.9164 | 843.9884 | 791.2886 | 748.8286 | 642.9165 | 629.1767 | 653.4555 | 769.3602 | 912.9795 | 1045.5347 | 1095.2068 | 1156.3297 | 1120.297 | 1121.9122 | 1045.717 | 935.8137
2038-07-08 | 833.3983 | 776.3136 | 730.3215 | 710.1349 | 733.7375 | 850.8119 | 973.0728 | 987.3604 | 1008.286 | 897.4652 | 833.1084 | 822.2436 | 726.5769 | 708.5177 | 688.6841 | 752.9802 | 912.7745 | 1048.7149 | 1119.2619 | 1182.862 | 1169.805 | 1148.842 | 1056.9521 | 958.656
2038-07-09 | 825.8239 | 769.5657 | 717.6487 | 694.635 | 725.8378 | 828.6477 | 944.8919 | 943.9615 | 964.5816 | 866.4803 | 784.0261 | 661.8333 | 594.7091 | 589.2936 | 618.5814 | 743.7872 | 920.857 | 1029.7189 | 1073.0277 | 1118.6432 | 1100.4441 | 1097.6493 | 1047.1799 | 965.341
2038-07-10 | 864.3106 | 797.409 | 740.45 | 709.5521 | 713.0808 | 744.6555 | 795.4189 | 801.8153 | 844.0986 | 784.3965 | 744.4637 | 671.7937 | 546.6781 | 500.418 | 587.7712 | 701.6054 | 899.1817 | 1001.7714 | 1080.9392 | 1094.3018 | 1096.7754 | 1091.0153 | 1041.7437 | 984.4349
2038-07-11 | 847.6952 | 787.561 | 737.3175 | 701.6695 | 705.0917 | 686.1689 | 699.4015 | 699.7634 | 787.8007 | 739.1611 | 733.0669 | 696.8029 | 570.2221 | 470.1992 | 570.6024 | 621.8907 | 798.3439 | 971.3025 | 1084.1158 | 1155.8815 | 1174.8561 | 1122.7099 | 1049.9346 | 960.1379
2038-07-12 | 901.0837 | 772.3691 | 722.9558 | 709.2542 | 752.8076 | 863.3817 | 978.5556 | 963.5617 | 949.8372 | 878.8346 | 864.6537 | 801.9177 | 736.8015 | 754.1921 | 848.9819 | 933.4257 | 1060.7377 | 1105.9698 | 1245.4099 | 1271.5868 | 1243.4981 | 1179.7821 | 1107.5016 | 1023.3946
2038-07-13 | 900.8013 | 821.5998 | 738.9113 | 711.8182 | 749.4954 | 863.6396 | 988.5318 | 1007.745 | 1021.6158 | 963.6557 | 889.3245 | 871.9197 | 790.0047 | 690.3352 | 685.7188 | 814.8776 | 977.1969 | 1109.1603 | 1143.1127 | 1218.2702 | 1179.1453 | 1147.0309 | 1060.009 | 958.9993
2038-07-14 | 845.0262 | 786.5223 | 737.4686 | 714.8267 | 738.6559 | 848.7896 | 981.8685 | 988.8284 | 962.6418 | 893.4611 | 832.4272 | 815.9317 | 696.1851 | 676.8059 | 705.0903 | 855.1375 | 1004.3834 | 1103.2441 | 1143.8689 | 1187.9244 | 1153.432 | 1150.1453 | 1070.9096 | 965.0029
2038-07-15 | 843.6609 | 786.3667 | 737.5189 | 717.9515 | 745.8533 | 865.0617 | 986.2001 | 996.1842 | 991.2535 | 877.7328 | 834.7588 | 815.3119 | 747.9974 | 766.3102 | 791.1254 | 880.6018 | 1011.5006 | 1111.1143 | 1160.003 | 1209.8789 | 1195.1879 | 1172.9559 | 1083.1702 | 980.634
2038-07-16 | 855.5149 | 797.7502 | 744.6224 | 719.8609 | 753.9217 | 857.4751 | 979.6622 | 994.3195 | 1031.8869 | 930.2118 | 830.0034 | 752.3162 | 668.1834 | 688.2662 | 743.6463 | 846.0044 | 959.4043 | 1074.5943 | 1123.276 | 1150.8278 | 1132.3004 | 1125.0254 | 1081.4132 | 996.1129
2038-07-17 | 861.3176 | 796.0694 | 738.2551 | 706.8035 | 709.3318 | 739.8882 | 800.8555 | 828.4401 | 864.977 | 819.8611 | 786.5274 | 776.5054 | 657.5157 | 633.4318 | 661.1349 | 769.7955 | 930.4348 | 1063.9958 | 1108.3271 | 1109.2299 | 1104.0855 | 1095.2119 | 1043.3651 | 986.2121
2038-07-18 | 849.405 | 789.9358 | 735.9164 | 700.5934 | 703.0198 | 682.096 | 688.2218 | 684.6228 | 777.564 | 724.1178 | 727.4236 | 714.0264 | 676.2451 | 596.0598 | 718.2019 | 780.2164 | 928.0953 | 1024.9244 | 1092.8968 | 1146.8257 | 1173.5241 | 1119.4807 | 1043.5081 | 954.4791
2038-07-19 | 898.3221 | 774.5777 | 723.2569 | 706.1873 | 744.892 | 830.7044 | 948.7661 | 944.4552 | 942.1925 | 868.391 | 855.0716 | 835.6639 | 718.0336 | 695.7633 | 741.8739 | 786.7137 | 963.6415 | 1054.6397 | 1189.8442 | 1226.9649 | 1235.1367 | 1173.557 | 1099.7817 | 1020.9167
2038-07-20 | 890.3694 | 813.4048 | 730.6653 | 702.6875 | 740.3924 | 854.9314 | 978.8523 | 991.5189 | 955.5581 | 853.8482 | 787.2221 | 717.8665 | 636.3099 | 621.6972 | 668.2876 | 806.8064 | 934.2911 | 1069.16 | 1123.209 | 1201.2983 | 1163.0722 | 1133.3782 | 1044.342 | 943.6009
2038-07-21 | 842.0384 | 783.6811 | 734.6205 | 712.1535 | 737.1893 | 851.9245 | 985.1941 | 980.4991 | 948.528 | 855.0561 | 793.0055 | 735.1491 | 660.9495 | 654.1747 | 712.2767 | 847.7366 | 990.0497 | 1087.5671 | 1129.9108 | 1175.6751 | 1145.5628 | 1145.9148 | 1071.1873 | 960.98
2038-07-22 | 846.0246 | 790.2482 | 744.1793 | 722.6504 | 747.2964 | 870.8768 | 997.9282 | 1043.3034 | 1041.396 | 895.3512 | 838.8486 | 827.8686 | 719.4592 | 707.8601 | 750.5159 | 893.0416 | 1077.3128 | 1138.1102 | 1163.0628 | 1193.8802 | 1186.38 | 1169.7227 | 1078.8866 | 977.4071
2038-07-23 | 846.2407 | 789.7118 | 733.2718 | 709.8488 | 741.3872 | 851.3988 | 970.5353 | 981.8524 | 1026.1701 | 940.2711 | 857.3462 | 811.4473 | 707.8649 | 723.5174 | 760.0667 | 846.4886 | 968.1426 | 1067.2036 | 1112.3414 | 1141.1592 | 1115.5878 | 1117.6413 | 1065.6347 | 985.4352
2038-07-24 | 865.2751 | 798.6735 | 743.5 | 712.9412 | 716.2704 | 748.8876 | 812.0343 | 855.7562 | 920.6443 | 876.8468 | 838.9851 | 835.3147 | 830.494 | 706.9846 | 702.1965 | 792.1333 | 941.5914 | 1043.5822 | 1104.2359 | 1101.8801 | 1107.5196 | 1096.7713 | 1046.31 | 990.2731
2038-07-25 | 853.0673 | 792.7779 | 738.7329 | 703.997 | 706.9537 | 689.8148 | 700.3702 | 697.5913 | 763.765 | 712.1172 | 698.2585 | 626.3747 | 549.3916 | 501.1333 | 619.5766 | 712.3533 | 882.0292 | 1013.683 | 1096.6576 | 1153.9389 | 1172.0669 | 1117.0261 | 1046.7464 | 959.5341
2038-07-26 | 894.6385 | 768.578 | 718.5036 | 700.946 | 740.3024 | 823.6068 | 941.8548 | 942.8177 | 958.0486 | 884.8576 | 863.1897 | 877.2483 | 750.8606 | 674.2083 | 731.9991 | 795.0149 | 979.2418 | 1059.2551 | 1183.5126 | 1220.5538 | 1225.2911 | 1169.3643 | 1091.5932 | 1015.2087
2038-07-27 | 909.1839 | 825.0847 | 747.7975 | 719.1203 | 756.5614 | 868.0555 | 1001.6797 | 1019.1577 | 996.4091 | 920.0388 | 825.4566 | 802.6913 | 669.0631 | 644.9062 | 650.2013 | 804.6563 | 958.3379 | 1091.8666 | 1148.0551 | 1215.0018 | 1184.0138 | 1153.9275 | 1065.4233 | 964.5567
2038-07-28 | 838.7292 | 780.7506 | 730.526 | 706.4121 | 729.279 | 838.9912 | 969.9996 | 970.823 | 946.8714 | 859.934 | 788.4057 | 765.7771 | 688.1387 | 644.4573 | 668.8149 | 808.6826 | 958.973 | 1081.9168 | 1123.2214 | 1166.7826 | 1139.1718 | 1141.3671 | 1068.2705 | 961.8478
2038-07-29 | 819.2668 | 761.7736 | 716.1001 | 693.833 | 717.6665 | 833.6888 | 958.537 | 967.4141 | 946.6618 | 849.7763 | 786.4967 | 669.3476 | 616.8017 | 627.5835 | 654.1445 | 753.8912 | 927.106 | 1054.2157 | 1113.8126 | 1163.1689 | 1154.8481 | 1135.4216 | 1048.4249 | 949.389
2038-07-30 | 836.6395 | 779.6601 | 722.6492 | 696.7932 | 728.212 | 831.5794 | 948.0707 | 955.773 | 960.2666 | 848.3679 | 778.5709 | 673.8719 | 596.7041 | 601.5644 | 653.6889 | 747.3639 | 914.006 | 1016.4307 | 1091.7713 | 1119.285 | 1099.9318 | 1103.3388 | 1050.6865 | 968.7358
2038-07-31 | 865.17 | 800.8052 | 743.977 | 710.7264 | 713.4195 | 745.2463 | 806.5775 | 835.2338 | 875.0751 | 793.9682 | 771.3163 | 774.2781 | 640.8179 | 648.7533 | 740.5417 | 824.581 | 981.0429 | 1089.5006 | 1094.063 | 1099.8781 | 1105.6056 | 1101.5633 | 1051.5458 | 990.0068
2038-08-01 | 920.5159 | 851.1262 | 794.4929 | 760.7358 | 769.0059 | 773.066 | 799.7793 | 806.0645 | 896.7944 | 863.3018 | 837.7231 | 796.1932 | 703.6167 | 618.0393 | 688.1057 | 732.3907 | 900.5232 | 1061.7118 | 1182.6682 | 1234.5714 | 1259.1425 | 1196.8492 | 1110.0486 | 1019.9698
2038-08-02 | 961.1345 | 826.6483 | 773.3675 | 756.9875 | 800.3878 | 895.0858 | 1022.4304 | 996.5932 | 989.7983 | 906.9707 | 882.6297 | 828.36 | 779.5331 | 731.0294 | 797.2816 | 829.1698 | 1021.6819 | 1124.1064 | 1250.9331 | 1291.2076 | 1299.0993 | 1231.8521 | 1154.0256 | 1073.437
2038-08-03 | 955.423 | 869.7635 | 779.3573 | 756.1423 | 796.3975 | 918.4503 | 1052.9426 | 1030.5564 | 982.7957 | 878.6218 | 807.7502 | 694.3348 | 681.9514 | 663.7303 | 684.7677 | 837.6835 | 1007.0843 | 1152.6746 | 1202.4563 | 1263.317 | 1237.9852 | 1200.8282 | 1105.4994 | 1006.9657
2038-08-04 | 888.6168 | 827.5594 | 768.3929 | 747.73 | 776.4572 | 900.1003 | 1034.3981 | 1017.5855 | 967.4556 | 879.3117 | 841.4743 | 792.0098 | 693.6359 | 668.3811 | 675.3244 | 792.1093 | 972.9458 | 1132.0919 | 1176.9091 | 1226.453 | 1195.0029 | 1187.7845 | 1109.9988 | 1008.1589
2038-08-05 | 873.354 | 813.1208 | 759.9517 | 741.4982 | 771.4638 | 903.3162 | 1036.0678 | 1018.5209 | 1005.6751 | 905.4442 | 833.5875 | 833.3613 | 776.4457 | 733.9723 | 766.3968 | 863.1858 | 1028.3254 | 1122.693 | 1166.476 | 1223.7608 | 1214.9219 | 1187.0641 | 1091.0166 | 993.3876
2038-08-06 | 886.1372 | 823.4264 | 760.6907 | 740.7503 | 779.2582 | 895.5457 | 1024.5275 | 1016.132 | 1048.0402 | 974.2916 | 866.5222 | 832.194 | 760.5509 | 725.8436 | 761.2552 | 849.7169 | 993.3749 | 1088.7621 | 1145.804 | 1176.1014 | 1156.3967 | 1150.8274 | 1089.0629 | 1013.9126
2038-08-07 | 918.9518 | 846.0378 | 784.9493 | 755.9269 | 765.4857 | 815.6998 | 889.8002 | 902.571 | 957.8942 | 869.1933 | 817.8855 | 768.3996 | 674.1771 | 641.9627 | 671.7582 | 770.85 | 965.0972 | 1107.1427 | 1162.5036 | 1165.3136 | 1163.3636 | 1155.0418 | 1092.1097 | 1036.1559
2038-08-08 | 911.6782 | 843.8026 | 787.3203 | 754.9408 | 763.7481 | 768.0813 | 796.5631 | 773.8818 | 828.6231 | 775.8898 | 738.3218 | 587.4186 | 569.3841 | 499.5212 | 632.5096 | 689.4284 | 924.025 | 1078.5492 | 1172.2676 | 1217.2652 | 1248.033 | 1188.8593 | 1101.2139 | 1011.226
2038-08-09 | 954.2295 | 817.671 | 765.7351 | 750.439 | 793.8619 | 891.7058 | 1023.7121 | 1028.9912 | 1033.1661 | 936.0518 | 908.3536 | 897.0561 | 816.1928 | 764.4314 | 819.3983 | 880.8251 | 1058.8124 | 1148.1212 | 1247.2526 | 1290.1157 | 1290.3454 | 1225.0277 | 1145.1283 | 1070.5662
2038-08-10 | 960.5836 | 873.3303 | 788.1001 | 760.7565 | 801.7576 | 929.069 | 1064.9013 | 1059.8028 | 1045.7972 | 942.4316 | 869.0113 | 836.9802 | 725.3736 | 685.4632 | 687.6986 | 793.1758 | 970.1716 | 1142.8856 | 1204.3106 | 1274.1464 | 1235.8727 | 1206.575 | 1109.1737 | 1013.3564
2038-08-11 | 872.7112 | 805.8428 | 748.4805 | 731.3506 | 757.0437 | 882.9894 | 1022.916 | 999.1849 | 940.6749 | 853.2026 | 799.2789 | 730.2718 | 642.6473 | 625.8083 | 673.6404 | 797.2858 | 995.9227 | 1114.9063 | 1153.8614 | 1200.0947 | 1168.5662 | 1160.603 | 1079.6927 | 976.2631
2038-08-12 | 871.5149 | 811.098 | 755.4591 | 736.9384 | 767.2674 | 900.9123 | 1033.4572 | 1006.596 | 984.12 | 863.6881 | 816.4608 | 716.9255 | 651.1544 | 631.3898 | 674.4997 | 781.9431 | 978.361 | 1097.6881 | 1156.365 | 1218.098 | 1206.8147 | 1181.3596 | 1087.982 | 990.5514
2038-08-13 | 895.7626 | 833.6309 | 772.6635 | 751.3247 | 787.3126 | 910.3265 | 1039.5879 | 1018.1565 | 1034.3186 | 922.74 | 827.0792 | 705.0072 | 660.9838 | 656.9558 | 708.3296 | 819.6388 | 978.8094 | 1098.119 | 1147.628 | 1175.2947 | 1166.4476 | 1158.4724 | 1103.9259 | 1027.0105
2038-08-14 | 917.0436 | 842.3314 | 781.0637 | 752.2285 | 761.5085 | 810.6497 | 882.0784 | 886.2504 | 928.3737 | 829.5985 | 766.7828 | 701.1305 | 620.3986 | 610.8751 | 686.2272 | 821.4007 | 987.6696 | 1114.9649 | 1152.5142 | 1149.1267 | 1154.5314 | 1140.2603 | 1080.6701 | 1022.2603
2038-08-15 | 891.8183 | 826.5956 | 768.8027 | 737.2085 | 746.0713 | 742.2618 | 771.012 | 754.6589 | 813.1027 | 732.7517 | 719.1929 | 564.7072 | 563.9661 | 509.5966 | 624.0017 | 684.1625 | 929.7233 | 1051.4259 | 1148.9363 | 1199.0593 | 1222.9216 | 1161.7859 | 1076.8269 | 986.9469
2038-08-16 | 945.5312 | 813.4679 | 758.707 | 743.301 | 786.1009 | 882.3665 | 1010.9954 | 979.1346 | 946.5297 | 888.2647 | 876.1129 | 852.0046 | 752.5471 | 733.5852 | 851.6373 | 921.6008 | 1080.3409 | 1182.2385 | 1272.3319 | 1286.5842 | 1286.763 | 1217.3854 | 1136.5282 | 1065.1378
2038-08-17 | 953.5916 | 866.7952 | 780.7744 | 753.688 | 785.7441 | 910.2145 | 1051.9601 | 1032.1896 | 990.9713 | 886.4892 | 817.4199 | 717.0399 | 677.9973 | 694.0956 | 727.1061 | 845.1461 | 1021.446 | 1161.7536 | 1198.2803 | 1263.1475 | 1226.8351 | 1190.824 | 1100.0763 | 1004.1825
2038-08-18 | 887.2112 | 820.2838 | 764.8393 | 744.3669 | 771.552 | 902.1965 | 1042.1436 | 1011.661 | 953.471 | 884.5867 | 821.9963 | 764.372 | 732.463 | 722.6959 | 798.1166 | 923.8363 | 1065.6332 | 1163.1635 | 1192.0625 | 1220.1121 | 1187.3483 | 1182.685 | 1099.4468 | 997.8569
2038-08-19 | 866.9589 | 805.4093 | 752.4942 | 734.2695 | 765.5075 | 897.4102 | 1030.9737 | 1019.3187 | 995.4021 | 888.0207 | 841.1169 | 798.4983 | 663.521 | 668.565 | 694.825 | 800.5575 | 1016.9968 | 1147.2801 | 1189.248 | 1221.5816 | 1206.2031 | 1178.2024 | 1081.6118 | 985.8794
2038-08-20 | 926.4981 | 862.2043 | 794.5917 | 755.6493 | 770.1567 | 816.5266 | 873.5999 | 834.7561 | 919.7816 | 853.3515 | 797.8849 | 666.0506 | 601.7146 | 587.0736 | 651.5875 | 842.3383 | 995.1743 | 1120.3097 | 1135.4511 | 1125.8168 | 1121.9406 | 1135.9069 | 1082.1756 | 1013.6825
2038-08-21 | 912.1311 | 835.4875 | 771.058 | 749.3913 | 762.8144 | 812.1377 | 888.5662 | 888.2599 | 915.5657 | 870.9107 | 825.9901 | 772.5203 | 643.5949 | 596.7643 | 626.9369 | 748.4917 | 942.7295 | 1097.1659 | 1166.0301 | 1155.9938 | 1159.9947 | 1138.2398 | 1082.5851 | 1024.0508
2038-08-22 | 905.2898 | 838.6657 | 780.7156 | 748.132 | 756.6167 | 755.0414 | 787.0591 | 771.5905 | 846.5064 | 805.4015 | 772.3576 | 720.2479 | 666.1717 | 619.6576 | 784.5959 | 815.8592 | 995.7417 | 1127.754 | 1186.4578 | 1216.5617 | 1242.7252 | 1180.6239 | 1095.0386 | 1004.4393
2038-08-23 | 942.631 | 811.1285 | 754.13 | 739.1424 | 781.3787 | 875.9923 | 1008.3668 | 1021.3768 | 1030.7194 | 1013.6498 | 1008.0391 | 1003.3497 | 1016.2029 | 968.854 | 1009.6998 | 1046.4303 | 1176.741 | 1200.0229 | 1260.8177 | 1277.1608 | 1277.14 | 1211.0621 | 1130.6876 | 1060.7963
2038-08-24 | 950.5423 | 860.31 | 773.032 | 747.4377 | 784.0646 | 912.1971 | 1057.1285 | 1105.9973 | 1101.6682 | 1015.2065 | 945.9399 | 963.1323 | 943.6467 | 839.4194 | 886.1202 | 1005.1436 | 1142.5461 | 1242.7083 | 1226.5305 | 1262.2893 | 1225.5522 | 1187.1257 | 1093.9329 | 997.4443
2038-08-25 | 895.2641 | 826.3735 | 768.6635 | 747.9679 | 773.7968 | 900.3496 | 1043.8737 | 1033.9899 | 1016.4191 | 921.4836 | 874.654 | 902.426 | 854.4799 | 821.3903 | 866.2324 | 971.899 | 1112.0158 | 1205.0056 | 1206.0423 | 1219.1628 | 1192.2365 | 1184.6476 | 1107.1657 | 1002.9768
2038-08-26 | 872.3353 | 808.7264 | 753.0061 | 733.2387 | 761.7302 | 886.1132 | 1021.8703 | 1019.3316 | 993.0263 | 908.7312 | 837.4231 | 818.9413 | 726.1232 | 730.5629 | 849.0451 | 979.9696 | 1115.2539 | 1167.8849 | 1184.9927 | 1211.3416 | 1205.1131 | 1176.7407 | 1079.3313 | 983.0401
2038-08-27 | 885.0011 | 818.5553 | 754.0133 | 735.1 | 771.9917 | 884.6417 | 1004.1054 | 1003.0725 | 1043.9717 | 965.4733 | 885.7674 | 860.54 | 737.3068 | 768.4724 | 867.0801 | 945.9283 | 1053.1583 | 1121.4382 | 1141.449 | 1152.6576 | 1141.9723 | 1136.2969 | 1080.2789 | 999.1619
2038-08-28 | 895.6302 | 823.1394 | 765.429 | 738.3163 | 744.8185 | 789.3483 | 863.3839 | 867.5777 | 875.2748 | 822.6221 | 783.9512 | 728.1998 | 673.6565 | 611.5564 | 646.2564 | 750.2249 | 953.9144 | 1084.2061 | 1126.6115 | 1112.2096 | 1125.3184 | 1113.2718 | 1057.9661 | 1003.2316
2038-08-29 | 889.464 | 825.3664 | 767.8888 | 733.3899 | 742.6835 | 754.8069 | 782.1808 | 738.849 | 796.9446 | 729.2577 | 707.7684 | 558.197 | 545.2135 | 530.6707 | 686.1083 | 751.9833 | 949.5927 | 1059.8751 | 1154.3847 | 1201.5981 | 1219.7325 | 1166.6151 | 1079.1089 | 990.991
2038-08-30 | 934.3261 | 798.8743 | 745.2021 | 729.2757 | 770.568 | 863.1789 | 1002.125 | 971.1737 | 955.5864 | 871.0082 | 863.5984 | 795.3089 | 722.3311 | 700.4736 | 775.7226 | 826.3026 | 1029.4197 | 1125.5706 | 1240.7388 | 1266.4012 | 1273.6536 | 1204.0682 | 1119.5952 | 1046.7745
2038-08-31 | 933.2211 | 850.2129 | 765.4005 | 740.8828 | 777.951 | 891.1402 | 1030.2063 | 1040.3757 | 1016.7948 | 907.0466 | 822.0041 | 776.3245 | 680.3771 | 675.6366 | 670.8833 | 796.7702 | 954.2889 | 1060.8873 | 1133.0835 | 1217.8043 | 1202.9359 | 1167.619 | 1069.3384 | 978.3257
2038-09-01 | 864.6896 | 808.4576 | 756.7699 | 741.0562 | 769.3197 | 887.0051 | 1030.1882 | 1002.6293 | 966.0249 | 835.6033 | 785.3693 | 763.4703 | 730.0298 | 697.8396 | 692.4604 | 782.4033 | 977.4011 | 1097.5553 | 1177.7819 | 1187.7692 | 1152.2904 | 1141.6002 | 1066.1673 | 973.5501
2038-09-02 | 874.8696 | 813.3664 | 772.1089 | 755.0805 | 782.4682 | 910.7328 | 1046.2159 | 1025.3948 | 1010.2625 | 905.7981 | 868.04 | 866.4628 | 764.0015 | 735.3612 | 745.2185 | 841.8663 | 1028.9413 | 1133.4126 | 1204.5851 | 1216.299 | 1192.1957 | 1170.3074 | 1080.1292 | 991.1722
2038-09-03 | 882.4101 | 824.4957 | 774.7059 | 753.7001 | 779.6062 | 898.7518 | 1033.8784 | 1025.3624 | 1080.1636 | 998.2066 | 965.6196 | 961.5011 | 986.0509 | 943.2742 | 869.513 | 915.487 | 1036.7822 | 1105.591 | 1171.1604 | 1150.5283 | 1138.0862 | 1138.5399 | 1086.5793 | 1013.8623
2038-09-04 | 905.5977 | 835.7837 | 782.1001 | 754.6877 | 763.2958 | 817.0394 | 897.7287 | 878.2077 | 894.574 | 825.4041 | 791.5172 | 750.1703 | 655.9444 | 653.8005 | 656.8953 | 742.3805 | 919.5158 | 1068.8161 | 1169.0341 | 1133.7209 | 1126.6916 | 1109.034 | 1057.6985 | 1002.5771
2038-09-05 | 898.7921 | 838.0632 | 788.4409 | 757.4219 | 764.9968 | 767.8646 | 805.6546 | 762.3696 | 792.2509 | 722.6959 | 711.4478 | 526.6905 | 530.5609 | 500.6675 | 629.6593 | 721.2863 | 902.4915 | 1038.0786 | 1171.0034 | 1188.0508 | 1210.9413 | 1153.1723 | 1076.0139 | 991.0288
2038-09-06 | 966.1964 | 840.8495 | 789.8587 | 759.0431 | 784.8201 | 831.4501 | 889.6993 | 821.4812 | 859.0259 | 780.7115 | 791.6475 | 676.5116 | 612.1953 | 567.1565 | 626.3339 | 734.6279 | 936.495 | 1068.4253 | 1247.9157 | 1226.7978 | 1215.0594 | 1166.964 | 1094.334 | 1031.7955
2038-09-07 | 934.7366 | 855.9329 | 774.951 | 756.1762 | 798.5844 | 918.1599 | 1066.5152 | 1053.6988 | 1056.9552 | 927.6219 | 832.1799 | 806.3721 | 737.437 | 752.2257 | 752.0301 | 865.4325 | 1014.4515 | 1134.6915 | 1219.0981 | 1244.9626 | 1204.8434 | 1164.0615 | 1076.02 | 984.5369
2038-09-08 | 872.1243 | 810.7181 | 762.2455 | 744.4547 | 771.3427 | 887.2747 | 1030.4205 | 987.5232 | 933.6408 | 816.3584 | 766.3119 | 699.6775 | 648.6889 | 626.2468 | 672.5746 | 822.4908 | 1001.6295 | 1091.8224 | 1179.7644 | 1184.8047 | 1152.3932 | 1142.0844 | 1071.4921 | 970.8985
2038-09-09 | 868.1387 | 809.4084 | 766.4264 | 748.2345 | 772.0918 | 898.0714 | 1037.0483 | 1012.2266 | 982.7278 | 863.1523 | 837.4345 | 790.8884 | 663.3515 | 676.5148 | 693.6339 | 813.1517 | 992.9472 | 1106.5681 | 1194.7933 | 1194.3884 | 1183.2189 | 1160.3561 | 1068.354 | 981.925
2038-09-10 | 879.8246 | 821.9653 | 768.0755 | 749.0459 | 784.0489 | 896.4523 | 1023.5039 | 979.6408 | 999.4912 | 876.3678 | 821.1036 | 748.4185 | 690.7332 | 684.2113 | 696.338 | 826.0679 | 1008.0507 | 1113.4313 | 1184.1889 | 1158.2941 | 1138.669 | 1129.2772 | 1069.0544 | 999.0781
2038-09-11 | 895.2026 | 827.9923 | 774.1395 | 747.3115 | 756.71 | 809.956 | 888.8109 | 873.7512 | 917.5806 | 830.8292 | 790.4527 | 790.7304 | 746.1442 | 780.7741 | 794.2111 | 905.341 | 1042.9564 | 1148.4461 | 1188.4238 | 1142.9627 | 1129.2167 | 1109.4329 | 1054.5618 | 998.1264
2038-09-12 | 890.5959 | 831.5636 | 781.4652 | 750.9867 | 758.6689 | 766.9062 | 810.1354 | 795.5684 | 868.6087 | 814.0478 | 829.7101 | 813.6001 | 835.9289 | 715.3644 | 804.5819 | 898.9216 | 1036.7781 | 1100.8726 | 1183.6311 | 1186.329 | 1207.7293 | 1150.5842 | 1068.3123 | 985.0917
2038-09-13 | 936.3162 | 807.7425 | 758.1295 | 744.1233 | 784.8875 | 884.1862 | 1018.6249 | 1001.1721 | 1022.7358 | 977.4004 | 978.8389 | 979.9543 | 993.4821 | 909.0734 | 956.6776 | 984.4154 | 1129.4827 | 1153.022 | 1261.1728 | 1246.6533 | 1244.6642 | 1179.9767 | 1111.0784 | 1047.1317
2038-09-14 | 930.0922 | 847.1538 | 767.0305 | 743.0735 | 781.2705 | 903.8816 | 1046.9357 | 1026.0438 | 991.6594 | 890.2789 | 845.9497 | 857.4343 | 757.2952 | 744.615 | 735.9763 | 857.0879 | 1020.4913 | 1151.882 | 1197.2197 | 1225.5881 | 1174.1181 | 1135.4825 | 1047.8188 | 960.3776
2038-09-15 | 886.1827 | 827.671 | 779.5925 | 759.7245 | 784.5112 | 911.4652 | 1061.5131 | 1071.3107 | 1047.5207 | 941.0621 | 847.1123 | 859.0817 | 802.9662 | 723.5428 | 767.2827 | 891.9587 | 1072.1141 | 1160.2101 | 1216.1437 | 1203.6919 | 1170.8725 | 1165.131 | 1084.9016 | 993.7966
2038-09-16 | 883.4485 | 828.2828 | 782.378 | 762.803 | 792.2052 | 919.7514 | 1058.0528 | 1046.4449 | 1036.1814 | 915.4432 | 865.0192 | 828.5294 | 653.6007 | 659.2218 | 678.8454 | 786.2108 | 1014.3612 | 1147.4569 | 1220.7889 | 1213.4431 | 1201.6759 | 1180.4721 | 1085.79 | 1000.0417
2038-09-17 | 880.7838 | 824.3126 | 766.9509 | 750.2921 | 785.6599 | 903.0671 | 1038.9159 | 1006.6207 | 1024.2214 | 923.348 | 833.0881 | 785.2561 | 762.4601 | 739.9093 | 745.9745 | 852.6254 | 1030.1234 | 1132.3654 | 1172.4282 | 1157.6618 | 1134.603 | 1129.0338 | 1073.9207 | 1000.9791
2038-09-18 | 899.1429 | 833.9096 | 781.822 | 755.1636 | 764.5683 | 817.7798 | 894.9887 | 878.4638 | 880.918 | 764.6323 | 726.2127 | 583.5239 | 516.6997 | 514.6409 | 561.7784 | 696.2319 | 912.4943 | 1070.8925 | 1172.5375 | 1131.059 | 1131.0175 | 1112.7986 | 1062.948 | 1010.5013
2038-09-19 | 895.8989 | 833.6314 | 783.4703 | 752.8501 | 761.3995 | 767.4711 | 808.4312 | 773.1106 | 835.0988 | 762.0605 | 735.8466 | 632.9732 | 550.8543 | 517.9138 | 657.2197 | 717.6573 | 891.2981 | 1042.8825 | 1171.3855 | 1178.0478 | 1201.4234 | 1142.4629 | 1067.7344 | 983.7013
2038-09-20 | 934.0354 | 810.7307 | 762.0926 | 747.6278 | 789.2081 | 878.8834 | 1014.6384 | 994.0426 | 986.3597 | 878.5982 | 858.4156 | 783.2881 | 669.9661 | 643.6912 | 717.8715 | 818.723 | 1030.7446 | 1115.7207 | 1249.1683 | 1246.6434 | 1246.7983 | 1181.9917 | 1109.1265 | 1040.841
2038-09-21 | 945.5101 | 866.0172 | 787.0443 | 761.19 | 795.9197 | 919.8649 | 1068.4143 | 1052.4053 | 1042.162 | 940.3749 | 871.6685 | 877.3706 | 758.0536 | 754.4318 | 712.1282 | 841.0895 | 1051.0293 | 1202.3556 | 1238.5541 | 1253.2366 | 1208.0696 | 1168.4789 | 1075.2611 | 988.5698
2038-09-22 | 874.5 | 818.3755 | 768.1412 | 749.0108 | 776.4427 | 901.7534 | 1047.1481 | 1055.5345 | 993.9897 | 879.8305 | 826.026 | 787.5136 | 679.3739 | 661.3813 | 693.3735 | 841.063 | 1014.4023 | 1149.9327 | 1210.9312 | 1197.1929 | 1163.808 | 1151.3233 | 1081.0485 | 984.0677
2038-09-23 | 879.5415 | 821.216 | 774.01 | 755.8067 | 780.2824 | 914.6297 | 1053.9991 | 1030.38 | 1010.5439 | 848.2267 | 823.6576 | 761.3739 | 674.6815 | 698.8711 | 752.1775 | 865.0574 | 1079.6347 | 1168.7558 | 1225.3777 | 1213.5703 | 1195.364 | 1168.7267 | 1083.0815 | 995.9996
2038-09-24 | 893.1651 | 832.3803 | 781.3471 | 760.8409 | 793.0801 | 913.9456 | 1051.6619 | 1021.8311 | 1030.0869 | 909.703 | 830.5744 | 719.5722 | 646.2279 | 654.9977 | 677.4962 | 799.0506 | 1014.8161 | 1150.4463 | 1202.795 | 1178.8247 | 1162.0701 | 1145.4402 | 1095.0128 | 1015.3296
2038-09-25 | 919.2269 | 849.6455 | 794.7985 | 767.6597 | 776.4097 | 832.504 | 918.78 | 929.9971 | 949.5483 | 886.2528 | 810.9894 | 747.0573 | 628.1945 | 614.9214 | 652.2344 | 791.982 | 995.2528 | 1126.1486 | 1212.8943 | 1161.5017 | 1151.4784 | 1135.1126 | 1079.5321 | 1027.0661
2038-09-26 | 907.5072 | 845.899 | 796.007 | 764.5968 | 772.8238 | 789.5169 | 830.7001 | 808.3463 | 859.3644 | 812.3472 | 810.3767 | 777.2205 | 703.7793 | 640.3052 | 769.2471 | 790.0417 | 985.3677 | 1117.7076 | 1195.8762 | 1202.2466 | 1225.3877 | 1171.0359 | 1094.569 | 1009.5515
2038-09-27 | 942.9264 | 816.2362 | 767.0041 | 752.0573 | 787.899 | 885.2142 | 1016.1338 | 997.0635 | 990.6406 | 933.9625 | 950.7032 | 934.1546 | 886.8083 | 812.0889 | 911.7343 | 958.8868 | 1116.2215 | 1159.9112 | 1246.9182 | 1239.5881 | 1248.4721 | 1181.5295 | 1110.1141 | 1047.0567
2038-09-28 | 940.4797 | 858.0159 | 778.8817 | 754.7093 | 791.0883 | 918.2766 | 1055.0234 | 1039.3692 | 1016.444 | 895.0303 | 816.5327 | 798.7713 | 708.2448 | 671.4503 | 685.7072 | 841.8748 | 1031.3814 | 1147.0473 | 1187.6771 | 1226.3739 | 1188.2622 | 1150.856 | 1064.48 | 974.9927
2038-09-29 | 883.5547 | 824.2498 | 778.6229 | 759.0896 | 779.9921 | 900.7515 | 1045.7501 | 1021.1278 | 972.2141 | 856.2219 | 807.0617 | 777.8359 | 690.3852 | 731.4518 | 784.0764 | 916.3938 | 1070.6369 | 1164.8276 | 1192.9914 | 1189.445 | 1167.1008 | 1159.6229 | 1080.0821 | 982.2169
2038-09-30 | 861.2658 | 807.5242 | 759.8503 | 740.7847 | 765.4704 | 886.5441 | 1020.0847 | 995.1201 | 962.0216 | 812.2019 | 775.848 | 744.2085 | 671.1169 | 664.4244 | 654.3925 | 786.8404 | 1003.8315 | 1113.5213 | 1174.6317 | 1178.0821 | 1172.5759 | 1144.5002 | 1052.465 | 967.2887
2038-10-01 | 836.1328 | 779.5022 | 725.5764 | 703.6125 | 726.5471 | 829.8679 | 950.7935 | 946.1709 | 968.7264 | 876.4922 | 800.7767 | 752.839 | 638.3396 | 647.4592 | 732.7247 | 859.4851 | 1015.0069 | 1120.9009 | 1175.1435 | 1120.0722 | 1110.2672 | 1094.7082 | 1034.7924 | 950.554
2038-10-02 | 856.4064 | 792.1221 | 736.2503 | 708.7227 | 707.6574 | 752.453 | 823.6704 | 814.2758 | 841.5258 | 768.3626 | 760.0854 | 758.4569 | 619.2882 | 650.5206 | 679.9843 | 808.9005 | 971.6564 | 1117.0988 | 1182.407 | 1104.0212 | 1103.5635 | 1088.2237 | 1028.8913 | 967.8511
2038-10-03 | 853.6449 | 790.5924 | 740.5567 | 709.7992 | 708.5926 | 721.3534 | 739.8703 | 715.6423 | 779.6785 | 738.0034 | 765.6068 | 735.2927 | 643.2973 | 605.7522 | 702.0593 | 746.3056 | 960.0114 | 1101.8428 | 1210.4595 | 1180.9416 | 1175.3017 | 1116.994 | 1035.6226 | 947.923
2038-10-04 | 888.6772 | 765.6786 | 717.7385 | 702.3925 | 729.6492 | 817.7894 | 938.1559 | 935.1233 | 930.9116 | 843.3138 | 841.2148 | 864.0462 | 751.7648 | 781.3132 | 871.7823 | 956.3974 | 1095.188 | 1153.948 | 1247.2906 | 1201.185 | 1214.5165 | 1150.8448 | 1067.4188 | 987.7773
2038-10-05 | 891.8033 | 814.3765 | 734.6658 | 708.549 | 737.5472 | 854.7878 | 985.3997 | 995.9169 | 968.1752 | 891.7587 | 822.861 | 853.5692 | 739.9607 | 735.0648 | 757.2768 | 889.3477 | 1042.2541 | 1184.2592 | 1206.2334 | 1191.136 | 1154.3975 | 1117.8425 | 1022.3225 | 923.3633
2038-10-06 | 829.0466 | 770.7376 | 723.0915 | 703.5433 | 719.777 | 829.7769 | 965.2313 | 960.9198 | 934.7394 | 872.6978 | 822.3729 | 858.3975 | 793.2983 | 730.7105 | 775.5072 | 895.5856 | 1038.4027 | 1150.3535 | 1182.5465 | 1140.3635 | 1121.6097 | 1109.7895 | 1030.9636 | 923.3963
2038-10-07 | 823.2334 | 768.645 | 720.6516 | 701.595 | 716.5089 | 832.4051 | 959.1645 | 959.3715 | 932.7411 | 828.0856 | 800.9039 | 824.4416 | 712.8855 | 751.3406 | 797.1988 | 920.3127 | 1075.0784 | 1154.3522 | 1200.4234 | 1156.1468 | 1143.5273 | 1117.7319 | 1026.5412 | 930.6672
2038-10-08 | 840.4731 | 779.417 | 728.4689 | 705.1235 | 729.1448 | 836.411 | 959.6978 | 951.1524 | 942.1148 | 830.8495 | 765.9368 | 694.8767 | 668.6511 | 737.7825 | 815.9193 | 944.474 | 1068.7874 | 1165.4046 | 1178.6739 | 1116.9469 | 1107.8008 | 1098.5403 | 1044.9544 | 968.0571
2038-10-09 | 856.911 | 791.7112 | 737.5631 | 709.0885 | 708.3722 | 753.3471 | 825.3105 | 833.1647 | 848.096 | 747.0894 | 705.1772 | 631.8992 | 526.4785 | 516.7651 | 581.3581 | 739.0316 | 955.3491 | 1108.563 | 1160.275 | 1088.2787 | 1093.1373 | 1078.6863 | 1020.474 | 964.3503
2038-10-10 | 852.6889 | 790.4187 | 740.5349 | 709.7577 | 708.0748 | 709.339 | 736.113 | 721.1491 | 770.5029 | 724.58 | 712.3525 | 675.3487 | 594.1614 | 568.0606 | 691.1109 | 750.573 | 959.7009 | 1103.0166 | 1170.8217 | 1145.8957 | 1169.2707 | 1116.8432 | 1037.1087 | 947.5399
2038-10-11 | 889.0082 | 766.6511 | 718.5299 | 704.786 | 741.1468 | 856.793 | 985.6962 | 971.6869 | 958.3983 | 863.2248 | 863.6255 | 842.1476 | 754.257 | 757.648 | 816.7771 | 918.1127 | 1104.942 | 1189.7985 | 1300.1689 | 1249.2625 | 1229.9375 | 1156.796 | 1077.0017 | 1003.6532
2038-10-12 | 903.3254 | 822.5803 | 742.7344 | 716.0224 | 743.4239 | 870.1405 | 1001.8349 | 1008.7322 | 998.0211 | 923.4796 | 860.9213 | 900.0295 | 848.9015 | 886.6623 | 898.0726 | 1002.3932 | 1161.3945 | 1243.9813 | 1237.785 | 1217.4482 | 1172.3624 | 1134.3232 | 1043.5959 | 947.3826
2038-10-13 | 834.5825 | 779.0164 | 726.5455 | 706.2088 | 722.0584 | 846.2924 | 982.9788 | 995.5257 | 973.8213 | 908.9782 | 856.1138 | 887.8147 | 940.9043 | 816.689 | 835.7724 | 920.3475 | 1089.0128 | 1189.5028 | 1199.0298 | 1156.2634 | 1124.342 | 1115.4996 | 1038.2385 | 940.1942
2038-10-14 | 834.9565 | 777.4736 | 728.6703 | 709.707 | 726.5609 | 857.3422 | 987.6941 | 987.1153 | 963.0536 | 848.3383 | 840.7631 | 871.2705 | 778.4053 | 793.5483 | 859.4377 | 981.8436 | 1126.4175 | 1199.4206 | 1218.1804 | 1173.6138 | 1154.2044 | 1126.6354 | 1036.1785 | 946.6049
2038-10-15 | 853.4549 | 795.4657 | 741.6447 | 718.795 | 742.4724 | 860.0871 | 982.1857 | 1031.9517 | 1093.7082 | 995.3721 | 911.9473 | 876.6956 | 869.4696 | 808.7858 | 850.6648 | 979.8352 | 1134.8253 | 1198.3236 | 1200.8901 | 1136.08 | 1124.665 | 1115.5047 | 1053.7576 | 980.7379
2038-10-16 | 864.066 | 796.9135 | 742.0641 | 713.101 | 711.6758 | 757.9796 | 831.129 | 851.5629 | 873.7061 | 788.6546 | 743.3171 | 729.7119 | 625.3595 | 620.0714 | 674.6541 | 817.2392 | 1022.5268 | 1149.4828 | 1174.4114 | 1098.8807 | 1102.2366 | 1080.9827 | 1022.0435 | 964.7631
2038-10-17 | 857.7161 | 795.4484 | 745.4266 | 714.4964 | 712.9486 | 718.845 | 745.075 | 752.0415 | 809.2186 | 788.6927 | 768.6578 | 705.6865 | 629.1716 | 613.5125 | 740.7157 | 833.259 | 1012.1603 | 1152.324 | 1192.9264 | 1161.6576 | 1183.4538 | 1128.2277 | 1046.7188 | 955.99
2038-10-18 | 896.0348 | 768.7942 | 718.2584 | 701.4484 | 730.5285 | 822.0928 | 944.5647 | 944.596 | 932.168 | 873.0157 | 892.7819 | 885.1383 | 771.3322 | 781.3591 | 809.521 | 870.3896 | 1079.9982 | 1160.3267 | 1251.2514 | 1200.2213 | 1205.7343 | 1144.1129 | 1066.0018 | 997.2138
2038-10-19 | 882.411 | 801.8767 | 721.0153 | 696.3967 | 724.8017 | 844.1241 | 975.3494 | 969.4547 | 947.7464 | 860.0043 | 817.9514 | 837.2424 | 715.5354 | 737.0643 | 785.0134 | 941.7901 | 1083.5281 | 1193.7156 | 1194.0077 | 1183.6437 | 1138.651 | 1101.8901 | 1006.5047 | 916.7951
2038-10-20 | 839.0998 | 783.1223 | 732.2927 | 711.4578 | 727.2038 | 848.0242 | 987.0735 | 1025.7843 | 982.1671 | 891.4224 | 848.9421 | 835.0054 | 729.6198 | 707.9646 | 777.0279 | 902.6462 | 1082.264 | 1189.4503 | 1196.8899 | 1152.6338 | 1132.9502 | 1122.8247 | 1040.8771 | 942.0732
2038-10-21 | 828.4611 | 772.4144 | 724.7208 | 705.7329 | 722.4306 | 846.4747 | 977.8586 | 986.7183 | 962.1561 | 840.6893 | 801.9181 | 780.9191 | 685.2294 | 692.074 | 748.5656 | 898.5758 | 1078.2517 | 1182.4506 | 1201.5085 | 1161.0742 | 1144.9004 | 1119.2636 | 1024.9538 | 932.7922
2038-10-22 | 829.0021 | 773.173 | 719.1175 | 698.2571 | 722.0188 | 834.1312 | 957.8066 | 955.0852 | 960.5602 | 841.8809 | 779.5978 | 723.2082 | 654.915 | 696.3135 | 742.3166 | 896.0101 | 1050.0122 | 1172.9717 | 1171.7023 | 1118.1713 | 1101.883 | 1088.3826 | 1023.5553 | 949.1092
2038-10-23 | 855.3958 | 790.0763 | 735.4056 | 706.8317 | 705.7371 | 750.6302 | 823.6868 | 840.7641 | 870.0785 | 825.3827 | 812.8409 | 824.7819 | 806.1236 | 706.9392 | 735.823 | 856.2296 | 1037.7603 | 1159.2754 | 1164.7853 | 1086.6395 | 1092.6722 | 1072.5515 | 1013.4862 | 958.9288
2038-10-24 | 842.281 | 780.6906 | 731.8561 | 701.188 | 699.9725 | 701.0596 | 731.8161 | 730.0768 | 780.3728 | 731.1489 | 705.8226 | 696.7619 | 606.4954 | 592.3749 | 772.9406 | 859.3127 | 1015.2838 | 1146.419 | 1183.0066 | 1147.6341 | 1158.5744 | 1097.0419 | 1020.9676 | 927.395
2038-10-25 | 878.1405 | 752.656 | 704.7072 | 688.4481 | 716.8807 | 802.9618 | 930.815 | 922.6851 | 900.7006 | 812.2774 | 794.8569 | 836.7812 | 755.4939 | 800.2436 | 844.445 | 946.1588 | 1103.406 | 1186.2842 | 1253.166 | 1190.4909 | 1191.8151 | 1120.2289 | 1047.0597 | 974.1377
2038-10-26 | 883.7021 | 803.4448 | 724.0471 | 698.932 | 726.9574 | 842.382 | 977.9961 | 973.3254 | 943.0965 | 850.8839 | 794.1751 | 797.2362 | 699.8032 | 738.8675 | 765.0915 | 943.7542 | 1126.8505 | 1237.2068 | 1225.2407 | 1199.9956 | 1143.3405 | 1099.5722 | 1007.7589 | 913.489
2038-10-27 | 806.8364 | 751.774 | 699.5342 | 679.279 | 694.9654 | 811.6462 | 951.9726 | 949.4353 | 913.3489 | 824.3987 | 779.0251 | 801.1357 | 742.7659 | 728.0223 | 803.6352 | 947.5791 | 1096.5029 | 1174.0764 | 1160.1926 | 1126.2888 | 1089.5537 | 1076.2821 | 998.1938 | 897.0784
2038-10-28 | 813.927 | 757.85 | 710.0628 | 692.5896 | 709.9008 | 832.8338 | 966.7672 | 980.1864 | 950.9239 | 850.7261 | 800.3587 | 791.4614 | 773.6168 | 794.2174 | 879.8153 | 986.4358 | 1128.2298 | 1185.428 | 1179.8056 | 1137.1327 | 1128.3817 | 1099.1684 | 1008.2395 | 916.5463
2038-10-29 | 834.0788 | 777.5245 | 724.4824 | 703.1531 | 727.4221 | 836.5801 | 965.7164 | 987.6742 | 1023.9136 | 949.5135 | 911.4719 | 896.2563 | 900.3639 | 788.6922 | 841.744 | 971.9865 | 1118.6325 | 1193.292 | 1174.5259 | 1120.1804 | 1102.7502 | 1085.7057 | 1025.7453 | 950.4648
2038-10-30 | 841.3693 | 776.0818 | 721.0254 | 693.6447 | 691.8499 | 737.0138 | 815.4468 | 843.5989 | 855.0169 | 806.2301 | 783.9113 | 768.1928 | 719.4385 | 656.548 | 705.6624 | 858.9301 | 1043.7987 | 1137.3571 | 1139.5366 | 1075.8476 | 1068.7445 | 1052.9704 | 989.2496 | 933.6083
2038-10-31 | 835.9992 | 783.3503 | 734.9069 | 703.9394 | 701.8759 | 715.747 | 739.7796 | 759.8213 | 826.952 | 776.8586 | 756.9719 | 686.631 | 682.2773 | 593.3031 | 733.6862 | 792.3118 | 977.151 | 1124.6482 | 1155.4961 | 1140.4742 | 1122.0744 | 1086.9238 | 1008.5372 | 927.3575
2038-11-01 | 848.7485 | 729.2514 | 681.5902 | 665.0593 | 707.4809 | 838.2746 | 931.8663 | 920.7683 | 889.6766 | 820.8697 | 817.5 | 820.0056 | 717.6932 | 694.2296 | 760.3002 | 894.4092 | 1056.3136 | 1134.1892 | 1212.7962 | 1143.3392 | 1118.302 | 1067.8025 | 1014.4574 | 949.5286
2038-11-02 | 890.9291 | 811.1458 | 729.5588 | 684.0862 | 703.0598 | 784.8859 | 820.1571 | 850.2852 | 859.3031 | 767.1482 | 720.0988 | 715.9471 | 567.7719 | 554.9073 | 592.4888 | 791.4007 | 999.3989 | 1154.6583 | 1144.5377 | 1095.4665 | 1033.072 | 1029.323 | 961.8099 | 886.7641
2038-11-03 | 792.9391 | 729.9413 | 681.5302 | 666.7811 | 701.0496 | 856.5083 | 980.489 | 974.6916 | 938.3036 | 834.4585 | 789.3761 | 794.7757 | 692.9691 | 646.9622 | 729.6696 | 908.8184 | 1072.641 | 1181.8175 | 1176.2946 | 1110.8438 | 1046.3621 | 1050.0763 | 987.916 | 893.6939
2038-11-04 | 793.6714 | 737.6417 | 693.5006 | 674.3506 | 706.0732 | 871.7087 | 990.3313 | 1003.3105 | 959.4204 | 855.101 | 815.9382 | 813.4333 | 733.1573 | 688.9185 | 756.0283 | 893.9155 | 1075.186 | 1164.1932 | 1178.3399 | 1114.6618 | 1067.4485 | 1055.8769 | 978.0799 | 898.932
2038-11-05 | 801.581 | 742.8722 | 691.7371 | 671.1146 | 710.399 | 865.9325 | 979.8024 | 1010.4545 | 1023.6818 | 944.9121 | 866.3006 | 829.9083 | 787.0849 | 681.9352 | 743.6903 | 879.1943 | 1047.4798 | 1159.3598 | 1151.8861 | 1095.1383 | 1063.6392 | 1022.1662 | 979.2877 | 912.556
2038-11-06 | 818.9142 | 747.1878 | 694.7232 | 666.3972 | 676.7388 | 746.6225 | 825.4283 | 857.688 | 850.7025 | 759.2899 | 696.8737 | 686.0917 | 545.1424 | 533.8391 | 585.8585 | 741.7339 | 942.4397 | 1098.0561 | 1105.9655 | 1038.5352 | 1031.1309 | 1012.0843 | 961.5901 | 913.6682
2038-11-07 | 808.4486 | 743.7071 | 696.451 | 664.4019 | 673.9137 | 702.0291 | 733.8067 | 732.9488 | 776.1344 | 747.6007 | 777.9638 | 742.6202 | 764.553 | 676.3112 | 797.6012 | 813.7688 | 976.0635 | 1095.0374 | 1133.2702 | 1086.8337 | 1072.7309 | 1041.4642 | 971.3025 | 893.6048
2038-11-08 | 841.2726 | 713.0404 | 665.4678 | 650.6399 | 692.7602 | 820.2166 | 922.9616 | 924.9488 | 893.4648 | 780.2315 | 781.3779 | 778.8052 | 685.2473 | 643.5757 | 752.0569 | 862.1409 | 1048.1241 | 1125.9273 | 1197.7631 | 1136.7918 | 1102.9675 | 1045.5601 | 985.3765 | 928.3796
2038-11-09 | 828.4264 | 745.4433 | 665.4469 | 640.8171 | 679.843 | 831.2613 | 944.4779 | 962.3873 | 910.3496 | 793.0275 | 736.947 | 721.4484 | 615.1454 | 609.8766 | 700.3294 | 881.1323 | 1048.5375 | 1137.7525 | 1137.8366 | 1108.4318 | 1029.9759 | 1005.7264 | 928.2732 | 847.1401
2038-11-10 | 776.3139 | 714.0373 | 663.3223 | 644.8089 | 673.9085 | 822.1564 | 938.5118 | 949.008 | 917.5461 | 819.9241 | 766.8227 | 761.8276 | 780.6937 | 667.7483 | 717.8824 | 844.974 | 1012.5118 | 1120.6983 | 1115.0642 | 1065.8168 | 996.3578 | 988.8093 | 934.4312 | 849.7263
2038-11-11 | 786.406 | 729.648 | 677.8996 | 643.6468 | 653.861 | 734.9492 | 768.1506 | 781.9736 | 801.5392 | 715.5455 | 697.7974 | 684.0669 | 682.3142 | 603.5787 | 676.7518 | 800.7465 | 960.1041 | 1059.7363 | 1062.5055 | 999.0727 | 962.9195 | 979.5716 | 908.0091 | 832.9255
2038-11-12 | 776.3788 | 713.6468 | 659.526 | 645.6985 | 680.2774 | 831.6791 | 928.4187 | 947.5079 | 939.1412 | 817.5996 | 765.437 | 726.8422 | 655.3204 | 646.4515 | 693.0839 | 839.2496 | 1006.4579 | 1108.636 | 1108.5232 | 1038.1198 | 1015.442 | 979.1205 | 951.3124 | 890.3085
2038-11-13 | 802.5651 | 731.7167 | 678.0936 | 650.7388 | 660.9258 | 727.9056 | 795.9421 | 833.1218 | 817.3391 | 747.8235 | 675.9915 | 653.1767 | 543.4287 | 522.6804 | 573.3996 | 734.7484 | 925.0659 | 1076.7546 | 1087.3075 | 1024.0742 | 1017.9982 | 993.9409 | 940.5452 | 893.5343
2038-11-14 | 802.3833 | 737.8111 | 688.9992 | 657.036 | 665.2895 | 693.1965 | 719.2391 | 731.4338 | 765.603 | 671.0568 | 646.2912 | 584.251 | 497.0602 | 428.2068 | 595.7018 | 737.4565 | 956.4703 | 1073.5999 | 1123.3201 | 1081.4568 | 1066.7836 | 1031.3164 | 961.5881 | 885.966
2038-11-15 | 851.5879 | 723.7842 | 674.9764 | 659.331 | 701.914 | 831.4907 | 933.9352 | 958.1173 | 942.0164 | 851.7457 | 846.4495 | 857.3653 | 781.752 | 715.8893 | 850.8289 | 918.9799 | 1084.8634 | 1145.1693 | 1208.6865 | 1142.9768 | 1112.9855 | 1063.646 | 1005.2057 | 947.0268
2038-11-16 | 843.1231 | 760.2612 | 681.9347 | 655.5507 | 694.231 | 848.6903 | 958.0783 | 991.9721 | 939.0774 | 845.0645 | 802.0294 | 838.5094 | 808.1633 | 733.8759 | 777.5381 | 932.6619 | 1077.0329 | 1156.7062 | 1146.7419 | 1120.1687 | 1040.7575 | 1025.2335 | 950.3674 | 859.8449
2038-11-17 | 772.7392 | 710.8376 | 665.9871 | 647.1354 | 677.7484 | 825.8583 | 955.4507 | 993.9331 | 924.7127 | 832.4947 | 810.9545 | 816.8816 | 867.8046 | 792.7906 | 818.3663 | 911.6951 | 1057.1552 | 1136.6376 | 1125.5826 | 1091.2505 | 1023.0742 | 1007.0098 | 954.3571 | 862.213
2038-11-18 | 779.7948 | 722.7332 | 675.1175 | 656.3162 | 686.0957 | 846.2266 | 953.8504 | 1001.159 | 975.3049 | 838.1943 | 772.364 | 757.3346 | 729.5785 | 655.08 | 757.6673 | 904.4895 | 1057.3454 | 1136.9201 | 1141.5849 | 1081.5285 | 1035.5538 | 1030.2898 | 955.4752 | 875.4699
2038-11-19 | 791.2882 | 736.6787 | 685.2237 | 665.0336 | 702.7581 | 856.2749 | 964.4944 | 1003.402 | 1021.2234 | 935.0882 | 857.6416 | 836.3901 | 862.0847 | 783.1208 | 871.7607 | 976.8873 | 1102.9391 | 1162.977 | 1147.2795 | 1066.9781 | 1043.0214 | 1003.6962 | 983.5743 | 916.2607
2038-11-20 | 817.9174 | 747.1684 | 694.5952 | 666.0224 | 676.6995 | 746.5041 | 815.0551 | 896.7564 | 910.8835 | 809.6652 | 804.9124 | 809.7318 | 814.6298 | 748.4601 | 787.3848 | 904.1305 | 1058.523 | 1141.7179 | 1123.1245 | 1060.6685 | 1049.119 | 1032.5502 | 975.7709 | 925.7822
2038-11-21 | 811.7575 | 745.9808 | 696.5049 | 665.0098 | 673.1819 | 701.5238 | 736.002 | 784.3581 | 847.382 | 807.9459 | 820.8872 | 803.8557 | 830.3942 | 750.0905 | 795.1509 | 867.5372 | 1027.4052 | 1118.752 | 1148.7094 | 1101.7682 | 1086.802 | 1048.0201 | 975.2796 | 897.1125
2038-11-22 | 854.2179 | 727.6441 | 678.6515 | 662.8872 | 695.8659 | 823.3814 | 938.9531 | 985.4099 | 977.5834 | 901.7503 | 894.5153 | 924.1463 | 921.8127 | 878.5076 | 920.4946 | 946.6231 | 1096.1868 | 1134.7783 | 1202.7989 | 1144.7464 | 1115.9791 | 1064.3165 | 1003.1731 | 946.6648
2038-11-23 | 839.2497 | 757.0307 | 676.662 | 651.5847 | 690.1411 | 842.6552 | 955.9285 | 1008.47 | 1014.1961 | 926.3256 | 829.0048 | 827.8364 | 838.6581 | 802.4413 | 782.8255 | 919.1283 | 1070.2816 | 1151.448 | 1133.0036 | 1108.1354 | 1033.9003 | 1006.9188 | 938.3863 | 853.1903
2038-11-24 | 753.6573 | 692.6072 | 641.9444 | 624.8728 | 654.6465 | 797.9908 | 918.7264 | 958.0128 | 920.005 | 817.1902 | 761.1996 | 785.4734 | 850.0235 | 824.744 | 773.7056 | 902.7192 | 1033.4868 | 1098.7597 | 1082.1444 | 1036.0398 | 969.2322 | 978.6176 | 921.9519 | 835.3221
2038-11-25 | 791.7437 | 733.4476 | 681.0735 | 648.6008 | 661.2 | 751.0356 | 813.7103 | 850.5959 | 882.1379 | 771.351 | 741.8204 | 745.3639 | 772.918 | 698.4326 | 698.4995 | 841.7902 | 1014.8756 | 1100.7258 | 1095.4876 | 1030.9519 | 989.1634 | 1003.0275 | 917.5524 | 843.9238
2038-11-26 | 763.3454 | 700.7346 | 645.0628 | 632.1815 | 674.2913 | 823.4243 | 914.3141 | 959.3423 | 976.5664 | 880.8542 | 781.756 | 783.1552 | 813.8002 | 707.2221 | 754.958 | 885.1293 | 1010.6622 | 1083.647 | 1079.1722 | 1022.468 | 992.8459 | 954.5038 | 932.0635 | 866.8689
2038-11-27 | 793.4679 | 723.5513 | 670.7176 | 644.2005 | 654.4547 | 717.4096 | 780.977 | 856.9137 | 863.4922 | 812.1914 | 778.1756 | 767.3937 | 763.1877 | 695.8003 | 713.3392 | 818.2558 | 987.5677 | 1082.829 | 1074.5877 | 1009.4029 | 997.7431 | 972.4986 | 925.4472 | 879.2761
2038-11-28 | 785.5116 | 722.0629 | 673.6173 | 642.9282 | 651.6071 | 674.2278 | 697.2699 | 741.0728 | 797.7186 | 758.8526 | 771.5664 | 729.4083 | 728.9935 | 570.6986 | 733.5485 | 806.3222 | 977.0737 | 1079.4698 | 1114.4467 | 1076.6479 | 1063.8379 | 1025.6077 | 950.0315 | 871.3451
2038-11-29 | 838.6415 | 710.9079 | 663.0964 | 650.3498 | 693.0567 | 823.0839 | 927.3517 | 973.1011 | 935.0307 | 843.1599 | 839.7766 | 841.1372 | 821.4546 | 748.723 | 844.9266 | 928.7524 | 1073.8866 | 1117.0209 | 1179.01 | 1121.7167 | 1092.2296 | 1035.6703 | 978.2658 | 921.862
2038-11-30 | 832.7665 | 746.4962 | 670.6434 | 647.3492 | 688.7242 | 839.917 | 946.5208 | 1012.3817 | 1000.2755 | 925.8365 | 869.7653 | 875.3396 | 904.6984 | 907.2109 | 875.9566 | 898.7866 | 1058.762 | 1145.1876 | 1128.8802 | 1106.596 | 1030.6746 | 1009.7417 | 936.2301 | 854.7453
2038-12-01 | 752.9682 | 692.9372 | 640.9116 | 619.5819 | 644.0148 | 768.7558 | 865.5326 | 900.5218 | 858.2614 | 784.6469 | 737.3419 | 724.9936 | 732.4995 | 685.8758 | 653.3787 | 789.0461 | 932.8528 | 1037.4329 | 1038.9915 | 1013.3277 | 967.7408 | 982.5735 | 930.5983 | 851.0596
2038-12-02 | 743.3853 | 684.9972 | 636.5958 | 617.0972 | 644.4539 | 776.4324 | 870.6293 | 923.9995 | 906.5047 | 819.6739 | 777.7105 | 761.6676 | 798.1753 | 786.2935 | 793.803 | 786.5178 | 928.1138 | 1021.2806 | 1039.1881 | 1012.3386 | 995.0769 | 990.2372 | 928.6336 | 847.7258
2038-12-03 | 764.1808 | 705.1809 | 651.6469 | 629.2217 | 665.1185 | 791.1146 | 880.1043 | 907.5514 | 912.5262 | 791.5477 | 669.9173 | 641.0795 | 588.5048 | 573.2431 | 647.122 | 797.0543 | 913.5427 | 1024.8282 | 1034.6481 | 990.061 | 986.2688 | 953.4131 | 936.858 | 880.9769
2038-12-04 | 778.1165 | 709.8707 | 655.2997 | 626.2133 | 635.3406 | 680.7317 | 733.1186 | 804.4667 | 790.551 | 718.3529 | 666.7238 | 654.7415 | 636.2827 | 556.5986 | 591.9701 | 712.3053 | 883.8281 | 991.3511 | 1005.3439 | 963.9874 | 981.3992 | 966.7568 | 927.035 | 880.4976
2038-12-05 | 781.2268 | 718.3007 | 668.5209 | 636.2524 | 644.8083 | 655.3697 | 676.1347 | 710.7085 | 741.0307 | 655.8342 | 625.1958 | 575.6237 | 519.7033 | 427.2443 | 581.213 | 640.7937 | 844.944 | 985.0754 | 1032.07 | 1015.8902 | 1030.1897 | 1008.5378 | 947.6511 | 875.1241
2038-12-06 | 813.3335 | 688.1664 | 638.399 | 622.5903 | 661.8877 | 764.2034 | 851.4622 | 892.9959 | 850.7556 | 768.6578 | 707.7664 | 710.4144 | 627.6505 | 575.8644 | 669.0684 | 758.7975 | 935.1014 | 1006.7741 | 1087.7981 | 1049.1169 | 1049.1606 | 1010.6512 | 961.8724 | 913.6051
2038-12-07 | 812.7436 | 731.3302 | 650.1138 | 623.4513 | 661.4968 | 788.5408 | 885.2601 | 942.7001 | 894.8844 | 794.1421 | 686.2324 | 703.2984 | 721.4178 | 620.8244 | 660.8444 | 782.3793 | 937.0275 | 1038.8953 | 1037.2504 | 1036.3206 | 983.1282 | 979.8262 | 922.2327 | 847.4632
2038-12-08 | 755.3029 | 695.1927 | 643.6544 | 622.9213 | 649.2519 | 775.048 | 867.7382 | 917.4603 | 892.2287 | 824.0533 | 761.8763 | 795.401 | 803.1313 | 808.953 | 814.2434 | 858.0535 | 958.5397 | 1033.5245 | 1029.5889 | 1008.7025 | 975.8416 | 989.3616 | 933.9416 | 847.1944
2038-12-09 | 756.3746 | 698.8541 | 651.9316 | 630.828 | 658.5897 | 792.8062 | 875.3677 | 930.1316 | 895.5483 | 797.555 | 737.707 | 726.773 | 763.5554 | 739.5882 | 743.8009 | 834.4259 | 982.6502 | 1049.2378 | 1063.3455 | 1027.1191 | 1011.9522 | 1011.5726 | 946.1771 | 866.6198
2038-12-10 | 773.4027 | 713.8557 | 661.1232 | 637.073 | 673.1287 | 800.8541 | 881.2034 | 937.123 | 937.5192 | 847.1024 | 757.9185 | 747.8172 | 769.7168 | 685.914 | 742.8753 | 842.6925 | 972.5545 | 1066.2509 | 1066.2432 | 1014.1931 | 1006.6264 | 974.9851 | 960.2614 | 895.7663
2038-12-11 | 792.7972 | 724.9125 | 672.3426 | 642.3627 | 651.6008 | 702.7937 | 754.3006 | 828.3918 | 816.1586 | 767.3974 | 712.0386 | 696.413 | 675.2727 | 531.3836 | 588.5343 | 749.7443 | 941.9975 | 1045.1053 | 1050.6334 | 993.9753 | 1003.6534 | 994.1237 | 946.4147 | 903.9962
2038-12-12 | 780.6414 | 717.8681 | 667.9178 | 635.5003 | 643.9666 | 652.7553 | 673.976 | 719.5731 | 752.7669 | 710.0338 | 688.7054 | 655.5914 | 688.2507 | 577.9478 | 687.0612 | 741.1796 | 907.5129 | 1019.5572 | 1062.2683 | 1038.8899 | 1053.7061 | 1017.1304 | 955.608 | 882.3103
2038-12-13 | 820.7012 | 694.4286 | 644.0068 | 626.9844 | 666.1476 | 769.3694 | 856.0322 | 897.8748 | 875.0125 | 775.5284 | 738.9403 | 743.108 | 711.4589 | 610.8168 | 684.9753 | 757.996 | 948.6685 | 1044.8387 | 1124.4917 | 1078.4882 | 1077.1044 | 1021.7071 | 971.6864 | 933.9808
2038-12-14 | 813.826 | 730.3536 | 648.0531 | 621.518 | 659.3623 | 785.4412 | 882.5979 | 944.2438 | 907.1696 | 819.4454 | 731.6282 | 734.1592 | 690.1448 | 618.917 | 646.8408 | 793.4681 | 942.6691 | 1068.2969 | 1072.3387 | 1062.9014 | 1010.6475 | 984.5506 | 919.0503 | 846.1893
2038-12-15 | 768.1267 | 706.7189 | 653.7823 | 632.5111 | 657.8842 | 785.1291 | 890.4278 | 952.8453 | 914.7554 | 818.7404 | 741.882 | 740.0245 | 751.5496 | 616.528 | 642.382 | 787.5603 | 946.7979 | 1067.5159 | 1079.4856 | 1038.9757 | 1001.0436 | 997.4841 | 955.1992 | 867.5108
2038-12-16 | 768.9259 | 708.6775 | 662.3175 | 641.1366 | 669.7809 | 804.6526 | 904.539 | 966.7722 | 918.3691 | 793.1641 | 725.8576 | 725.4479 | 702.336 | 617.3754 | 652.9111 | 803.2387 | 976.8905 | 1068.5345 | 1094.0327 | 1053.8369 | 1026.8824 | 1019.4825 | 955.0732 | 879.8226
2038-12-17 | 778.2728 | 720.2009 | 665.4782 | 642.2257 | 678.3065 | 805.2841 | 899.2166 | 967.2434 | 953.1476 | 834.9073 | 748.243 | 728.7728 | 743.8616 | 634.9079 | 683.7259 | 788.4661 | 948.4999 | 1061.8902 | 1071.0303 | 1021.0292 | 1013.6913 | 979.8158 | 957.5551 | 897.239
2038-12-18 | 802.3334 | 732.0473 | 679.069 | 649.1948 | 659.6046 | 711.1118 | 769.4172 | 854.1522 | 845.2767 | 777.3151 | 736.2842 | 725.0629 | 716.2305 | 668.0021 | 636.5743 | 774.0182 | 945.2131 | 1050.3614 | 1055.853 | 1001.6025 | 1012.8505 | 1004.9963 | 958.2992 | 910.7617
2038-12-19 | 796.2128 | 732.4911 | 683.3555 | 648.877 | 658.6572 | 669.9949 | 697.0335 | 755.3816 | 805.3909 | 772.4819 | 712.3677 | 664.9206 | 718.6465 | 733.7477 | 731.0003 | 758.0749 | 925.7037 | 1027.1682 | 1082.7007 | 1075.5094 | 1084.2547 | 1039.3671 | 972.5923 | 897.1619
2038-12-20 | 828.0555 | 702.8602 | 651.4816 | 634.5483 | 674.1055 | 779.2859 | 873.8467 | 941.087 | 932.741 | 883.9713 | 868.6166 | 818.4371 | 826.7247 | 820.2558 | 804.5577 | 848.1829 | 998.7502 | 1057.9447 | 1135.6939 | 1093.044 | 1086.8399 | 1026.5061 | 987.5583 | 931.5934
2038-12-21 | 830.507 | 745.6162 | 665.6705 | 637.6553 | 676.7022 | 804.3582 | 908.9301 | 976.8934 | 934.5479 | 829.3362 | 736.2936 | 736.5458 | 744.051 | 648.5119 | 649.2279 | 785.8233 | 938.5748 | 1076.3249 | 1091.1548 | 1074.0103 | 1025.0388 | 1004.1958 | 940.7797 | 864.752
2038-12-22 | 753.5148 | 692.6072 | 639.3246 | 618.1401 | 643.5028 | 767.8631 | 866.734 | 922.762 | 873.5828 | 787.9915 | 723.9417 | 737.1213 | 759.2056 | 685.0138 | 631.3924 | 745.8564 | 907.2218 | 1021.4656 | 1037.7291 | 1005.0057 | 958.8877 | 974.6183 | 926.5246 | 843.9726
2038-12-23 | 741.5722 | 683.4466 | 635.3993 | 615.8813 | 643.6725 | 775.6724 | 868.9978 | 930.6628 | 891.2565 | 775.1835 | 697.3694 | 688.6435 | 684.3272 | 553.1554 | 600.297 | 716.1312 | 894.0797 | 1003.3249 | 1042.2486 | 1010.5251 | 981.862 | 981.8224 | 923.5582 | 848.322
2038-12-24 | 791.8759 | 733.6235 | 676.403 | 638.5777 | 659.2402 | 721.3251 | 770.782 | 822.1278 | 854.8336 | 777.001 | 698.2352 | 661.9073 | 680.9032 | 608.8265 | 584.3044 | 730.0898 | 883.5107 | 997.2879 | 1022.1957 | 982.4202 | 985 | 973.8739 | 928.0149 | 874.4369
2038-12-25 | 778.1456 | 703.4483 | 646.8195 | 620.615 | 625.2571 | 671.3287 | 734.294 | 815.3854 | 796.2438 | 699.6972 | 653.0092 | 655.8224 | 670.4929 | 669.3423 | 581.8475 | 699.8334 | 873.3686 | 993.6341 | 1011.008 | 944.7381 | 968.8442 | 969.0732 | 924.8382 | 880.4942
2038-12-26 | 755.6089 | 693.712 | 641.9349 | 611.7826 | 620.7263 | 625.844 | 651.3769 | 704.4152 | 760.2482 | 742.6895 | 710.8323 | 654.6874 | 672.8902 | 647.4102 | 764.5445 | 762.8153 | 891.6892 | 973.7468 | 1025.8934 | 1038.7873 | 1056.8362 | 1000.5218 | 935.3878 | 849.4391
2038-12-27 | 797.2515 | 671.8467 | 620.2185 | 605.4675 | 644.5045 | 743.3982 | 833.1269 | 888.7682 | 839.7268 | 745.7325 | 695.6505 | 707.1227 | 733.121 | 628.2146 | 661.9836 | 701.8005 | 888.6015 | 978.6563 | 1068.3111 | 1036.1146 | 1032.0356 | 968.3946 | 938.5137 | 889.689
2038-12-28 | 792.9785 | 710.7168 | 629.0931 | 603.2497 | 641.2 | 763.8893 | 860.9083 | 931.0878 | 903.7668 | 798.6695 | 737.6051 | 749.9747 | 757.6774 | 761.3405 | 688.5053 | 762.7858 | 897.6245 | 1013.3219 | 1021.7327 | 1020.1279 | 968.1485 | 965.9443 | 896.6181 | 824.2445
2038-12-29 | 739.819 | 678.6826 | 625.6946 | 606.2497 | 633.6633 | 758.0749 | 862.4561 | 921.7583 | 871.4307 | 795.1094 | 675.4691 | 662.4136 | 685.3979 | 557.9669 | 569.2823 | 697.7105 | 862.1954 | 978.4068 | 1016.8969 | 990.7219 | 951.3533 | 933.3058 | 912.0726 | 821.4209
2038-12-30 | 742.2565 | 686.499 | 637.3089 | 618.5235 | 644.8825 | 778.0509 | 874.2593 | 952.8186 | 921.6213 | 809.5841 | 751.1603 | 744.3738 | 752.3074 | 751.842 | 729.5078 | 770.6355 | 897.6862 | 1001.8242 | 1033.8494 | 1007.164 | 986.8362 | 966.8683 | 914.9548 | 835.503
2038-12-31 | 762.4175 | 707.3331 | 648.1907 | 613.9749 | 633.6564 | 698.1057 | 748.814 | 811.5689 | 838.9292 | 726.9756 | 625.8981 | 598.3811 | 595.22 | 451.4861 | 501.4241 | 666.9017 | 845.0048 | 956.4435 | 988.3747 | 950.4479 | 938.2897 | 945.4945 | 903.0274 | 839.5873
2039-01-01 | 760.7696 | 711.1242 | 664.8262 | 636.9294 | 638.5024 | 711.2932 | 787.8053 | 865.6652 | 853.513 | 736.4382 | 641.2862 | 636.2607 | 600.6701 | 516.8704 | 601.2774 | 695.9145 | 917.974 | 1017.8931 | 1041.4551 | 988.6586 | 960.2733 | 961.0647 | 920.5087 | 844.7472
2039-01-02 | 773.8327 | 717.522 | 672.0628 | 645.9465 | 657.6656 | 716.7885 | 783.6992 | 836.7597 | 887.9885 | 766.0812 | 678.5422 | 663.2639 | 654.3456 | 561.6003 | 607.7146 | 764.7766 | 961.5745 | 1079.0885 | 1129.1857 | 1070.0734 | 1078.0568 | 1020.3255 | 934.1724 | 846.1712
2039-01-03 | 721.2215 | 663.6347 | 622.144 | 615.6684 | 661.7828 | 810.4547 | 972.168 | 1020.486 | 971.5371 | 830.5368 | 750.5871 | 760.1374 | 770.7634 | 662.0267 | 650.4621 | 745.1632 | 960.9715 | 1086.6557 | 1126.0596 | 1074.2092 | 1041.7302 | 1002.3715 | 891.3572 | 809.9739
2039-01-04 | 693.072 | 657.953 | 621.6489 | 600.3758 | 642.3185 | 750.5502 | 876.3111 | 879.2384 | 859.6603 | 770.967 | 728.882 | 661.4672 | 636.4978 | 554.1246 | 665.441 | 698.7494 | 874.1227 | 1006.9074 | 1051.647 | 1069.592 | 1034.2047 | 945.1329 | 860.2204 | 776.7436
2039-01-05 | 754.7532 | 656.8886 | 612.8615 | 591.9178 | 630.5232 | 736.4903 | 857.4626 | 875.25 | 824.3173 | 717.7091 | 689.8821 | 668.4632 | 705.3795 | 564.543 | 600.7522 | 702.6489 | 898.8659 | 980.8086 | 1074.4724 | 1050.1047 | 1036.3531 | 962.2687 | 899.5069 | 839.0753
2039-01-06 | 764.884 | 700.0385 | 624.426 | 603.1473 | 633.7877 | 773.3626 | 910.2462 | 947.6498 | 891.0951 | 770.2211 | 692.4635 | 678.0333 | 670.7423 | 559.6407 | 574.6618 | 717.51 | 895.2842 | 1014.9736 | 1037.9806 | 1044.4419 | 980.1485 | 954.615 | 877.6068 | 786.8469
2039-01-07 | 710.3145 | 663.5371 | 615.0129 | 599.9535 | 630.6139 | 768.8344 | 909.4156 | 938.9003 | 904.1876 | 776.0859 | 676.8399 | 648.9684 | 641.3535 | 535.8955 | 560.6625 | 686.0619 | 852.42 | 993.5527 | 1011.847 | 990.92 | 933.2954 | 920.906 | 876.7856 | 792.5315
2039-01-08 | 753.3227 | 705.3828 | 658.1293 | 632.9976 | 644.4948 | 719.8921 | 807.7763 | 879.3238 | 867.3696 | 762.1071 | 675.5482 | 672.4317 | 596.8066 | 489.9049 | 528.1654 | 667.434 | 901.6361 | 1016.3563 | 1069.7518 | 1031.8462 | 1001.8433 | 972.6483 | 920.2885 | 839.5412
2039-01-09 | 736.365 | 681.0682 | 632.1475 | 608.3588 | 621.0114 | 671.8184 | 739.6338 | 792.8593 | 811.0738 | 708.0916 | 633.2301 | 591.6467 | 557.5239 | 438.539 | 479.2442 | 605.4947 | 839.539 | 990.3077 | 1073.698 | 1038.1213 | 1041.5725 | 970.2873 | 874.924 | 789.0604
2039-01-10 | 732.8849 | 676.8045 | 634.6855 | 627.3546 | 672.0634 | 817.8499 | 970.5345 | 1012.5893 | 972.6748 | 844.1141 | 774.2606 | 759.2231 | 733.7159 | 639.3331 | 645.0159 | 781.9158 | 978.5699 | 1101.2219 | 1148.4121 | 1086.4615 | 1059.6768 | 1012.6396 | 911.2911 | 831.2953
2039-01-11 | 720.2141 | 686.0487 | 650.0137 | 627.7354 | 668.9945 | 782.7386 | 909.2108 | 922.4295 | 906.8256 | 822.2417 | 810.8167 | 765.8083 | 785.6902 | 610.3332 | 692.7336 | 705.0265 | 903.2341 | 1032.8122 | 1089.2898 | 1095.5415 | 1069.456 | 981.9804 | 897.4493 | 821.8383
2039-01-12 | 790.7831 | 693.6808 | 651.8695 | 628.6887 | 667.6022 | 780.0725 | 905.2682 | 933.6741 | 889.5477 | 770.8946 | 746.3389 | 725.0568 | 659.8793 | 535.3468 | 640.3369 | 720.5681 | 918.0724 | 1036.7782 | 1137.4272 | 1099.4906 | 1087.502 | 1020.3979 | 954.8944 | 888.5159
2039-01-13 | 790.2395 | 728.7817 | 652.3842 | 629.9735 | 660.8753 | 806.1564 | 946.652 | 992.6568 | 926.6166 | 802.7113 | 732.02 | 706.7575 | 595.3644 | 546.0405 | 565.8921 | 736.2715 | 921.609 | 1051.8459 | 1087.4406 | 1080.6371 | 1026.8531 | 997.6291 | 913.6697 | 819.6819
2039-01-14 | 749.8736 | 703.6086 | 657.2067 | 638.9805 | 670.1313 | 816.1157 | 959.5126 | 1004.077 | 979.1407 | 869.0805 | 765.6592 | 742.815 | 717.2014 | 601.4597 | 671.0215 | 800.597 | 957.8442 | 1067.2231 | 1077.2774 | 1041.136 | 985.1946 | 976.3272 | 932.2705 | 846.1693
2039-01-15 | 739.961 | 688.375 | 639.1949 | 615.8488 | 618.1452 | 693.8449 | 779.0261 | 854.3101 | 853.5865 | 758.7359 | 665.1525 | 646.1205 | 630.5072 | 501.3512 | 550.9086 | 686.8699 | 880.7051 | 991.7853 | 1036.6609 | 995.3631 | 979.6302 | 950.6462 | 897.8426 | 819.3623
2039-01-16 | 761.0075 | 704.1485 | 658.6261 | 633.3833 | 645.0528 | 700.4816 | 765.4949 | 818.7669 | 881.4807 | 778.0177 | 690.2177 | 641.6996 | 638.2602 | 496.0843 | 528.3079 | 658.5856 | 882.3098 | 1012.8415 | 1101.9699 | 1047.9753 | 1053.6582 | 1001.9236 | 910.1793 | 820.3151
2039-01-17 | 762.5631 | 709.9154 | 663.1032 | 638.0013 | 660.4029 | 733.4587 | 824.4592 | 873.5937 | 906.0388 | 807.8142 | 764.6479 | 740.4929 | 700.7132 | 596.6994 | 585.4175 | 698.6997 | 897.0598 | 1058.1354 | 1105.0843 | 1028.7089 | 1022.8366 | 999.3803 | 888.0803 | 822.8792
2039-01-18 | 710.3756 | 670.9207 | 634.842 | 618.9998 | 665.142 | 778.1615 | 904.0583 | 914.3609 | 891.8688 | 785.5845 | 755.3797 | 693.9704 | 596.1163 | 547.7629 | 620.1576 | 672.5492 | 871.4968 | 1000.5768 | 1076.602 | 1099.2217 | 1068.0939 | 980.2591 | 892.943 | 813.1607
2039-01-19 | 776.2319 | 678.3285 | 637.8692 | 615.5594 | 654.5609 | 765.5717 | 889.8978 | 917.9085 | 874.3413 | 771.9874 | 754.125 | 736.1439 | 656.3438 | 555.955 | 637.9317 | 716.9681 | 913.4099 | 1004.9357 | 1114.4829 | 1084.0273 | 1074.3797 | 1004.4811 | 937.9266 | 870.5501
2039-01-20 | 765.6778 | 702.3896 | 626.2172 | 608.2373 | 638.0208 | 778.9485 | 914.3074 | 956.046 | 928.9718 | 822.0895 | 733.0709 | 755.4848 | 771.5766 | 735.5509 | 701.8397 | 832.7894 | 954.7557 | 1024.4911 | 1050.2206 | 1054.7785 | 991.3222 | 967.8267 | 884.4574 | 791.2884
2039-01-21 | 745.8686 | 699.0669 | 651.5531 | 633.2859 | 664.1225 | 809.3901 | 951.9938 | 993.8724 | 965.4327 | 857.9627 | 766.6249 | 746.9758 | 745.9634 | 595.3418 | 625.318 | 763.7559 | 907.2456 | 1025.9524 | 1060.1623 | 1030.8049 | 973.9566 | 958.7654 | 927.4148 | 840.4045
2039-01-22 | 743.7111 | 695.2314 | 647.1376 | 622.5962 | 634.0732 | 711.0333 | 794.1588 | 865.6052 | 870.4963 | 765.9645 | 684.399 | 642.8416 | 611.7072 | 482.0667 | 493.4911 | 617.384 | 809.4325 | 960.4985 | 1044.1349 | 1003.2247 | 980.5232 | 952.8118 | 902.973 | 823.6731
2039-01-23 | 704.7252 | 650.9145 | 601.9666 | 580.9619 | 592.6506 | 638.4729 | 700.4016 | 738.2043 | 761.1705 | 636.9261 | 521.872 | 500.5365 | 511.0857 | 442.582 | 462.8478 | 574.928 | 773.942 | 877.8801 | 986.3678 | 959.9881 | 967.9416 | 924.3487 | 829.7558 | 745.5243
2039-01-24 | 687.8744 | 634.4774 | 593.1283 | 589.1041 | 632.8819 | 773.8404 | 917.4596 | 965.2461 | 908.6889 | 774.4108 | 708.8183 | 704.6048 | 705.5546 | 607.9368 | 576.8024 | 666.4137 | 843.9227 | 974.9332 | 1052.803 | 1013.3664 | 992.0439 | 945.9622 | 842.9178 | 770.3649
2039-01-25 | 686.4577 | 651.9887 | 614.7197 | 593.9267 | 634.5673 | 742.733 | 865.8573 | 876.7649 | 862.1891 | 795.8831 | 749.7423 | 701.5279 | 750.0337 | 616.7137 | 688.7694 | 690.8106 | 841.206 | 958.7249 | 1042.4627 | 1055.3565 | 1027.2889 | 946.4552 | 858.7032 | 782.8719
2039-01-26 | 795.389 | 696.953 | 655.6788 | 632.2664 | 671.0433 | 784.8342 | 911.9715 | 945.8104 | 900.1693 | 785.0846 | 731.4498 | 695.9418 | 598.8035 | 513.9296 | 585.0598 | 676.2621 | 857.7488 | 970.4671 | 1110.315 | 1078.2316 | 1065.9378 | 1013.4604 | 954.087 | 887.8149
2039-01-27 | 770.0846 | 708.4698 | 632.9983 | 612.3614 | 644.354 | 790.822 | 932.026 | 977.7782 | 913.4595 | 784.8747 | 715.0279 | 720.8629 | 730.4142 | 639.3931 | 642.5331 | 792.5681 | 910.235 | 998.7543 | 1042.9757 | 1039.1501 | 985.2665 | 972.5087 | 889.6347 | 799.2539
2039-01-28 | 717.5547 | 671.2127 | 623.8861 | 607.9475 | 636.9515 | 776.2895 | 922.1936 | 959.1732 | 908.3171 | 780.9538 | 702.4577 | 709.8043 | 712.4337 | 573.142 | 551.0557 | 675.7008 | 828.6574 | 944.5527 | 1020.2334 | 990.7769 | 932.2507 | 920.4906 | 887.3951 | 804.0871
2039-01-29 | 730.1682 | 682.6364 | 636.0742 | 612.4997 | 624.1073 | 700.3542 | 786.8883 | 866.4179 | 864.1235 | 747.9935 | 674.1909 | 630.9498 | 604.4718 | 478.9699 | 485.5633 | 608.8218 | 838.518 | 965.1178 | 1045.5055 | 998.8371 | 969.1529 | 936.3777 | 886.5544 | 812.2768
2039-01-30 | 742.047 | 687.5585 | 641.167 | 618.1602 | 628.9311 | 684.1989 | 747.6155 | 800.5796 | 831.4058 | 724.2941 | 632.7818 | 610.5504 | 529.1919 | 465.5052 | 470.9442 | 604.5505 | 804.0185 | 949.0459 | 1092.9857 | 1035.4443 | 1038.8247 | 976.8642 | 887.5519 | 800.6493
2039-01-31 | 725.5893 | 670.2669 | 629.7837 | 622.2264 | 664.654 | 812.4671 | 965.9414 | 1025.7783 | 981.6529 | 859.7681 | 777.8051 | 764.3602 | 716.2467 | 619.0942 | 642.3668 | 744.6244 | 928.4956 | 1065.3159 | 1159.8256 | 1093.0141 | 1070.223 | 1017.1262 | 913.8507 | 836.8867
2039-02-01 | 768.6988 | 745.7824 | 709.6743 | 680.8596 | 725.5957 | 846.7376 | 960.3979 | 984.9615 | 945.8935 | 827.2335 | 805.8053 | 777.5443 | 721.6907 | 631.0181 | 690.0987 | 698.1927 | 869.3994 | 1026.6766 | 1089.3959 | 1127.1347 | 1111.2057 | 1024.2141 | 939.7215 | 870.7083
2039-02-02 | 825.0839 | 734.8316 | 689.9277 | 664.4809 | 706.6407 | 824.2792 | 937.9611 | 971.2851 | 923.7003 | 832.9884 | 813.1238 | 752.5798 | 694.6538 | 550.386 | 689.3097 | 705.0867 | 902.4662 | 981.6576 | 1097.5301 | 1091.8521 | 1086.4486 | 1030.3766 | 959.6438 | 908.3901
2039-02-03 | 814.3826 | 768.9274 | 686.3772 | 660.3629 | 695.9877 | 846.3638 | 971.5022 | 1029.2335 | 984.1259 | 869.64 | 780.5712 | 775.3187 | 740.3416 | 693.5551 | 601.8865 | 709.3939 | 887.2723 | 1008.9034 | 1038.8384 | 1071.7647 | 1023.0871 | 994.4097 | 908.8635 | 833.819
2039-02-04 | 753.0714 | 719.1192 | 669.2149 | 649.9497 | 684.9749 | 833.2476 | 960.1183 | 1002.6323 | 967.9447 | 864.1931 | 760.9611 | 741.8073 | 757.8423 | 631.9445 | 611.6851 | 696.4095 | 865.1019 | 988.2766 | 1026.8613 | 1031.498 | 984.8289 | 970.1049 | 917.0891 | 843.6627
2039-02-05 | 787.8937 | 750.9241 | 700.1879 | 671.703 | 690.6468 | 784.5623 | 864.613 | 936.567 | 920.973 | 775.3151 | 697.9938 | 675.0565 | 673.9528 | 551.3665 | 546.0044 | 626.5518 | 823.5465 | 983.5373 | 1063.6106 | 1049.268 | 1027.6413 | 992.9123 | 930.4429 | 863.4013
2039-02-06 | 788.8674 | 747.1744 | 697.877 | 671.4068 | 688.8812 | 761.3765 | 814.9309 | 870.1184 | 907.4636 | 791.3631 | 714.9445 | 700.3205 | 667.5027 | 584.5009 | 521.6041 | 625.803 | 841.5779 | 987.31 | 1082.5728 | 1061.3333 | 1072.8382 | 1017.2181 | 916.7037 | 843.0683
2039-02-07 | 770.3728 | 727.5871 | 683.4193 | 670.7372 | 717.0544 | 869.601 | 1013.3957 | 1065.6878 | 965.5797 | 794.5492 | 723.9155 | 721.8737 | 560.4737 | 578.8288 | 568.6866 | 686.9784 | 892.2085 | 1028.5031 | 1118.5734 | 1096.9007 | 1088.2897 | 1040.5597 | 933.7326 | 871.7071
2039-02-08 | 758.6785 | 736.0467 | 699.6745 | 671.6015 | 716.2711 | 835.7304 | 949.8377 | 963.9161 | 916.7401 | 780.8892 | 729.1814 | 677.7793 | 538.4049 | 500.4923 | 609.5583 | 643.2446 | 828.4213 | 976.1735 | 1067.8686 | 1111.7699 | 1089.7555 | 1012.6958 | 923.4064 | 861.0731
2039-02-09 | 845.0427 | 756.6792 | 716.4012 | 687.4794 | 730.3954 | 853.1107 | 965.6795 | 985.243 | 908.1217 | 778.8165 | 738.8193 | 720.0226 | 561.5843 | 515.5136 | 568.424 | 635.6914 | 856.2008 | 974.5366 | 1110.5874 | 1112.2372 | 1108.8377 | 1057.2653 | 991.2755 | 939.0857
2039-02-10 | 841.4997 | 790.7585 | 713.6656 | 686.9924 | 723.5767 | 880.4564 | 998.6403 | 1048.7351 | 996.3123 | 838.8992 | 773.6988 | 743.5586 | 699.3888 | 608.2428 | 613.6671 | 759.5319 | 914.2414 | 1037.0966 | 1083.8718 | 1100.401 | 1058.5398 | 1038.6114 | 950.8489 | 871.6755
2039-02-11 | 762.6614 | 731.628 | 682.1173 | 660.4879 | 693.4947 | 844.6929 | 955.0898 | 996.9546 | 956.4166 | 828.6259 | 741.574 | 722.1475 | 679.7212 | 576.2598 | 566.7731 | 642.7185 | 808.9014 | 962.6579 | 1018.6067 | 1021.0376 | 982.5435 | 965.578 | 926.1645 | 853.4704
2039-02-12 | 774.2813 | 740.3262 | 692.7226 | 664.0764 | 682.9168 | 772.6239 | 852.4787 | 919.7756 | 879.7231 | 734.1874 | 622.8184 | 606.9653 | 458.6061 | 379.1687 | 386.5709 | 539.0123 | 784.6693 | 909.1647 | 1018.572 | 1024.6715 | 1014.9593 | 982.057 | 924.1267 | 860.4836
2039-02-13 | 791.4568 | 749.4532 | 705.6581 | 678.7187 | 699.2176 | 774.2045 | 840.1236 | 897.611 | 946.8889 | 856.2432 | 787.7374 | 638.9494 | 645.2039 | 576.9288 | 543.125 | 638.1881 | 839.1754 | 978.0478 | 1077.3265 | 1081.9592 | 1095.5136 | 1029.6448 | 936.6895 | 859.6211
2039-02-14 | 774.0964 | 731.4267 | 688.063 | 675.2874 | 722.4455 | 874.5031 | 1013.3406 | 1067.4989 | 1032.4552 | 910.8515 | 854.2286 | 875.3133 | 857.3748 | 811.8261 | 678.0782 | 750.2822 | 932.3456 | 1053.1743 | 1132.0086 | 1102.3799 | 1084.141 | 1042.2298 | 939.2974 | 876.1115
2039-02-15 | 777.7481 | 755.852 | 722.6441 | 693.9576 | 738.8445 | 863.9939 | 979.5632 | 999.9763 | 975.5773 | 861.4236 | 777.1917 | 724.8024 | 640.363 | 573.7974 | 623.0718 | 628.5075 | 803.4178 | 964.4412 | 1085.0978 | 1130.1049 | 1111.2718 | 1040.8092 | 955.8122 | 889.6928
2039-02-16 | 826.6117 | 738.1686 | 696.0989 | 670.5566 | 713.5859 | 833.2649 | 944.0459 | 948.7933 | 891.0776 | 766.3406 | 701.1648 | 684.0292 | 554.1366 | 513.5454 | 572.133 | 605.82 | 814.427 | 928.3336 | 1076.209 | 1082.6574 | 1082.3125 | 1033.9778 | 967.2412 | 915.6323
2039-02-17 | 817.5704 | 771.5149 | 693.37 | 667.7478 | 703.5699 | 857.498 | 984.8684 | 1019.3211 | 920.7347 | 799.5018 | 745.693 | 729.8038 | 627.3868 | 539.886 | 526.5666 | 660.984 | 833.7391 | 972.5328 | 1038.9549 | 1077.6231 | 1031.9045 | 1012.3873 | 923.369 | 846.5411
2039-02-18 | 785.2815 | 752.8055 | 708.6658 | 686.4827 | 720.4938 | 875.9825 | 1007.046 | 1034.3872 | 988.689 | 842.699 | 794.6137 | 806.5021 | 806.7021 | 780.6295 | 721.6527 | 785.9825 | 926.5112 | 1024.7013 | 1066.2062 | 1063.5991 | 1022.3901 | 1003.9494 | 964.2166 | 890.1822
2039-02-19 | 793.6374 | 756.396 | 709.2858 | 681.1195 | 692.1149 | 789.2914 | 872.0497 | 923.4457 | 912.7586 | 776.8605 | 676.6859 | 637.8814 | 524.2149 | 420.9666 | 472.9564 | 604.4346 | 795.006 | 943.3386 | 1034.5904 | 1044.4901 | 1031.2958 | 1002.5495 | 942.8195 | 876.327
2039-02-20 | 791.174 | 752.6131 | 705.3782 | 679.2845 | 698.4176 | 773.399 | 835.8341 | 875.8578 | 877.5962 | 734.7035 | 663.4496 | 624.5585 | 549.8842 | 510.3835 | 520.6334 | 629.6742 | 798.4788 | 946.5585 | 1073.5428 | 1063.2079 | 1079.4631 | 1032.0409 | 935.3682 | 857.853
2039-02-21 | 788.2701 | 745.375 | 702.0493 | 674.8811 | 707.2308 | 799.7246 | 892.799 | 911.8591 | 893.1843 | 748.2002 | 676.5706 | 662.754 | 538.8736 | 540.9731 | 504.2506 | 598.1174 | 807.1652 | 951.6475 | 1041.7679 | 1022.3209 | 1022.0475 | 1015.5313 | 900.31 | 847.5152
2039-02-22 | 768.8567 | 741.7831 | 702.9043 | 680.2523 | 728.149 | 851.0164 | 964.3048 | 970.5814 | 925.3018 | 831.8553 | 821.2878 | 763.1069 | 717.7956 | 612.6127 | 705.676 | 727.5634 | 886.9305 | 1003.1465 | 1095.1392 | 1129.963 | 1109.3997 | 1029.3645 | 946.3291 | 877.9019
2039-02-23 | 831.5679 | 742.4164 | 702.3366 | 675.148 | 718.4097 | 839.3056 | 949.5247 | 958.0932 | 904.7838 | 765.5744 | 725.0755 | 707.9011 | 608.975 | 537.9599 | 633.4438 | 654.7393 | 843.1444 | 951.2456 | 1094.9783 | 1096.4902 | 1103.3622 | 1045.7199 | 974.2656 | 919.4205
2039-02-24 | 817.2535 | 769.9875 | 691.4281 | 668.111 | 702.8077 | 857.8045 | 985.4434 | 1016.4658 | 960.2359 | 822.7749 | 729.5681 | 718.3274 | 711.2834 | 626.7624 | 611.0785 | 738.648 | 859.7409 | 988.4003 | 1051.3378 | 1091.2723 | 1042.8275 | 1005.3836 | 929.5615 | 849.7043
2039-02-25 | 747.8183 | 716.4963 | 666.5085 | 646.142 | 680.5945 | 825.8894 | 952.1798 | 971.133 | 926.7165 | 797.6133 | 725.4049 | 712.5009 | 661.6351 | 594.9304 | 690.9355 | 759.5416 | 844.8371 | 962.9837 | 1013.3306 | 1015.6461 | 960.0648 | 961.3241 | 904.2178 | 832.2323
2039-02-26 | 762.5717 | 729.9143 | 681.8119 | 656.0366 | 675.0327 | 766.8714 | 850.2015 | 892.3829 | 867.4158 | 694.9342 | 613.8419 | 582.999 | 445.6172 | 402.0495 | 394.032 | 498.7877 | 735.5067 | 882.4349 | 978.8542 | 982.7468 | 974.2961 | 963.2115 | 903.434 | 839.3028
2039-02-27 | 745.884 | 705.6889 | 658.0518 | 634.331 | 652.419 | 718.304 | 773.1781 | 801.6355 | 785.6123 | 612.4533 | 543.9006 | 519.9102 | 380.3711 | 440.8977 | 477.003 | 553.1969 | 768.5681 | 902.2601 | 1026.6017 | 1046.9093 | 1047.6764 | 972.0346 | 872.9728 | 800.8904
2039-02-28 | 761.2474 | 721.3133 | 675.761 | 664.2429 | 710.508 | 861.2224 | 997.2089 | 1032.9117 | 998.6461 | 857.1107 | 798.9202 | 818.8784 | 814.9329 | 740.5138 | 755.0247 | 812.4186 | 960.0533 | 1044.3088 | 1108.3374 | 1081.6572 | 1068.7313 | 1026.8151 | 921.9672 | 862.7298
2039-03-01 | 834.8841 | 726.2058 | 686.8418 | 648.1641 | 686.7756 | 799.8097 | 911.1056 | 957.6436 | 941.0675 | 847.6172 | 811.5998 | 779.0337 | 713.899 | 603.0362 | 661.0266 | 690.1529 | 855.9016 | 981.6617 | 1100.9853 | 1116.4693 | 1097.2324 | 1045.3127 | 970.3802 | 917.5152
2039-03-02 | 794.6649 | 740.3641 | 660.1857 | 625.1118 | 661.3996 | 801.2331 | 921.2697 | 978.6084 | 902.905 | 775.9058 | 710.4647 | 709.0173 | 641.9193 | 556.6412 | 504.4176 | 617.7495 | 799.2559 | 942.8471 | 1011.1836 | 1045.5555 | 966.9493 | 982.4137 | 915.194 | 824.4354
2039-03-03 | 724.3543 | 683.0067 | 640.8688 | 615.4297 | 645.2567 | 784.9632 | 910.2979 | 932.7625 | 863.1275 | 779.4998 | 715.4154 | 636.8346 | 576.2282 | 510.4831 | 570.5979 | 664.7232 | 798.656 | 916.6134 | 985.1753 | 1014.3703 | 943.5836 | 973.5665 | 888.1973 | 801.8027
2039-03-04 | 736.8997 | 705.8324 | 658.6283 | 628.9725 | 656.5138 | 800.011 | 917.6996 | 982.0118 | 948.8023 | 811.2598 | 729.9009 | 711.4698 | 658.254 | 553.6402 | 623.7657 | 722.2256 | 868.0647 | 945.9466 | 1000.0573 | 990.1326 | 949.4951 | 951.7074 | 920.986 | 838.8612
2039-03-05 | 744.5879 | 700.4823 | 654.1821 | 619.4975 | 631.3968 | 702.3766 | 771.4416 | 808.9541 | 794.3079 | 659.3853 | 575.762 | 436.6008 | 318.1421 | 287.5043 | 307.9388 | 430.2722 | 632.8619 | 819.0909 | 972.5342 | 965.9076 | 965.6282 | 939.9722 | 892.0638 | 832.2459
2039-03-06 | 761.281 | 710.2896 | 663.4205 | 623.0256 | 631.2751 | 660.2767 | 726.5002 | 770.4414 | 741.834 | 627.7336 | 554.7536 | 466.636 | 331.0884 | 300.5945 | 323.8816 | 461.8835 | 674.9737 | 874.3266 | 1007.5898 | 985.1391 | 1030.0401 | 1012.2411 | 909.3829 | 832.0149
2039-03-07 | 734.2672 | 686.3623 | 647.3428 | 615.958 | 650.0819 | 733.4737 | 870.2309 | 889.7592 | 833.837 | 711.9662 | 673.6844 | 578.5637 | 499.4886 | 482.181 | 606.8831 | 631.1586 | 803.4468 | 936.5584 | 1050.6446 | 1076.298 | 1077.84 | 1032.4849 | 945.7578 | 864.5615
2039-03-08 | 807.0844 | 697.5824 | 657.4198 | 614.1603 | 643.1443 | 721.5602 | 858.533 | 886.1418 | 848.5278 | 746.3706 | 707.8252 | 689.8906 | 560.5601 | 578.3937 | 637.8889 | 625.0532 | 783.5981 | 875.6182 | 1041.1067 | 1067.6875 | 1085.5807 | 1023.9805 | 948.1844 | 890.8474
2039-03-09 | 815.7113 | 754.7085 | 674.4395 | 629.3818 | 655.7967 | 775.9134 | 923.7927 | 978.8181 | 915.7399 | 797.6123 | 703.9289 | 682.1614 | 554.2158 | 500.8799 | 537.7811 | 649.103 | 802.8329 | 955.4519 | 1050.154 | 1068.6786 | 1027.7964 | 1035.8382 | 955.9364 | 860.2251
2039-03-10 | 749.1573 | 701.5674 | 660.1354 | 625.2004 | 643.5595 | 758.6104 | 912.7488 | 935.9384 | 868.1744 | 735.8534 | 681.9557 | 616.7843 | 479.0325 | 454.9868 | 487.9413 | 617.4959 | 775.1005 | 926.1753 | 1015.015 | 1046.7276 | 1021.5847 | 1033.9854 | 937.5731 | 839.969
2039-03-11 | 748.9068 | 710.0378 | 661.2569 | 623.1644 | 640.9095 | 760.0089 | 902.3017 | 963.9392 | 954.6985 | 822.1934 | 748.2819 | 734.8398 | 706.0873 | 572.3794 | 620.0516 | 682.5854 | 839.5956 | 958.7758 | 1026.6741 | 1013.0565 | 968.7421 | 1003.1271 | 945.7299 | 863.3771
2039-03-12 | 776.14 | 728.3411 | 683.6297 | 640.0215 | 648.152 | 709.3509 | 780.7974 | 832.8292 | 860.9111 | 758.6204 | 679.6742 | 634.1038 | 566.4164 | 471.2136 | 449.5094 | 522.937 | 709.5811 | 889.2281 | 1041.491 | 1028.3185 | 1027.8099 | 998.5497 | 945.1942 | 876.3278
2039-03-13 | 783.0603 | 726.9267 | 679.0193 | 640.7653 | 648.7578 | 690.9896 | 758.025 | 788.3428 | 792.9615 | 676.2962 | 604.3092 | 588.5473 | 441.3858 | 448.8796 | 473.4462 | 585.6605 | 780.4668 | 937.453 | 1059.1927 | 1034.7436 | 1060.8738 | 1047.9054 | 941.8169 | 865.1517
2039-03-14 | 750.0482 | 703.9107 | 667.8853 | 633.1326 | 667.1782 | 762.379 | 898.1974 | 915.8986 | 884.6349 | 795.9093 | 789.9654 | 736.9226 | 635.5528 | 621.1547 | 689.9507 | 722.9391 | 868.0503 | 980.6625 | 1103.3351 | 1135.3634 | 1109.4255 | 1061.316 | 971.3457 | 885.554
2039-03-15 | 816.6101 | 706.1487 | 664.2677 | 622.4079 | 651.3513 | 741.362 | 877.06 | 891.2316 | 879.2737 | 756.1643 | 707.1238 | 648.2288 | 510.4722 | 483.4896 | 559.4973 | 617.3357 | 771.299 | 896.2424 | 1066.5433 | 1089.9408 | 1096.5328 | 1040.6305 | 962.2542 | 901.1051
2039-03-16 | 785.7431 | 726.057 | 639.1455 | 598.6002 | 625.095 | 742.9568 | 889.8944 | 909.7682 | 829.7491 | 710.505 | 596.8757 | 545.4641 | 421.7632 | 449.5156 | 441.1461 | 553.005 | 737.4969 | 911.7401 | 1006.9387 | 1042.6201 | 983.5616 | 986.3429 | 905.5426 | 806.3889
2039-03-17 | 734.0331 | 687.7678 | 643.6086 | 610.0379 | 627.5636 | 748.3028 | 899.9391 | 899.8513 | 822.5192 | 703.6157 | 634.3729 | 512.8718 | 427.8994 | 385.7549 | 416.4847 | 543.645 | 725.1382 | 893.539 | 994.4362 | 1043.8397 | 999.892 | 1004.2934 | 911.4417 | 815.9764
2039-03-18 | 724.0861 | 685.5041 | 636.152 | 600.096 | 619.2767 | 741.0222 | 879.4677 | 902.5018 | 873.1111 | 715.4105 | 620.7679 | 581.3654 | 463.4854 | 442.3918 | 504.045 | 578.6367 | 757.8911 | 891.9317 | 983.2679 | 990.7404 | 954.2142 | 972.1769 | 912.0705 | 827.8213
2039-03-19 | 760.9483 | 711.7397 | 662.6782 | 621.4662 | 628.5339 | 685.8236 | 755.8981 | 778.0842 | 794.3245 | 707.6676 | 635.6273 | 610.1162 | 510.8021 | 453.8948 | 465.7355 | 511.6806 | 683.5954 | 851.1468 | 1014.4829 | 1009.6719 | 998.6242 | 971.5457 | 918.0322 | 852.3397
2039-03-20 | 771.6841 | 715.6663 | 664.6684 | 629.1642 | 637.2107 | 678.0337 | 744.1505 | 750.8748 | 759.2724 | 638.8306 | 598.6717 | 580.1994 | 413.8881 | 431.1016 | 484.5333 | 575.6426 | 748.6352 | 901.2969 | 1029.4888 | 1018.2468 | 1036.9817 | 1019.7342 | 918.6023 | 842.1707
2039-03-21 | 744.7865 | 698.9726 | 661.5165 | 628.1763 | 662.6277 | 758.7961 | 895.9098 | 899.0871 | 857.074 | 770.3363 | 762.6194 | 695.3048 | 589.8653 | 527.9705 | 610.7887 | 643.6259 | 805.5479 | 928.4705 | 1067.8419 | 1116.0465 | 1100.8509 | 1042.7047 | 955.0788 | 868.4214
2039-03-22 | 830.1749 | 722.5257 | 683.811 | 638.5777 | 667.8534 | 760.5796 | 898.9642 | 901.6507 | 890.7417 | 790.2793 | 763.6077 | 762.872 | 687.6265 | 596.2891 | 654.6219 | 636.6363 | 851.9432 | 940.9481 | 1087.4099 | 1100.2968 | 1114.8364 | 1057.8596 | 974.8678 | 917.341
2039-03-23 | 808.318 | 748.3964 | 664.6354 | 622.8671 | 642.196 | 756.6936 | 911.6759 | 916.14 | 858.3533 | 741.9566 | 676.374 | 653.094 | 488.9677 | 477.2627 | 503.6101 | 657.7498 | 807.5326 | 937.3317 | 1018.4398 | 1051.3651 | 1007.5987 | 1021.2842 | 940.0035 | 847.0364
2039-03-24 | 744.606 | 697.3809 | 655.3193 | 619.9559 | 637.4339 | 750.7665 | 902.9941 | 898.2377 | 851.7377 | 787.7628 | 717.6585 | 721.2012 | 684.1378 | 576.0956 | 589.3711 | 636.3155 | 779.2707 | 925.074 | 1006.0154 | 1042.6477 | 1011.2483 | 1012.203 | 930.4559 | 836.471
2039-03-25 | 785.5843 | 746.4787 | 696.7868 | 640.1327 | 640.7504 | 694.9482 | 768.072 | 765.1509 | 821.4227 | 723.4587 | 705.0894 | 684.9711 | 545.5737 | 495.3788 | 523.9274 | 625.0445 | 800.3876 | 935.9965 | 1003.7354 | 979.8771 | 949.053 | 999.358 | 943.5606 | 874.5726
2039-03-26 | 793.1498 | 743.743 | 695.6261 | 650.8091 | 650.4387 | 713.6164 | 788.7166 | 793.8399 | 807.1636 | 691.4682 | 623.3872 | 521.6993 | 409.3343 | 377.0945 | 389.06 | 504.0185 | 714.9791 | 931.8804 | 1076.158 | 1055.8445 | 1051.553 | 1018.0738 | 964.7241 | 895.4851
2039-03-27 | 792.249 | 733.617 | 685.422 | 644.9261 | 658.3523 | 704.9877 | 769.065 | 753.356 | 739.2602 | 598.1352 | 519.7371 | 355.5867 | 296.9101 | 283.9794 | 320.3457 | 441.6601 | 704.7949 | 919.9437 | 1065.2313 | 1044.235 | 1051.5215 | 1045.2272 | 944.3453 | 870.1536
2039-03-28 | 753.1117 | 703.8814 | 664.38 | 634.0373 | 673.8671 | 770.8697 | 893.0616 | 851.396 | 838.3543 | 750.7247 | 751.4901 | 666.9822 | 554.137 | 521.9246 | 581.063 | 597.0585 | 765.446 | 936.7936 | 1100.1078 | 1128.6443 | 1110.8022 | 1055.1358 | 969.2617 | 890.1565
2039-03-29 | 829.0206 | 715.2079 | 674.0015 | 632.0838 | 669.3703 | 760.218 | 875.207 | 859.0588 | 841.6649 | 737.0636 | 660.7919 | 587.8234 | 455.455 | 417.3112 | 497.5576 | 558.6233 | 761.283 | 903.8008 | 1085.506 | 1107.1892 | 1116.5858 | 1056.673 | 978.3006 | 917.5202
2039-03-30 | 811.2037 | 750.5462 | 667.1813 | 627.4119 | 663.7064 | 782.5741 | 923.46 | 903.6006 | 844.9061 | 699.3417 | 612.6289 | 544.597 | 418.6333 | 400.3681 | 424.209 | 541.3099 | 739.2673 | 944.542 | 1053.9811 | 1091.2998 | 1039.0279 | 1040.5319 | 956.9739 | 860.6183
2039-03-31 | 764.8007 | 715.0882 | 674.4907 | 642.8724 | 671.2123 | 792.3581 | 927.8848 | 899.835 | 840.9682 | 759.9254 | 731.9586 | 735.5424 | 648.7044 | 582.14 | 583.6553 | 663.1702 | 844.0707 | 994.2496 | 1069.5765 | 1091.1202 | 1053.6916 | 1058.371 | 963.6725 | 868.5237
2039-04-01 | 800.333 | 759.7204 | 699.881 | 668.7349 | 698.9293 | 821.3064 | 949.7064 | 957.7497 | 973.182 | 817.6512 | 759.3442 | 698.1134 | 575.239 | 537.1238 | 609.58 | 724.2081 | 941.2151 | 1031.662 | 1077.5335 | 1064.5013 | 1060.0303 | 1074.2169 | 1001.3123 | 934.3245
2039-04-02 | 818.5195 | 768.3462 | 708.9387 | 671.4307 | 687.9027 | 746.5466 | 813.7208 | 826.1328 | 881.6494 | 787.8439 | 721.8021 | 613.2472 | 510.4853 | 490.1706 | 545.5309 | 652.7484 | 851.9391 | 985.8692 | 1086.5839 | 1061.0676 | 1084.0511 | 1049.2388 | 982.1115 | 929.3347
2039-04-03 | 810.7547 | 757.8335 | 696.5254 | 662.0164 | 677.2727 | 710.3617 | 767.8641 | 771.8777 | 788.0672 | 652.9546 | 601.5713 | 448.9766 | 382.8262 | 429.541 | 506.1002 | 654.7701 | 833.2971 | 969.9562 | 1070.4953 | 1045.7981 | 1104.5763 | 1073.7068 | 955.7228 | 894.607
2039-04-04 | 771.7854 | 726.0144 | 676.7988 | 652.6235 | 696.8692 | 788.5516 | 909.598 | 881.2001 | 891.787 | 798.6551 | 753.8396 | 642.9275 | 568.3789 | 504.685 | 605.7818 | 676.5508 | 850.7628 | 986.1208 | 1090.7941 | 1125.1976 | 1141.4091 | 1081.4036 | 982.8364 | 915.5685
2039-04-05 | 845.2489 | 737.1647 | 682.5426 | 647.0531 | 686.9466 | 772.0246 | 890.659 | 866.5466 | 845.2948 | 763.1225 | 731.3896 | 656.5562 | 598.64 | 497.5563 | 578.8694 | 616.6619 | 841.0267 | 944.5544 | 1096.5412 | 1116.7212 | 1154.4039 | 1075.6902 | 982.1578 | 940.7788
2039-04-06 | 831.4863 | 774.2299 | 679.7749 | 647.6634 | 685.4365 | 801.5677 | 930.8521 | 927.6327 | 867.6329 | 765.5856 | 682.815 | 624.5565 | 495.6486 | 476.6947 | 504.3307 | 630.5467 | 838.6015 | 977.4875 | 1055.6594 | 1094.6882 | 1070.9137 | 1054.9046 | 960.4498 | 884.2004
2039-04-07 | 759.5623 | 715.1248 | 659.5897 | 635.8038 | 665.4948 | 777.8479 | 916.3095 | 916.4849 | 898.0465 | 806.9329 | 718.2225 | 692.6437 | 646.8588 | 577.1144 | 681.8935 | 774.6124 | 899.7376 | 988.5824 | 1036.0541 | 1070.7972 | 1053.4959 | 1044.744 | 934.2529 | 860.394
2039-04-08 | 779.805 | 744.3547 | 679.1548 | 632.1929 | 642.5428 | 684.9516 | 732.6714 | 741.3193 | 838.1813 | 720.0008 | 648.7058 | 598.1359 | 465.3788 | 449.4684 | 473.1325 | 598.7626 | 791.2682 | 902.9313 | 967.7225 | 949.9748 | 948.4509 | 985.5085 | 907.9108 | 855.8293
2039-04-09 | 776.1781 | 723.8381 | 661.2817 | 632.1351 | 650.3254 | 703.1309 | 766.3652 | 757.5388 | 801.4855 | 691.6245 | 614.3975 | 454.942 | 429.3361 | 381.3791 | 416.7709 | 531.8493 | 746.4257 | 903.2029 | 1029.4119 | 1024.9016 | 1038.0853 | 1001.0497 | 936.1088 | 888.8742
2039-04-10 | 792.9603 | 735.29 | 670.9168 | 638.2864 | 652.0127 | 682.6651 | 730.9367 | 722.219 | 720.9234 | 610.6438 | 556.1103 | 420.0414 | 380.5801 | 360.1352 | 426.0855 | 565.5667 | 780.863 | 931.9344 | 1046.984 | 1025.4174 | 1071.4363 | 1033.0132 | 918.4205 | 865.3263
2039-04-11 | 758.2108 | 712.6212 | 671.6348 | 641.3767 | 689.0678 | 775.2944 | 892.2331 | 866.7175 | 860.4677 | 755.2814 | 756.5205 | 662.7916 | 556.0109 | 476.5402 | 576.576 | 639.5426 | 846.5356 | 954.7553 | 1075.7845 | 1107.9549 | 1120.9405 | 1063.4223 | 959.3954 | 898.8507
2039-04-12 | 829.8668 | 722.846 | 668.6595 | 631.2755 | 669.7751 | 751.0836 | 864.6403 | 828.0901 | 820.8142 | 724.2218 | 662.4323 | 525.2937 | 481.6375 | 424.719 | 487.4369 | 559.6221 | 756.2317 | 893.7307 | 1057.3791 | 1093.0516 | 1119.4937 | 1052.917 | 953.8303 | 919.8491
2039-04-13 | 837.7178 | 781.4071 | 686.3966 | 652.3231 | 689.8216 | 807.4958 | 936.9357 | 931.3628 | 881.1854 | 763.621 | 638.1699 | 549.9245 | 461.9913 | 446.3095 | 520.3977 | 698.3747 | 889.9639 | 996.8786 | 1062.6028 | 1105.0884 | 1076.6608 | 1061.4301 | 967.9804 | 888.7038
2039-04-14 | 770.5184 | 725.8359 | 671.4752 | 647.7112 | 678.1388 | 792.2905 | 925.4269 | 909.9896 | 900.3557 | 783.8348 | 707.4731 | 704.1536 | 619.5935 | 585.6185 | 600.8348 | 718.0992 | 887.4724 | 1002.5817 | 1039.5006 | 1089.3212 | 1069.019 | 1056.5947 | 949.9175 | 872.0468
2039-04-15 | 775.28 | 737.239 | 679.4755 | 649.7866 | 679.6105 | 801.6761 | 923.4158 | 925.6569 | 909.9149 | 781.0513 | 680.475 | 542.2643 | 505.3185 | 480.1024 | 567.4303 | 655.0514 | 848.2307 | 970.9662 | 1046.2196 | 1042.4826 | 1034.4417 | 1046.6899 | 972.1127 | 906.1368
2039-04-16 | 810.3166 | 760.1147 | 699.5563 | 664.1994 | 678.9967 | 737.095 | 796.0272 | 799.538 | 838.9808 | 742.207 | 689.4985 | 590.5358 | 523.5846 | 487.6574 | 481.3214 | 583.2436 | 776.4106 | 936.9888 | 1037.5615 | 1028.6721 | 1064.3182 | 1029.2137 | 961.3417 | 914.4821
2039-04-17 | 814.0972 | 761.11 | 701.9099 | 667.1264 | 682.1525 | 717.8461 | 745.0852 | 762.8393 | 820.6455 | 722.011 | 665.2924 | 630.5001 | 490.1982 | 484.3762 | 529.4749 | 655.1621 | 865.3348 | 1000.3936 | 1087.2157 | 1058.8198 | 1115.7145 | 1076.3825 | 961.2444 | 904.1509
2039-04-18 | 775.9061 | 729.6239 | 682.8914 | 657.4495 | 700.8408 | 782.0625 | 892.1854 | 853.8375 | 831.0782 | 735.7497 | 706.0669 | 498.1095 | 490.844 | 449.2571 | 568.5973 | 618.7071 | 816.7116 | 947.7129 | 1083.8336 | 1118.0812 | 1127.7851 | 1074.7075 | 977.8359 | 915.8166
2039-04-19 | 854.4901 | 746.5851 | 689.9929 | 656.9401 | 696.7407 | 781.0183 | 894.0997 | 884.1616 | 915.4683 | 844.1606 | 803.3535 | 772.0785 | 649.2357 | 577.0851 | 656.4141 | 699.474 | 909.7139 | 991.1415 | 1115.9156 | 1140.702 | 1169.7048 | 1099.1986 | 1000.7202 | 959.3962
2039-04-20 | 844.9159 | 786.8046 | 692.3835 | 658.7001 | 697.4705 | 817.5512 | 937.5296 | 949.4192 | 920.2208 | 837.5619 | 795.3401 | 793.7017 | 703.9681 | 613.5138 | 641.1892 | 776.886 | 922.0836 | 1043.8462 | 1099.2357 | 1127.1214 | 1092.6369 | 1079.0323 | 981.9256 | 905.8636
2039-04-21 | 784.281 | 737.7587 | 687.8261 | 660.3833 | 689.5877 | 811.0748 | 935.0563 | 928.6873 | 888.5443 | 813.0337 | 751.7792 | 688.7947 | 603.697 | 601.0473 | 665.3861 | 762.682 | 921.3042 | 1008.5034 | 1079.1356 | 1113.2605 | 1093.0905 | 1077.2608 | 967.5674 | 896.1397
2039-04-22 | 791.6084 | 754.992 | 693.5493 | 661.6428 | 691.2281 | 817.4824 | 936.3271 | 926.8477 | 954.3925 | 781.6221 | 696.2811 | 587.0233 | 597.9141 | 624.2117 | 654.2443 | 730.5686 | 915.7465 | 1004.8177 | 1075.0137 | 1068.4538 | 1055.8459 | 1059.8513 | 988.7079 | 924.6513
2039-04-23 | 817.026 | 773.9365 | 711.825 | 672.316 | 686.9083 | 746.6272 | 805.8859 | 808.0486 | 846.5788 | 754.4266 | 692.1748 | 594.4479 | 556.6118 | 491.8869 | 499.7807 | 627.8789 | 838.3233 | 955.7109 | 1078.368 | 1072.6015 | 1091.0541 | 1053.013 | 983.8791 | 934.4916
2039-04-24 | 819.4323 | 765.3163 | 699.1116 | 663.8039 | 675.863 | 714.6699 | 752.8373 | 730.8854 | 782.0895 | 674.5733 | 622.8104 | 544.4967 | 468.2286 | 432.1614 | 493.2964 | 628.2498 | 822.3574 | 972.4936 | 1080.6013 | 1065.0411 | 1103.7657 | 1068.667 | 953.9055 | 899.0826
2039-04-25 | 773.9144 | 727.1979 | 680.4006 | 655.5093 | 699.139 | 794.8361 | 912.0044 | 869.0313 | 826.561 | 706.4734 | 688.5582 | 496.7017 | 547.3864 | 464.9547 | 594.6986 | 621.4059 | 815.6157 | 952.3927 | 1088.8981 | 1137.8475 | 1144.6849 | 1091.8447 | 989.2589 | 925.4815
2039-04-26 | 867.5627 | 749.3135 | 697.2669 | 662.9243 | 707.3689 | 791.1356 | 898.8554 | 860.7456 | 859.053 | 752.4342 | 719.6242 | 590.4934 | 585.0893 | 543.4631 | 636.4443 | 680.1659 | 883.5065 | 962.6886 | 1114.7591 | 1137.9679 | 1171.9981 | 1092.9747 | 999.1159 | 957.9488
2039-04-27 | 836.7214 | 780.8107 | 687.728 | 654.3918 | 695.368 | 808.3736 | 933.0928 | 920.576 | 887.937 | 765.6242 | 676.242 | 662.1214 | 589.2222 | 575.0808 | 634.6718 | 770.5303 | 929.2466 | 1025.4587 | 1093.2202 | 1119.5104 | 1070.9714 | 1059.3205 | 968.1837 | 889.1138
2039-04-28 | 762.1013 | 721.0396 | 666.1921 | 640.506 | 673.3723 | 783.29 | 900.2499 | 879.3454 | 868.6201 | 767.8238 | 710.3007 | 666.5572 | 570.9729 | 552.6767 | 590.8176 | 674.5434 | 864.3366 | 978.8862 | 1036.193 | 1079.3068 | 1059.5141 | 1048.0477 | 937.6476 | 865.9912
2039-04-29 | 770.4167 | 734.5068 | 672.3743 | 644.117 | 677.3825 | 789.8219 | 898.7251 | 878.5598 | 872.1811 | 715.0505 | 666.2729 | 530.2626 | 546.5069 | 531.5642 | 608.6315 | 719.5351 | 887.6579 | 963.8239 | 1025.5203 | 1040.2143 | 1008.7368 | 1024.8594 | 953.3459 | 888.6425
2039-04-30 | 789.0553 | 744.1638 | 682.8701 | 648.4473 | 664.7219 | 717.4134 | 771.6189 | 770.7603 | 829.1511 | 750.107 | 673.6399 | 581.198 | 490.1914 | 468.2533 | 442.6686 | 573.7359 | 761.3209 | 894.5291 | 1010.5005 | 1006.8831 | 1040.0363 | 1003.6136 | 938.0783 | 892.4177
2039-05-01 | 825.7864 | 756.0185 | 710.6299 | 686.0101 | 699.9471 | 727.7877 | 714.1115 | 686.2039 | 700.0627 | 572.3048 | 541.6177 | 401.865 | 383.6755 | 370.4749 | 462.3407 | 575.3606 | 810.2551 | 954.5543 | 1025.0368 | 1017.8492 | 1069.9434 | 1044.8307 | 954.1115 | 893.6153
2039-05-02 | 797.7582 | 738.2909 | 703.9408 | 687.7181 | 730.3937 | 792.8212 | 885.9402 | 816.3085 | 833.0595 | 750.0675 | 733.8309 | 608.4243 | 585.6614 | 543.2336 | 647.0039 | 659.8512 | 799.4251 | 945.3139 | 1047.4942 | 1099.3061 | 1112.1191 | 1057.2203 | 987.1692 | 920.5902
2039-05-03 | 882.248 | 754.7898 | 717.9112 | 691.1978 | 722.0117 | 788.0357 | 877.0615 | 819.9009 | 839.595 | 770.7468 | 749.6452 | 668.3382 | 597.6396 | 604.2112 | 679.3175 | 707.0832 | 869.5145 | 950.0476 | 1080.1589 | 1110.0455 | 1133.2152 | 1071.5326 | 1006.1753 | 963.855
2039-05-04 | 874.0126 | 802.9749 | 723.7177 | 696.0625 | 731.4011 | 830.604 | 928.6011 | 913.8975 | 939.7983 | 825.8674 | 743.9484 | 826.2793 | 726.8613 | 626.0519 | 663.9732 | 794.6728 | 949.2181 | 1062.6651 | 1076.8997 | 1103.3256 | 1071.0549 | 1063.5308 | 994.7991 | 915.2357
2039-05-05 | 821.9693 | 760.1369 | 723.4145 | 702.7032 | 730.2505 | 830.1371 | 936.0324 | 905.8674 | 882.1185 | 780.9491 | 713.9683 | 657.9088 | 572.5937 | 542.4785 | 580.5536 | 686.0436 | 855.6225 | 995.0957 | 1057.0994 | 1097.3694 | 1076.5361 | 1074.7658 | 997.7673 | 910.7297
2039-05-06 | 817.3595 | 762.4966 | 719.2686 | 698.7205 | 725.5633 | 832.6969 | 925.138 | 905.8845 | 887.1866 | 737.4475 | 621.9607 | 497.5585 | 494.3593 | 491.4555 | 547.4435 | 672.3272 | 843.4171 | 981.7496 | 1030.9493 | 1051.9332 | 1025.6328 | 1044.3038 | 1004.1672 | 932.4216
2039-05-07 | 840.1914 | 776.5469 | 730.7001 | 702.9955 | 717.2586 | 766.5029 | 801.6128 | 777.3336 | 813.1452 | 704.8139 | 655.0836 | 561.6689 | 475.3789 | 437.1548 | 458.1274 | 581.9965 | 795.3154 | 947.9198 | 1039.1841 | 1050.9911 | 1055.9343 | 1019.8844 | 982.9778 | 928.8706
2039-05-08 | 843.5518 | 776.2513 | 730.2706 | 703.6481 | 718.4183 | 746.0424 | 767.2338 | 747.3953 | 765.6002 | 685.394 | 635.902 | 622.9817 | 590.3423 | 602.0875 | 654.7508 | 765.0558 | 900.5748 | 995.3709 | 1057.0432 | 1043.6014 | 1090.4532 | 1073.1224 | 983.4377 | 923.0233
2039-05-09 | 798.9614 | 738.517 | 703.2265 | 688.7489 | 730.5252 | 795.6824 | 870.563 | 823.1861 | 823.737 | 726.8534 | 710.3127 | 599.2081 | 563.5449 | 514.4598 | 606.2065 | 659.8219 | 829.4963 | 977.7717 | 1062.0784 | 1108.5196 | 1118.6545 | 1061.7996 | 989.0464 | 922.9388
2039-05-10 | 895.0253 | 770.1553 | 731.9659 | 704.6517 | 744.3098 | 808.9392 | 904.2652 | 878.9986 | 873.3667 | 744.8794 | 720.3529 | 641.9389 | 573.6099 | 523.0847 | 600.1183 | 659.5259 | 822.9617 | 927.2364 | 1061.0726 | 1109.7308 | 1147.2188 | 1088.4865 | 1025.8454 | 980.8932
2039-05-11 | 875.0039 | 800.5126 | 723.2883 | 696.3529 | 732.641 | 830.6708 | 894.7007 | 883.6439 | 855.5566 | 727.6511 | 664.5288 | 549.6642 | 547.868 | 516.6726 | 536.4017 | 672.872 | 860.0477 | 984.0941 | 1038.4704 | 1086.2144 | 1064.8054 | 1062.826 | 993.0293 | 914.5738
2039-05-12 | 791.9347 | 730.1463 | 689.548 | 670.567 | 701.5426 | 795.3027 | 888.6677 | 825.7913 | 785.6068 | 699.9717 | 630.2023 | 480.6434 | 453.4274 | 434.7618 | 477.6344 | 601.6573 | 775.4666 | 920.0913 | 967.8732 | 1044.3106 | 1028.2754 | 1025.982 | 947.2212 | 872.717
2039-05-13 | 794.3669 | 739.3376 | 697.1765 | 677.0105 | 703.8972 | 806.9572 | 891.323 | 852.1209 | 816.8778 | 689.5658 | 599.2091 | 463.7363 | 468.7348 | 432.927 | 492.0849 | 603.2748 | 796.273 | 919.6916 | 976.6923 | 1018.7238 | 989.1211 | 1016.8185 | 969.5841 | 901.8321
2039-05-14 | 816.1938 | 754.3532 | 708.438 | 681.1722 | 695.2873 | 741.0418 | 770.1539 | 737.973 | 770.3645 | 676.389 | 624.7663 | 553.4182 | 491.738 | 427.1386 | 458.4808 | 553.7922 | 733.0042 | 877.8788 | 996.9446 | 1017.7471 | 1022.4129 | 986.583 | 949.1296 | 899.576
2039-05-15 | 835.7692 | 769.8744 | 723.3567 | 697.0731 | 712.0024 | 738.4098 | 754.4466 | 705.5407 | 724.2475 | 617.4868 | 544.4547 | 422.4304 | 387.4448 | 356.2114 | 424.0473 | 527.4372 | 744.6625 | 928.6567 | 1022.1828 | 1020.4263 | 1078.1008 | 1048.6568 | 969.3278 | 907.4452
2039-05-16 | 816.5841 | 758.065 | 720.5397 | 703.0316 | 745.387 | 821.4933 | 898.6084 | 845.2331 | 854.7457 | 742.1702 | 712.9501 | 551.7889 | 575.3649 | 505.0163 | 605.5576 | 644.4034 | 806.472 | 936.0207 | 1053.0575 | 1120.1872 | 1134.7159 | 1080.5857 | 1009.7061 | 943.5939
2039-05-17 | 888.6056 | 763.5414 | 727.3595 | 699.584 | 739.3045 | 810.9396 | 892.7387 | 850.4141 | 858.8595 | 776.5684 | 716.3309 | 635.9723 | 565.941 | 527.7571 | 610.1885 | 671.0243 | 806.4313 | 920.3212 | 1062.6206 | 1107.1884 | 1140.3514 | 1075.2397 | 1013.047 | 969.1707
2039-05-18 | 870.5847 | 800.8004 | 720.8715 | 693.9633 | 730.9726 | 832.657 | 925.0279 | 900.977 | 860.5552 | 750.9778 | 653.8153 | 535.4752 | 510.8434 | 469.2229 | 524.1654 | 678.1292 | 840.5613 | 968.9702 | 1025.6848 | 1081.3198 | 1054.1799 | 1050.6761 | 984.9302 | 905.269
2039-05-19 | 809.3655 | 746.9497 | 709.7634 | 688.9568 | 717.3858 | 819.16 | 907.8984 | 834.7371 | 802.9516 | 707.5832 | 633.3873 | 486.5859 | 521.7941 | 467.075 | 530.6313 | 637.5027 | 805.552 | 942.9613 | 1012.7751 | 1076.8662 | 1060.8666 | 1057.604 | 977.5275 | 900.3866
2039-05-20 | 813.0127 | 759.6563 | 717.0061 | 693.1962 | 723.554 | 829.1314 | 912.9374 | 870.7476 | 846.7497 | 712.5913 | 647.157 | 579.5684 | 573.4677 | 515.9593 | 561.8877 | 656.1774 | 830.0737 | 961.3868 | 1021.2405 | 1047.5218 | 1021.412 | 1040.0645 | 996.6873 | 926.4813
2039-05-21 | 832.7682 | 770.7291 | 723.9471 | 695.481 | 709.127 | 756.9904 | 775.5123 | 729.0026 | 758.4429 | 687.5321 | 611.5508 | 448.323 | 463.5758 | 387.544 | 442.1697 | 566.4407 | 822.9089 | 924.3705 | 1022.2665 | 1042.5467 | 1044.6059 | 1016.8284 | 971.8659 | 921.5721
2039-05-22 | 849.2608 | 780.4481 | 734.7014 | 709.3084 | 725.0074 | 764.3428 | 771.6415 | 732.5477 | 738.0334 | 639.5999 | 592.8317 | 468.7343 | 491.5979 | 513.6032 | 584.5196 | 697.675 | 830.9677 | 986.1232 | 1078.3274 | 1084.9271 | 1096.7485 | 1068.9467 | 985.4505 | 922.3975
2039-05-23 | 824.9121 | 764.8316 | 729.8244 | 711.2929 | 753.6194 | 831.3855 | 906.591 | 843.4608 | 849.3055 | 759.1255 | 729.2474 | 552.4317 | 572.6922 | 509.4747 | 630.7643 | 645.9763 | 811.362 | 965.2827 | 1070.188 | 1123.9553 | 1147.822 | 1088.3976 | 1019.5341 | 950.6538
2039-05-24 | 889.3538 | 757.9893 | 716.9021 | 689.8875 | 729.6084 | 798.1687 | 870.394 | 815.7662 | 853.3422 | 776.699 | 741.0091 | 694.444 | 615.1587 | 549.1847 | 618.7144 | 654.7304 | 853.0732 | 934.1557 | 1068.496 | 1120.6034 | 1138.5884 | 1071.2363 | 1008.465 | 966.2916
2039-05-25 | 856.0535 | 794.0998 | 712.6735 | 685.8421 | 722.0171 | 819.7232 | 902.6734 | 861.7041 | 799.3276 | 690.9827 | 616.6839 | 511.7944 | 567.9379 | 608.0454 | 626.4044 | 787.3922 | 894.5781 | 994.0619 | 1032.1979 | 1079.7283 | 1047.1686 | 1048.973 | 964.3415 | 898.8199
2039-05-26 | 811.4911 | 746.8855 | 708.5733 | 688.3949 | 717.0934 | 813.7111 | 894.2894 | 848.0754 | 807.1409 | 717.3009 | 699.2862 | 688.0629 | 748.8186 | 741.7588 | 772.4889 | 844.7536 | 949.7279 | 1003.6503 | 1037.7032 | 1081.5052 | 1059.1137 | 1054.8261 | 974.2068 | 896.2277
2039-05-27 | 818.5464 | 764.1984 | 719.3858 | 698.4191 | 730.3958 | 840.1988 | 918.5014 | 885.6059 | 878.7326 | 732.8825 | 710.1862 | 720.7495 | 725.7891 | 722.3441 | 696.9684 | 801.9522 | 974.1843 | 1039.9156 | 1053.3419 | 1065.0922 | 1033.1586 | 1048.6872 | 998.8667 | 928.8036
2039-05-28 | 836.8066 | 773.2978 | 727.6355 | 701.1582 | 708.9907 | 762.4018 | 780.0954 | 749.1434 | 776.1709 | 706.9492 | 653.7007 | 609.9601 | 572.7439 | 569.3211 | 668.5688 | 762.6884 | 885.292 | 968.4296 | 1050.7631 | 1054.3362 | 1063.8503 | 1025.7334 | 989.8735 | 933.2281
2039-05-29 | 841.7039 | 769.0297 | 722.0026 | 696.9813 | 711.2854 | 734.5402 | 740.8619 | 717.997 | 730.6472 | 644.7513 | 605.4866 | 533.3128 | 540.5783 | 581.7372 | 672.2132 | 755.6383 | 899.0241 | 991.0757 | 1051.8411 | 1058.2582 | 1091.1236 | 1063.8193 | 972.1727 | 909.8278
2039-05-30 | 840.9471 | 782.884 | 742.5211 | 711.3515 | 739.8707 | 773.3464 | 781.6179 | 716.2079 | 750.5977 | 701.4448 | 692.9945 | 619.8944 | 590.0181 | 569.4741 | 661.0068 | 695.2498 | 832.1131 | 962.032 | 1060.221 | 1099.0769 | 1102.2303 | 1059.9683 | 987.3147 | 934.7489
2039-05-31 | 892.0177 | 761.7921 | 723.0497 | 702.885 | 747.9273 | 820.8385 | 893.5199 | 844.8117 | 868.8328 | 806.8972 | 781.6344 | 787.8098 | 703.2439 | 596.6573 | 721.0049 | 752.8075 | 910.1479 | 990.2434 | 1116.6876 | 1144.8822 | 1162.7587 | 1091.5617 | 1026.5212 | 982.6097
2039-06-01 | 876.9027 | 797.9748 | 706.7028 | 678.5002 | 717.676 | 833.3941 | 944.7714 | 935.9704 | 938.6203 | 848.2507 | 799.9396 | 810.297 | 752.2343 | 670.3217 | 725.5107 | 902.7688 | 1041.8134 | 1108.6696 | 1142.4102 | 1167.8682 | 1125.519 | 1110.8442 | 1051.9031 | 947.3997
2039-06-02 | 803.912 | 739.138 | 689.4386 | 670.1033 | 701.6918 | 815.4979 | 924.5227 | 909.2202 | 900.4468 | 820.2888 | 752.1563 | 666.5789 | 612.2677 | 556.5672 | 592.1646 | 710.5312 | 888.3348 | 1024.04 | 1072.7108 | 1140.2673 | 1122.7631 | 1110.1014 | 1031.6489 | 927.4737
2039-06-03 | 810.6565 | 747.4446 | 692.9389 | 671.6549 | 704.4283 | 821.2438 | 926.3994 | 916.6453 | 950.7132 | 843.3317 | 755.5095 | 695.9808 | 632.2926 | 636.3571 | 686.9248 | 807.1999 | 964.5551 | 1053.1042 | 1076.8368 | 1094.9388 | 1067.2492 | 1085.8018 | 1043.4211 | 950.3813
2039-06-04 | 837.0956 | 765.4655 | 709.4077 | 679.0615 | 688.8931 | 735.9476 | 769.6796 | 777.3227 | 877.386 | 842.6594 | 784.0151 | 769.3301 | 714.0145 | 586.0528 | 637.1527 | 759.1939 | 894.5388 | 1012.051 | 1101.6757 | 1086.1277 | 1096.8141 | 1059.7043 | 1031.6831 | 961.7268
2039-06-05 | 838.9615 | 760.3229 | 702.3219 | 672.742 | 680.843 | 696.4012 | 709.9328 | 730.5218 | 796.5717 | 706.1384 | 670.86 | 619.7967 | 491.9867 | 439.4544 | 510.7847 | 660.4661 | 896.8695 | 1020.5433 | 1094.9957 | 1098.6886 | 1139.3877 | 1103.2966 | 1021.1721 | 938.4562
2039-06-06 | 788.5994 | 722.9482 | 675.7511 | 659.1612 | 703.6785 | 785.671 | 884.3467 | 865.1468 | 876.4746 | 811.1111 | 792.9314 | 727.1253 | 727.1832 | 661.1388 | 816.1346 | 909.0634 | 964.6711 | 1052.2533 | 1134.3762 | 1180.9596 | 1173.7537 | 1106.3406 | 1034.7999 | 941.2932
2039-06-07 | 882.1127 | 752.2483 | 702.7844 | 675.0208 | 716.3156 | 793.1933 | 884.6087 | 858.3033 | 877.505 | 796.7564 | 764.6317 | 630.3685 | 614.29 | 564.3348 | 618.0763 | 682.1085 | 877.9087 | 974.7826 | 1115.7814 | 1175.7329 | 1203.1856 | 1121.9076 | 1062.7662 | 993.5368
2039-06-08 | 861.0511 | 783.6366 | 690.2203 | 663.7945 | 702.9761 | 808.8727 | 915.9939 | 901.1519 | 896.0849 | 802.8205 | 730.7287 | 670.3406 | 614.3641 | 541.6979 | 590.7329 | 750.5358 | 886.1963 | 1023.456 | 1079.1115 | 1138.7262 | 1104.6625 | 1092.9051 | 1029.2456 | 928.1265
2039-06-09 | 800.7897 | 730.9218 | 683.1153 | 665.1267 | 694.3923 | 803.4298 | 913.9279 | 898.0902 | 899.7867 | 829.6141 | 786.5083 | 757.6239 | 673.8089 | 634.0541 | 687.5441 | 818.1989 | 956.5728 | 1022.2479 | 1074.0725 | 1128.0967 | 1111.6663 | 1101.427 | 1022.4961 | 921.6637
2039-06-10 | 836.1775 | 775.8889 | 718.1874 | 677.2156 | 684.5187 | 720.5248 | 747.7113 | 752.7094 | 853.8389 | 771.0954 | 736.5352 | 713.0686 | 576.1035 | 512.1311 | 595.3941 | 754.6281 | 890.807 | 998.0773 | 1021.1499 | 1026.7817 | 1009.2927 | 1058.8345 | 1018.6986 | 941.734
2039-06-11 | 841.341 | 769.6673 | 712.8773 | 682.3156 | 682.7522 | 732.8392 | 774.1488 | 774.0604 | 842.2106 | 767.8405 | 693.4663 | 562.9294 | 519.4184 | 494.3288 | 520.6317 | 651.5638 | 812.1421 | 957.3017 | 1070.192 | 1088.7701 | 1107.6051 | 1069.5623 | 1039.2351 | 969.1298
2039-06-12 | 835.5665 | 758.9507 | 701.4328 | 671.7886 | 680.636 | 694.3398 | 705.1041 | 710.573 | 777.5393 | 706.8768 | 649.0176 | 556.5063 | 492.4296 | 471.4617 | 509.1758 | 675.2634 | 867.7128 | 996.8239 | 1085.774 | 1095.1223 | 1140.7288 | 1105.2232 | 1022.376 | 940.3557
2039-06-13 | 795.8023 | 728.812 | 682.1568 | 664.7274 | 709.1149 | 790.4237 | 882.0531 | 841.195 | 879.6756 | 791.5819 | 777.8107 | 620.081 | 626.4736 | 577.5306 | 697.5652 | 756.4901 | 895.2376 | 1026.9414 | 1112.7603 | 1180.8779 | 1181.5498 | 1117.3437 | 1045.6669 | 952.2222
2039-06-14 | 884.5076 | 752.713 | 703.358 | 673.4657 | 716.0182 | 788.4099 | 891.6168 | 853.1382 | 896.6475 | 822.3603 | 794.9683 | 721.2057 | 647.2346 | 580.1193 | 660.3878 | 746.6109 | 922.1227 | 1006.8832 | 1140.0631 | 1174.16 | 1205.4058 | 1124.3838 | 1062.6117 | 995.3305
2039-06-15 | 858.0562 | 780.1327 | 688.5251 | 659.553 | 695.5072 | 801.7363 | 915.9055 | 928.9896 | 938.7907 | 869.4121 | 766.0333 | 823.1108 | 739.9466 | 671.1873 | 643.2461 | 765.0992 | 913.8153 | 1033.4803 | 1094.8523 | 1138.2369 | 1100.4348 | 1085.9303 | 1027.634 | 925.95
2039-06-16 | 793.4679 | 725.4521 | 677.3499 | 657.9231 | 684.1268 | 794.1568 | 907.9508 | 884.9332 | 887.9886 | 817.6954 | 750.0446 | 655.1306 | 601.5565 | 566.5521 | 632.5976 | 759.0752 | 915.8252 | 1031.9923 | 1064.3673 | 1124.181 | 1101.3414 | 1094.1894 | 1015.0308 | 913.2182
2039-06-17 | 794.5782 | 731.7684 | 676.3084 | 655.7443 | 683.9541 | 799.2356 | 906.4745 | 924.3691 | 967.6142 | 871.1315 | 806.0606 | 772.8461 | 692.6492 | 581.0656 | 639.5198 | 730.8539 | 875.5218 | 1001.9911 | 1049.3122 | 1078.7165 | 1048.9991 | 1063.1388 | 1022.0754 | 932.0826
2039-06-18 | 832.0614 | 759.3283 | 704.4405 | 674.1792 | 683.7178 | 730.3705 | 772.8379 | 777.3178 | 869.5855 | 798.9291 | 719.4255 | 638.8925 | 500.907 | 454.009 | 473.7062 | 642.9336 | 850.4237 | 965.1101 | 1053.1318 | 1076.5325 | 1095.1777 | 1054.867 | 1025.1721 | 957.6499
2039-06-19 | 826.6834 | 748.1716 | 692.9143 | 664.6572 | 672.4922 | 684.729 | 706.8827 | 696.3743 | 760.379 | 665.802 | 613.1588 | 503.4535 | 462.3243 | 410.9632 | 455.7447 | 622.4838 | 793.0099 | 942.5582 | 1042.9684 | 1066.2947 | 1122.96 | 1094.4494 | 1007.3862 | 927.8773
2039-06-20 | 775.893 | 705.7109 | 660.8599 | 645.8389 | 689.949 | 767.0645 | 859.9651 | 840.0177 | 881.3946 | 812.3087 | 771.4084 | 733.8146 | 675.8709 | 579.1217 | 639.7007 | 672.013 | 806.2811 | 943.3598 | 1059.9402 | 1143.7257 | 1153.3642 | 1082.245 | 1011.6583 | 921.7937
2039-06-21 | 868.2596 | 735.4613 | 688.0847 | 661.5859 | 702.7656 | 779.9232 | 880.6437 | 831.245 | 851.6845 | 791.1629 | 768.6458 | 702.0645 | 652.229 | 565.356 | 622.1614 | 683.7814 | 835.3379 | 949.7524 | 1082.5181 | 1150.0998 | 1182.3324 | 1102.5721 | 1033.926 | 975.3935
2039-06-22 | 858.2884 | 775.3253 | 687.4614 | 662.1668 | 698.5028 | 813.6742 | 918.2189 | 900.8458 | 876.5091 | 790.2884 | 718.93 | 609.2103 | 548.5997 | 521.7695 | 571.7074 | 715.5271 | 884.4044 | 1020.1704 | 1072.8831 | 1130.8686 | 1102.5546 | 1088.2536 | 1026.0911 | 924.8642
2039-06-23 | 791.082 | 720.9912 | 675.257 | 656.4899 | 686.5871 | 793.6478 | 910.5089 | 891.0503 | 893.9601 | 808.6169 | 739.4273 | 651.8836 | 584.8745 | 550.4671 | 549.5976 | 669.9396 | 824.4221 | 960.4712 | 1030.267 | 1113.2992 | 1094.5557 | 1084.1972 | 1003.9614 | 905.3319
2039-06-24 | 809.3084 | 747.9105 | 691.4801 | 671.0093 | 701.5121 | 817.919 | 929.9394 | 934.3625 | 970.9386 | 866.6074 | 816.8159 | 828.2982 | 764.614 | 687.2087 | 747.9157 | 853.8456 | 938.8255 | 1048.727 | 1074.962 | 1091.6835 | 1065.5544 | 1085.0343 | 1047.5074 | 955.3469
2039-06-25 | 836.5834 | 763.4922 | 706.2786 | 676.2652 | 685.9108 | 733.0557 | 771.4892 | 777.2063 | 849.2836 | 782.17 | 697.1903 | 541.8345 | 454.6379 | 435.6077 | 465.9642 | 608.3866 | 793.7466 | 935.1639 | 1043.6963 | 1076.4869 | 1091.6355 | 1057.1754 | 1023.7528 | 957.7816
2039-06-26 | 812.4856 | 735.0257 | 678.6949 | 649.8569 | 658.972 | 667.4435 | 692.6841 | 687.7468 | 741.8284 | 691.5068 | 631.506 | 575.0248 | 476.24 | 430.5596 | 422.4432 | 580.8959 | 800.069 | 948.0372 | 1024.6382 | 1045.7657 | 1096.6636 | 1069.4281 | 984.8988 | 907.7857
2039-06-27 | 787.7237 | 719.0502 | 675.0333 | 657.2804 | 701.2529 | 799.5483 | 903.8351 | 854.3511 | 871.1864 | 781.7368 | 774.6142 | 609.7686 | 596.576 | 565.7791 | 718.2226 | 796.5676 | 922.1494 | 1012.2609 | 1132.0221 | 1192.3601 | 1168.2111 | 1107.1868 | 1031.6617 | 942.2725
2039-06-28 | 871.5789 | 739.6551 | 692.6334 | 664.1527 | 707.4797 | 805.2899 | 912.3757 | 878.7317 | 909.0183 | 849.298 | 823.1272 | 754.1946 | 712.4002 | 647.2886 | 707.758 | 789.6994 | 939.6736 | 1009.0322 | 1154.3323 | 1194.9058 | 1195.6516 | 1117.5577 | 1051.573 | 984.1907
2039-06-29 | 872.6731 | 792.5793 | 705.4278 | 677.3429 | 716.1155 | 825.7767 | 943.6181 | 935.5926 | 927.8681 | 848.3323 | 766.6122 | 692.974 | 616.96 | 587.3942 | 656.4212 | 849.8786 | 944.5703 | 1051.091 | 1098.9316 | 1150.5026 | 1122.3157 | 1112.0887 | 1046.1154 | 942.6984
2039-06-30 | 794.6834 | 725.7931 | 678.5882 | 658.3748 | 687.4206 | 801.8972 | 922.2574 | 911.3996 | 919.9078 | 848.3772 | 762.805 | 692.5519 | 590.4108 | 549.4231 | 646.7376 | 744.027 | 918.0209 | 1016.5877 | 1062.4261 | 1124.3708 | 1108.2952 | 1091.9662 | 1020.9208 | 917.5042
2039-07-01 | 844.7892 | 790.1358 | 733.8475 | 710.103 | 734.0267 | 856.8775 | 971.7472 | 980.5263 | 1010.0365 | 897.7059 | 836.5273 | 791.854 | 728.1523 | 761.9855 | 814.1393 | 890.5703 | 1042.2165 | 1122.0073 | 1123.2549 | 1150.4586 | 1110.0736 | 1132.4055 | 1087.0483 | 989.2056
2039-07-02 | 880.5434 | 812.5434 | 753.7331 | 721.564 | 725.6036 | 771.4505 | 810.9636 | 812.6927 | 885.5438 | 819.2275 | 766.1614 | 657.154 | 588.6331 | 545.157 | 577.6453 | 709.4164 | 895.4268 | 1036.3482 | 1129.051 | 1147.9157 | 1155.414 | 1119.8751 | 1081.8239 | 1008.2572
2039-07-03 | 878.9261 | 806.4039 | 746.66 | 716.0896 | 719.1822 | 724.8618 | 753.1072 | 777.0963 | 876.7941 | 804.761 | 752.6583 | 736.0778 | 600.1057 | 558.348 | 584.6811 | 688.5164 | 890.8319 | 1045.4493 | 1121.3974 | 1145.2773 | 1187.2536 | 1156.7685 | 1057.2824 | 970.2296
2039-07-04 | 856.9518 | 791.6434 | 742.9028 | 707.0117 | 719.6677 | 733.4336 | 766.1844 | 748.4689 | 816.4496 | 798.8671 | 801.8325 | 675.233 | 608.0063 | 539.3385 | 649.2601 | 707.295 | 864.6211 | 1022.3567 | 1100.9186 | 1171.7318 | 1183.0898 | 1133.8396 | 1049.8397 | 968.4297
2039-07-05 | 908.3936 | 768.5349 | 721.2146 | 699.4582 | 743.2323 | 822.8124 | 936.3729 | 930.8279 | 937.6635 | 867.1843 | 863.3868 | 789.2081 | 724.3634 | 671.4497 | 721.9455 | 783.1857 | 986.8735 | 1065.3978 | 1180.8248 | 1239.066 | 1252.8202 | 1179.6157 | 1097.5859 | 1021.6103
2039-07-06 | 884.0113 | 810.6038 | 718.9993 | 689.1374 | 723.0009 | 839.4798 | 968.5182 | 990.3106 | 969.3428 | 893.1667 | 835.1181 | 837.2899 | 667.2823 | 640.134 | 655.2135 | 816.2787 | 947.0953 | 1076.0853 | 1119.0588 | 1191.4396 | 1151.1548 | 1139.0019 | 1060.8085 | 946.3964
2039-07-07 | 830.9267 | 764.8429 | 717.5053 | 697.9412 | 722.0313 | 836.0133 | 965.1955 | 974.8567 | 949.9572 | 889.4591 | 837.2364 | 784.4371 | 680.6331 | 665.5842 | 673.3618 | 779.4091 | 926.7059 | 1060.03 | 1107.3099 | 1189.9897 | 1155.0846 | 1147.8919 | 1051.1765 | 947.3296
2039-07-08 | 843.0938 | 783.4528 | 732.3789 | 708.1845 | 732.1835 | 850.313 | 975.5608 | 1005.9431 | 1048.7905 | 915.3643 | 837.9584 | 824.5341 | 721.2674 | 700.912 | 705.5828 | 781.7573 | 928.804 | 1064.6174 | 1111.9632 | 1155.2757 | 1112.2793 | 1139.0309 | 1091.575 | 990.4206
2039-07-09 | 858.0686 | 788.2426 | 730.3014 | 699.5361 | 702.7752 | 743.1632 | 784.4265 | 792.8841 | 858.1908 | 792.8828 | 720.2347 | 586.1842 | 507.943 | 480.9864 | 501.7805 | 644.1778 | 861.6646 | 995.5482 | 1083.7644 | 1116.6487 | 1117.8731 | 1083.601 | 1046.2133 | 974.8025
2039-07-10 | 865.9335 | 792.9211 | 736.2702 | 704.5227 | 707.7638 | 715.8723 | 743.1294 | 761.818 | 826.8979 | 754.9739 | 717.4213 | 658.3985 | 527.745 | 502.9344 | 603.7631 | 717.6245 | 936.2589 | 1045.8464 | 1130.4885 | 1147.1958 | 1178.7714 | 1154.1631 | 1052.7104 | 967.3857
2039-07-11 | 828.2654 | 764.0709 | 718.3828 | 703.6139 | 749.0114 | 849.4302 | 973.4737 | 972.3823 | 994.792 | 914.6018 | 914.4428 | 883.3258 | 776.6124 | 680.822 | 754.2699 | 776.6179 | 922.3269 | 1065.3081 | 1162.8774 | 1252.0126 | 1236.6423 | 1160.8285 | 1078.7613 | 974.6083
2039-07-12 | 922.5026 | 791.4619 | 742.6461 | 715.7714 | 754.299 | 842.4389 | 957.8916 | 955.2873 | 953.5895 | 893.3409 | 880.023 | 810.1331 | 744.2432 | 764.6652 | 860.5505 | 944.9675 | 1079.1493 | 1121.3719 | 1214.9453 | 1257.5301 | 1267.9497 | 1195.0155 | 1115.3975 | 1038.4124
2039-07-13 | 897.8768 | 825.4976 | 734.8294 | 706.335 | 738.8018 | 851.6108 | 982.4943 | 1009.8884 | 1025.5884 | 978.7379 | 910.3607 | 892.2972 | 810.1747 | 704.1487 | 712.1585 | 851.3824 | 1007.5321 | 1136.6019 | 1156.3083 | 1215.5446 | 1166.6525 | 1155.7629 | 1077.6573 | 965.9003
2039-07-14 | 850.7792 | 784.5004 | 733.8274 | 713.244 | 742.281 | 859.5218 | 992.8756 | 996.954 | 998.4658 | 936.8459 | 886.8242 | 862.3842 | 734.793 | 720.5837 | 736.7817 | 878.1223 | 1035.6535 | 1136.1342 | 1167.9073 | 1229.1484 | 1196.7278 | 1183.2025 | 1088.0954 | 980.0725
2039-07-15 | 862.7653 | 801.4424 | 748.6224 | 724.2878 | 751.1699 | 868.005 | 998.1713 | 1029.0588 | 1042.2598 | 908.0998 | 845.8814 | 824.2506 | 748.3691 | 758.5075 | 807.6257 | 904.7214 | 1022.6993 | 1121.2606 | 1148.6651 | 1178.1585 | 1130.597 | 1153.9094 | 1107.8533 | 1008.4094
2039-07-16 | 879.5993 | 809.8578 | 753.7626 | 720.5833 | 723.3311 | 767.3985 | 817.6181 | 839.6713 | 923.6534 | 851.405 | 763.6958 | 679.0907 | 584.0267 | 584.0661 | 631.289 | 753.9732 | 903.9067 | 1050.0647 | 1145.7432 | 1160.7875 | 1162.434 | 1122.7633 | 1086.6431 | 1011.1563
2039-07-17 | 869.8575 | 796.9955 | 736.8026 | 705.1554 | 707.1384 | 714.0863 | 745.1519 | 779.0919 | 842.219 | 786.8962 | 749.2497 | 756.7635 | 640.6548 | 629.758 | 669.6576 | 777.9993 | 953.9496 | 1089.9113 | 1137.2808 | 1145.2336 | 1176.1005 | 1151.0115 | 1051.5223 | 965.5158
2039-07-18 | 821.8488 | 760.5674 | 712.2392 | 695.3372 | 734.6686 | 819.7844 | 939.1036 | 929.8718 | 966.3776 | 884.8372 | 894.9092 | 883.6831 | 865.7757 | 789.1291 | 889.0038 | 919.9026 | 1042.4486 | 1110.7922 | 1162.8401 | 1229.5928 | 1223.2251 | 1158.7547 | 1070.0154 | 972.16
2039-07-19 | 920.7983 | 794.0377 | 744.9275 | 715.0058 | 753.5232 | 843.4327 | 962.178 | 962.2419 | 974.9065 | 905.0326 | 890.1937 | 857.3221 | 737.556 | 711.1725 | 757.8723 | 797.8458 | 981.4827 | 1075.7068 | 1197.5151 | 1249.412 | 1268.6935 | 1189.1788 | 1110.4659 | 1034.1129
2039-07-20 | 887.3045 | 815.4844 | 724.0174 | 695.8133 | 729.6403 | 845.8774 | 976.2523 | 996.9114 | 956.0115 | 858.3141 | 797.3889 | 731.7362 | 648.2728 | 628.4372 | 688.8166 | 837.8003 | 958.9166 | 1089.9462 | 1132.5225 | 1193.6878 | 1149.4784 | 1141.0748 | 1063.0409 | 951.1065
2039-07-21 | 846.6667 | 782.6125 | 735.3222 | 713.7822 | 738.9907 | 859.8311 | 995.9116 | 993.5458 | 975.0457 | 885.0046 | 826.5241 | 762.26 | 689.3663 | 688.6539 | 731.6943 | 858.6369 | 1005.5896 | 1106.6254 | 1141.7419 | 1206.1613 | 1179.3 | 1172.3852 | 1078.9371 | 968.5588
2039-07-22 | 860.539 | 801.3452 | 747.4707 | 723.2985 | 747.8307 | 873.4274 | 1003.4958 | 1064.4186 | 1088.3654 | 923.8047 | 852.5282 | 839.1391 | 724.3923 | 704.0038 | 778.3432 | 931.943 | 1104.9957 | 1158.9458 | 1163.5612 | 1174.124 | 1128.1637 | 1158.7904 | 1111.1233 | 1012.2837
2039-07-23 | 875.4747 | 806.2222 | 746.7803 | 715.1697 | 718.5271 | 762.7916 | 812.3047 | 832.0369 | 922.249 | 868.5003 | 797.8645 | 743.6502 | 620.3715 | 622.3453 | 644.6754 | 750.4522 | 910.886 | 1037.7523 | 1124.6335 | 1141.6347 | 1143.2027 | 1111.5487 | 1068.861 | 998.6594
2039-07-24 | 871.804 | 796.7081 | 739.9371 | 709.1898 | 711.841 | 722.4383 | 760.6467 | 819.3394 | 906.6786 | 849.0228 | 805.4447 | 821.3335 | 825.2732 | 707.2015 | 718.4113 | 807.2665 | 970.7513 | 1080.4551 | 1145.1735 | 1148.6102 | 1180.6154 | 1149.5885 | 1054.1396 | 970.716
2039-07-25 | 827.6158 | 764.2769 | 716.1 | 698.0626 | 737.8464 | 822.0221 | 942.2161 | 934.3592 | 948.4913 | 870.4443 | 869.9268 | 795.3339 | 736.1822 | 694.5941 | 785.7929 | 849.5843 | 994.1455 | 1100.0093 | 1169.4865 | 1234.9366 | 1226.4611 | 1160.6311 | 1074.3213 | 976.7686
2039-07-26 | 914.968 | 784.451 | 737.5638 | 708.5045 | 746.8637 | 828.7658 | 951.6681 | 945.7629 | 979.5806 | 911.7814 | 883.5133 | 892.834 | 763.3986 | 684.5425 | 746.9033 | 802.3388 | 992.806 | 1077.3428 | 1186.0864 | 1236.3051 | 1249.9996 | 1181.1858 | 1097.2249 | 1023.7818
2039-07-27 | 901.2272 | 825.0213 | 736.522 | 705.7714 | 737.6753 | 851.6258 | 985.6972 | 1017.1657 | 997.8284 | 927.0588 | 837.0392 | 812.895 | 683.6644 | 654.8198 | 675.0687 | 839.1122 | 986.6962 | 1111.7489 | 1152.654 | 1203.5511 | 1166.2865 | 1160.9293 | 1084.6478 | 973.2323
2039-07-28 | 839.5748 | 772.9717 | 726.1758 | 702.9412 | 727.5152 | 844.4919 | 981.1847 | 986.3329 | 980.7637 | 901.099 | 835.8338 | 803.0413 | 717.7158 | 670.3178 | 681.0114 | 818.2963 | 975.8252 | 1101.5114 | 1137.9223 | 1202.223 | 1175.3706 | 1165.2636 | 1075.3722 | 969.0143
2039-07-29 | 840.2437 | 779.9408 | 725.8695 | 699.4087 | 723.7651 | 840.6424 | 967.146 | 986.9563 | 987.512 | 865.3037 | 785.8887 | 662.6685 | 610.0628 | 621.0556 | 669.5947 | 779.4661 | 944.4675 | 1067.8407 | 1107.1951 | 1136.0786 | 1099.5847 | 1126.5434 | 1078.3713 | 979.2146
2039-07-30 | 863.5323 | 794.978 | 736.102 | 702.6557 | 704.8224 | 746.1925 | 794.5752 | 815.5525 | 863.3253 | 783.1164 | 727.6516 | 613.6405 | 517.9768 | 504.326 | 544.2297 | 655.7484 | 864.0328 | 996.4705 | 1110.1818 | 1127.3041 | 1128.2374 | 1100.0253 | 1058.5616 | 983.4367
2039-07-31 | 872.9604 | 802.0103 | 742.6945 | 710.5664 | 711.5648 | 722.4064 | 760.2573 | 798.3926 | 857.6129 | 761.1673 | 738.7743 | 756.6662 | 627.4919 | 646.6889 | 759.1961 | 838.9123 | 1009.9677 | 1125.0328 | 1137.3914 | 1143.5412 | 1183.2533 | 1159.6749 | 1060.6976 | 972.7577
2039-08-01 | 900.967 | 827.1297 | 776.053 | 758.822 | 802.0631 | 895.62 | 1023.218 | 1017.7874 | 1050.1758 | 992.0229 | 969.792 | 933.8324 | 855.7225 | 776.4651 | 822.2046 | 838.9412 | 984.0066 | 1124.872 | 1238.2951 | 1303.4588 | 1296.0106 | 1225.9331 | 1131.4626 | 1036.9726
2039-08-02 | 978.2991 | 843.5448 | 788.5995 | 764.8214 | 805.1971 | 898.5564 | 1023.2004 | 992.6672 | 1005.3501 | 922.4191 | 898.4691 | 834.7231 | 786.8746 | 738.4938 | 804.2567 | 834.0638 | 1035.453 | 1137.1265 | 1249.6107 | 1297.3189 | 1321.3343 | 1241.3938 | 1161.0292 | 1088.2079
2039-08-03 | 954.0911 | 876.1375 | 779.2649 | 752.22 | 789.7408 | 916.0983 | 1049.9096 | 1030.8091 | 981.8311 | 882.6014 | 812.0603 | 690.4474 | 680.766 | 657.135 | 694.5757 | 856.4637 | 1018.3454 | 1166.3747 | 1203.3131 | 1254.052 | 1219.6478 | 1206.0869 | 1124.4981 | 1021.2653
2039-08-04 | 890.9691 | 824.2198 | 768.44 | 749.6731 | 780.0739 | 909.5099 | 1048.2938 | 1028.1382 | 988.2177 | 902.1226 | 866.3856 | 809.9392 | 708.0334 | 680.0713 | 672.8293 | 784.3391 | 968.2201 | 1130.6598 | 1174.311 | 1247.167 | 1219.8272 | 1203.3691 | 1108.9023 | 1006.0899
2039-08-05 | 894.4473 | 830.417 | 769.7793 | 749.388 | 780.1032 | 908.4658 | 1042.0525 | 1035.9807 | 1043.5263 | 923.1787 | 839.6364 | 832.9171 | 772.4275 | 725.1384 | 781.5923 | 886.3715 | 1042.5655 | 1133.5741 | 1156.3017 | 1191.7469 | 1155.0672 | 1173.4899 | 1115.8026 | 1026.8019
2039-08-06 | 915.577 | 841.2308 | 778.6565 | 750.0284 | 759.5011 | 818.7209 | 880.9946 | 886.4315 | 959.2339 | 914.1527 | 816.1589 | 775.6957 | 686.2405 | 634.2725 | 663.3169 | 770.12 | 952.1044 | 1069.8132 | 1166.7407 | 1185.7177 | 1178.3484 | 1146.6912 | 1094.9956 | 1027.7103
2039-08-07 | 929.6238 | 850.2347 | 788.5135 | 760.7716 | 769.2113 | 800.5942 | 853.1286 | 872.1489 | 953.8177 | 843.4931 | 787.5997 | 744.7157 | 655.959 | 638.4513 | 683.4974 | 778.627 | 992.5484 | 1139.7108 | 1205.0453 | 1204.8779 | 1244.2516 | 1208.4032 | 1104.532 | 1018.3687
2039-08-08 | 893.0414 | 820.7413 | 770.1581 | 754.1617 | 797.9041 | 895.3211 | 1023.7132 | 989.0855 | 981.7409 | 907.5193 | 876.0148 | 729.5463 | 725.2418 | 662.3583 | 773.8356 | 803.764 | 1016.6496 | 1155.9576 | 1236.2923 | 1294.7264 | 1286.9026 | 1222.993 | 1127.3847 | 1035.8625
2039-08-09 | 975.2128 | 838.8595 | 788.1338 | 760.4955 | 801.8229 | 898.9251 | 1028.7549 | 1027.6967 | 1048.7298 | 956.0469 | 930.009 | 905.6489 | 825.6141 | 764.331 | 819.5509 | 884.0279 | 1063.4467 | 1159.5699 | 1243.0975 | 1300.3568 | 1313.2556 | 1234.0895 | 1150.0191 | 1081.4174
2039-08-10 | 961.8438 | 879.2794 | 783.9148 | 758.1204 | 792.4596 | 925.3969 | 1063.0083 | 1063.8506 | 1047.7446 | 943.6333 | 871.0105 | 842.6503 | 732.7155 | 692.0198 | 703.8792 | 812.8126 | 985.8318 | 1153.8475 | 1205.3964 | 1259.3789 | 1218.411 | 1212.5755 | 1127.6795 | 1022.6781
2039-08-11 | 872.9503 | 800.8514 | 747.0846 | 730.2257 | 760.7615 | 889.8045 | 1031.4552 | 1002.1522 | 958.8935 | 874.3627 | 820.7669 | 737.5573 | 648.7948 | 629.5316 | 670.6783 | 787.7751 | 995.1943 | 1118.1764 | 1154.0089 | 1220.0894 | 1192.6766 | 1177.1991 | 1081.3445 | 980.8402
2039-08-12 | 891.9237 | 830.3886 | 768.6284 | 747.7547 | 775.6313 | 908.2281 | 1039.1031 | 1024.0913 | 1018.4169 | 875.9515 | 815.8435 | 710.4377 | 639.6344 | 618.1665 | 681.4134 | 801.6574 | 984.0661 | 1097.8748 | 1135.2703 | 1178.4896 | 1140.1364 | 1165.1625 | 1112.5744 | 1022.2786
2039-08-13 | 925.4757 | 849.6202 | 787.9331 | 758.8763 | 768.021 | 828.5353 | 893.2745 | 882.4577 | 944.2531 | 864.1858 | 777.4577 | 644.6872 | 588.0963 | 563.4732 | 605.1154 | 733.5821 | 933.9157 | 1081.4674 | 1167.9397 | 1180.6793 | 1187.7576 | 1146.1173 | 1103.9792 | 1030.0996
2039-08-14 | 919.1464 | 840.9872 | 777.7797 | 749.6741 | 758.7747 | 783.2918 | 832.9843 | 850.4024 | 916.974 | 800.7839 | 736.2791 | 683.2492 | 604.4801 | 610.0654 | 700.1877 | 830.8162 | 1014.9243 | 1145.628 | 1194.3577 | 1193.1069 | 1230.2298 | 1195.0232 | 1089.0773 | 1004.1847
2039-08-15 | 871.5745 | 802.5326 | 751.3343 | 736.2229 | 778.8765 | 872.598 | 1000.696 | 973.7053 | 970.986 | 866.3853 | 864.8574 | 713.9221 | 728.3012 | 680.5532 | 776.6119 | 810.2367 | 1026.8421 | 1133.2325 | 1221.0548 | 1281.7101 | 1269.5514 | 1198.453 | 1103.7674 | 1015.9943
2039-08-16 | 970.0896 | 835.9894 | 783.799 | 756.2917 | 797.1098 | 891.8551 | 1019.9501 | 982.2917 | 964.7749 | 906.2171 | 888.2256 | 846.7228 | 752.0319 | 727.8371 | 846.2637 | 922.0039 | 1092.508 | 1193.238 | 1264.4022 | 1294.8847 | 1307.2832 | 1225.0989 | 1144.3654 | 1076.8814
2039-08-17 | 953.7117 | 873.5357 | 777.2601 | 749.5147 | 776.6044 | 910.4985 | 1050.5698 | 1035.4561 | 991.6808 | 886.797 | 821.4586 | 722.9613 | 684.6411 | 698.7098 | 746.7404 | 868.5794 | 1037.7763 | 1177.2462 | 1199.9045 | 1248.0673 | 1209.6714 | 1197.1387 | 1115.9412 | 1013.2933
2039-08-18 | 888.111 | 814.5061 | 763.5368 | 745.7343 | 777.5618 | 907.9621 | 1052.4263 | 1020.9924 | 974.1251 | 915.4683 | 853.834 | 783.0025 | 751.1676 | 740.6047 | 803.8258 | 926.7046 | 1080.5095 | 1183.9349 | 1208.6476 | 1251.1786 | 1214.8706 | 1201.4674 | 1102.3574 | 1001.7999
2039-08-19 | 921.7697 | 859.6945 | 792.4001 | 753.5375 | 759.7441 | 815.0603 | 868.4493 | 859.5089 | 935.0603 | 839.9698 | 798.3237 | 735.874 | 569.5964 | 576.4531 | 620.6134 | 758.7227 | 972.8553 | 1122.573 | 1132.7353 | 1122.9629 | 1101.0881 | 1146.0848 | 1091.9283 | 1010.7957
2039-08-20 | 923.2973 | 841.2549 | 776.2228 | 754.138 | 767.6345 | 828.3984 | 898.9479 | 877.5533 | 931.0494 | 856.1166 | 791.8493 | 661.8086 | 610.1669 | 569.3824 | 628.2305 | 809.2788 | 989.4339 | 1120.8465 | 1190.8763 | 1191.9964 | 1187.6171 | 1143.4754 | 1101.9235 | 1029.1408
2039-08-21 | 918.8097 | 840.69 | 777.3151 | 749.4354 | 757.8563 | 782.2568 | 835.7679 | 844.2849 | 896.6818 | 833.9743 | 785.9834 | 744.168 | 617.7295 | 586.6047 | 636.1372 | 756.3795 | 968.5882 | 1125.4112 | 1203.8094 | 1193.3378 | 1236.8956 | 1194.4521 | 1091.4031 | 1005.3455
2039-08-22 | 884.7363 | 815.2936 | 763.2474 | 747.5529 | 790.0045 | 885.0014 | 1017.3202 | 993.3056 | 1005.2438 | 941.0071 | 914.1643 | 864.9507 | 825.0492 | 782.4248 | 923.1984 | 928.9425 | 1089.6054 | 1204.4865 | 1251.2096 | 1294.4196 | 1280.8934 | 1211.7942 | 1117.6577 | 1028.7348
2039-08-23 | 962.7832 | 829.9368 | 775.817 | 749.7146 | 786.4148 | 884.9483 | 1014.4168 | 1023.1005 | 1049.5188 | 1031.5878 | 1028.0646 | 1017.3036 | 1037.2684 | 982.0238 | 1021.4818 | 1058.064 | 1188.3046 | 1213.671 | 1257.8225 | 1287.7586 | 1302.1201 | 1222.0252 | 1139.7976 | 1073.4712
2039-08-24 | 953.9066 | 867.9184 | 772.1888 | 745.5313 | 779.6701 | 907.7434 | 1055.3518 | 1111.8236 | 1103.219 | 1016.9778 | 946.4087 | 963.8884 | 945.5186 | 835.538 | 900.4781 | 1024.8126 | 1160.3622 | 1257.6369 | 1229.1818 | 1245.7399 | 1205.9043 | 1192.046 | 1113.3704 | 1008.4328
2039-08-25 | 894.1922 | 821.2305 | 765.6768 | 745.193 | 773.6376 | 896.3576 | 1043.3256 | 1029.1997 | 1027.8513 | 940.3758 | 900.7354 | 919.3906 | 870.1412 | 833.747 | 865.4713 | 963.644 | 1108.6209 | 1206.9521 | 1201.5981 | 1238.5686 | 1216.2929 | 1197.9394 | 1102.1127 | 1001.0202
2039-08-26 | 891.0665 | 824.0937 | 758.5954 | 739.7775 | 768.8042 | 891.7162 | 1018.2398 | 1032.5132 | 1033.3908 | 929.0381 | 844.2313 | 825.4107 | 721.4897 | 725.1413 | 864.3536 | 1005.358 | 1122.0576 | 1159.4377 | 1154.1589 | 1156.2446 | 1131.4977 | 1152.6893 | 1100.2728 | 1005.8308
2039-08-27 | 912.5688 | 837.7364 | 776.9671 | 749.193 | 755.8984 | 813.2959 | 871.8646 | 874.9315 | 952.3909 | 900.1785 | 821.9412 | 784.1727 | 655.8585 | 668.7258 | 758.9915 | 847.8917 | 997.0221 | 1091.0187 | 1156.7585 | 1153.6079 | 1162.1539 | 1128.9291 | 1087.5573 | 1017.0777
2039-08-28 | 902.2568 | 824.5931 | 762.9776 | 732.8974 | 742.2577 | 781.1727 | 831.1527 | 833.5159 | 868.0318 | 799.4868 | 761.5193 | 717.3901 | 663.3722 | 608.2302 | 660.6432 | 767.1787 | 977.9656 | 1112.5505 | 1188.6984 | 1180.0299 | 1207.9919 | 1179.585 | 1071.4714 | 991.6375
2039-08-29 | 870.0144 | 798.1604 | 748.1236 | 733.49 | 772.5042 | 871.1361 | 1003.8081 | 963.2972 | 953.3874 | 854.2989 | 839.9009 | 694.0033 | 698.9907 | 695.1683 | 827.9591 | 869.4279 | 1059.8577 | 1161.5672 | 1220.043 | 1275.4139 | 1265.6802 | 1198.3303 | 1103.4396 | 1009.4502
2039-08-30 | 958.4296 | 826.719 | 776.9368 | 751.0589 | 788.7982 | 873.5561 | 1007.597 | 971.6192 | 973.8995 | 894.1696 | 881.823 | 804.1062 | 736.9287 | 714.7782 | 792.4981 | 838.9483 | 1041.3101 | 1121.3903 | 1215.9164 | 1252.6733 | 1290.781 | 1212.774 | 1126.6999 | 1062.1308
2039-08-31 | 937.4083 | 858.7893 | 763.4434 | 738.1619 | 772.6893 | 888.4112 | 1025.8024 | 1046.095 | 1020.9206 | 915.4416 | 837.3576 | 792.0731 | 696.209 | 685.6956 | 693.9869 | 830.651 | 984.5359 | 1098.1026 | 1156.1235 | 1220.9298 | 1194.9026 | 1182.2982 | 1098.8477 | 999.0713
2039-09-01 | 877.5815 | 806.9357 | 761.2435 | 748.131 | 776.1757 | 899.3399 | 1045.5949 | 1018.5027 | 995.2958 | 864.7482 | 818.6006 | 786.9495 | 757.3135 | 725.175 | 704.782 | 786.0139 | 990.2543 | 1109.3076 | 1188.8443 | 1217.8536 | 1179.4803 | 1164.9628 | 1074.7335 | 982.2115
2039-09-02 | 890.5976 | 832.7535 | 782.6229 | 761.1277 | 787.5247 | 918.1621 | 1054.0549 | 1038.8543 | 1053.3704 | 932.645 | 881.7653 | 876.2402 | 764.4709 | 735.4912 | 763.473 | 868.1718 | 1041.5407 | 1143.4667 | 1187.2238 | 1179.2629 | 1136.1153 | 1158.6081 | 1104.4214 | 1019.2629
2039-09-03 | 913.3867 | 842.4783 | 791.8724 | 764.0457 | 764.6326 | 830.3257 | 903.3143 | 908.1121 | 994.1165 | 931.0437 | 902.4959 | 892.6681 | 911.0933 | 845.9977 | 762.827 | 825.811 | 986.6428 | 1082.9431 | 1198.2853 | 1165.123 | 1158.5531 | 1127.5302 | 1089.3136 | 1020.5526
2039-09-04 | 913.4471 | 837.1801 | 781.7648 | 755.6697 | 763.2814 | 792.0411 | 857.5761 | 848.4385 | 884.1755 | 802.6176 | 766.0016 | 736.0839 | 638.1768 | 648.133 | 665.4708 | 751.8657 | 939.0126 | 1091.3186 | 1195.4673 | 1165.9569 | 1199.5692 | 1163.4378 | 1064.9151 | 985.4712
2039-09-05 | 920.4231 | 859.4702 | 810.2147 | 778.385 | 802.2055 | 841.4027 | 900.6758 | 838.7059 | 876.0299 | 800.7616 | 813.2592 | 609.791 | 617.9241 | 598.9743 | 699.5214 | 786.9045 | 953.5993 | 1083.4658 | 1185.3931 | 1192.594 | 1200.7221 | 1155.2165 | 1083.3057 | 1011.5787
2039-09-06 | 948.0394 | 821.0702 | 773.8872 | 754.3626 | 797.4225 | 886.346 | 1015.3499 | 963.1868 | 955.0043 | 856.9486 | 848.2555 | 730.5492 | 691.4627 | 639.1494 | 706.6368 | 788.1267 | 985.3844 | 1093.362 | 1243.0232 | 1252.3251 | 1274.9168 | 1192.6073 | 1114.4758 | 1050.8309
2039-09-07 | 948.071 | 872.7 | 784.9388 | 759.1043 | 794.7319 | 915.4379 | 1063.3313 | 1056.8614 | 1057.937 | 934.4975 | 844.2652 | 818.69 | 745.4346 | 758.5036 | 770.9695 | 890.2984 | 1034.2685 | 1151.4723 | 1224.9429 | 1233.9866 | 1193.0654 | 1173.3281 | 1101.0189 | 1001.573
2039-09-08 | 879.2607 | 810.512 | 766.287 | 749.4301 | 773.3503 | 895.6154 | 1041.8155 | 993.5937 | 946.0597 | 838.0609 | 794.0887 | 717.122 | 668.9303 | 647.5037 | 681.4865 | 827.9095 | 1014.2738 | 1106.2703 | 1193.232 | 1214.2458 | 1180.064 | 1163.6559 | 1075.3931 | 981.7838
2039-09-09 | 886.211 | 827.6359 | 776.8925 | 757.6488 | 784.826 | 908.788 | 1046.667 | 1033.3005 | 1031.5967 | 885.4256 | 846.9414 | 799.7022 | 666.5168 | 676.2079 | 716.4133 | 846.283 | 1020.0617 | 1131.9578 | 1193.7392 | 1170.2673 | 1133.6006 | 1154.719 | 1095.7342 | 1011.8972
2039-09-10 | 905.3308 | 836.1497 | 781.8467 | 754.1862 | 763.3493 | 828.3607 | 893.4257 | 865.5288 | 921.6157 | 829.2742 | 781.6956 | 698.3471 | 632.2842 | 607.3028 | 607.4365 | 750.8822 | 967.7182 | 1104.1979 | 1218.6293 | 1179.3991 | 1164.6273 | 1119.5683 | 1076.2965 | 1006.2273
2039-09-11 | 907.0371 | 834.0434 | 778.4349 | 753.1093 | 761.0162 | 795.7795 | 856.8047 | 846.3813 | 911.5059 | 800.9668 | 755.3327 | 763.2037 | 717.7526 | 763.9005 | 795.1909 | 904.6159 | 1055.3965 | 1158.3278 | 1208.6295 | 1170.2781 | 1197.2645 | 1166.4213 | 1064.3495 | 987.8715
2039-09-12 | 871.512 | 809.4497 | 764.7274 | 750.1189 | 791.1769 | 890.7898 | 1028.7971 | 1008.9584 | 1029.2438 | 950.7557 | 975.7871 | 965.1064 | 1002.6317 | 882.646 | 947.6398 | 1022.296 | 1139.8714 | 1183.7055 | 1250.8913 | 1260.6469 | 1249.0752 | 1181.9851 | 1093.8528 | 1009.9327
2039-09-13 | 961.0928 | 830.9194 | 784.5602 | 759.0447 | 797.8029 | 893.6164 | 1028.648 | 1006.5313 | 1047.3801 | 1003.8844 | 1001.5875 | 992.086 | 1015.4322 | 923.4781 | 971.2657 | 994.4462 | 1143.631 | 1168.8786 | 1263.2549 | 1263.5736 | 1269.8606 | 1189.2944 | 1116.5057 | 1057.3394
2039-09-14 | 933.5167 | 856.7948 | 766.5374 | 741.9377 | 774.9357 | 900.4324 | 1043.5898 | 1030.1044 | 994.8835 | 897.9563 | 859.1543 | 873.4856 | 767.3838 | 752.9962 | 756.8399 | 883.9512 | 1043.8548 | 1170.8766 | 1203.1028 | 1213.2622 | 1163.1324 | 1146.7234 | 1067.8796 | 975.8212
2039-09-15 | 892.491 | 826.9965 | 782.04 | 762.7979 | 792.2072 | 915.6956 | 1070.6552 | 1078.6452 | 1064.3841 | 962.6273 | 870.6096 | 876.4655 | 821.4386 | 739.8638 | 769.8666 | 889.9214 | 1075.667 | 1173.6215 | 1224.9189 | 1228.1188 | 1196.3776 | 1185.1577 | 1088.8705 | 999.4704
2039-09-16 | 895.0685 | 841.0222 | 784.8147 | 767.004 | 794.8457 | 925.543 | 1064.2422 | 1061.4002 | 1070.4498 | 928.0804 | 868.1479 | 827.7602 | 646.8905 | 650.8237 | 693.8286 | 806.9797 | 1026.7386 | 1150.7834 | 1203.8557 | 1180.8763 | 1143.3672 | 1165.1296 | 1113.0969 | 1026.2688
2039-09-17 | 908.3995 | 839.0649 | 786.0821 | 759.5705 | 768.773 | 833.3353 | 904.9641 | 886.9057 | 947.0353 | 870.6582 | 783.7708 | 726.009 | 691.4762 | 655.1383 | 654.1553 | 775.1482 | 985.7892 | 1120.089 | 1206.8486 | 1171.3934 | 1159.3428 | 1122.2174 | 1080.0951 | 1015.0597
2039-09-18 | 914.7566 | 841.2503 | 786.2205 | 759.8796 | 768.5309 | 801.9471 | 860.759 | 847.9606 | 870.147 | 736.6585 | 698.5719 | 561.455 | 497.0038 | 502.2371 | 566.0031 | 698.3391 | 931.1895 | 1092.1521 | 1197.0806 | 1160.1774 | 1200.1204 | 1165.0282 | 1070.501 | 991.7733
2039-09-19 | 868.27 | 807.9022 | 763.8546 | 749.2101 | 790.9801 | 879.5519 | 1017.7599 | 977.6259 | 986.6421 | 893.7328 | 880.718 | 784.1707 | 713.3038 | 686.8547 | 801.8278 | 840.9127 | 995.4432 | 1119.5667 | 1235.8396 | 1253.4846 | 1241.4898 | 1175.3944 | 1090.0548 | 1003.3472
2039-09-20 | 958.6889 | 831.0561 | 784.5757 | 758.4079 | 793.4179 | 886.6725 | 1020.9427 | 997.6382 | 1012.6983 | 906.5456 | 880.548 | 793.8933 | 687.0623 | 655.4128 | 733.0815 | 832.3407 | 1047.5295 | 1140.3849 | 1259.3873 | 1269.6162 | 1275.3687 | 1194.6359 | 1112.4271 | 1053.0862
2039-09-21 | 949.1326 | 875.0232 | 786.7545 | 760.5479 | 796.8111 | 926.6982 | 1072.2933 | 1062.6853 | 1047.8952 | 949.7371 | 888.9303 | 899.7948 | 776.0933 | 768.1148 | 738.0299 | 873.2376 | 1076.6507 | 1228.691 | 1252.5739 | 1249.094 | 1200.325 | 1177.5482 | 1107.353 | 1010.0968
2039-09-22 | 886.1839 | 821.5897 | 774.7598 | 757.1144 | 781.3173 | 912.4347 | 1060.5847 | 1062.6888 | 1024.5634 | 916.1618 | 861.189 | 809.4746 | 701.6111 | 684.4497 | 702.6662 | 843.8796 | 1027.4429 | 1161.8699 | 1220.0844 | 1225.7153 | 1193.0049 | 1177.1703 | 1087.8865 | 992.9461
2039-09-23 | 896.3177 | 836.1446 | 784.2134 | 763.9285 | 788.3223 | 919.1806 | 1061.3287 | 1054.2253 | 1046.7126 | 862.8299 | 829.8442 | 761.0152 | 670.1665 | 694.9434 | 768.1826 | 889.7221 | 1096.4364 | 1187.7681 | 1222.8961 | 1188.7926 | 1147.792 | 1162.0751 | 1113.3838 | 1023.9368
2039-09-24 | 921.6563 | 850.265 | 794.3155 | 767.1755 | 775.8724 | 842.8723 | 918.3497 | 899.5992 | 947.1518 | 854.6011 | 781.1683 | 655.858 | 568.9137 | 556.2368 | 569.5666 | 707.3575 | 956.3339 | 1119.4964 | 1220.2356 | 1184.06 | 1177.344 | 1129.9779 | 1092.7709 | 1024.9394
2039-09-25 | 927.9942 | 851.9884 | 796.7741 | 769.863 | 777.9794 | 822.0427 | 886.2992 | 895.1904 | 928.6841 | 836.8125 | 757.7133 | 710.1957 | 589.4309 | 585.7203 | 640.5222 | 777.5162 | 1000.7381 | 1133.2201 | 1228.5358 | 1188.7085 | 1221.7862 | 1194.4534 | 1094.5397 | 1015.5882
2039-09-26 | 893.8196 | 829.5531 | 786.0406 | 769.7995 | 806.1334 | 906.1215 | 1038.6069 | 1010.7642 | 1009.2963 | 949.5813 | 960.5263 | 933.3139 | 874.5418 | 817.9339 | 921.3616 | 917.8789 | 1085.7826 | 1194.7015 | 1253.3992 | 1272.0525 | 1265.2994 | 1197.5295 | 1114.4462 | 1031.0964
2039-09-27 | 960.5629 | 833.7017 | 787.7519 | 762.6846 | 799.4691 | 898.4122 | 1029.8017 | 998.2046 | 1014.6218 | 959.37 | 969.5363 | 940.6435 | 898.0871 | 818.8481 | 923.0038 | 966.2016 | 1129.3176 | 1171.9414 | 1241.2666 | 1253.9734 | 1273.7328 | 1193.6538 | 1117.0909 | 1056.4538
2039-09-28 | 945.2567 | 867.2414 | 780.5282 | 755.195 | 784.4482 | 906.4125 | 1043.926 | 1047.1979 | 1021.1907 | 900.7683 | 825.9184 | 813.7416 | 721.1337 | 680.1069 | 709.1087 | 870.6579 | 1053.6252 | 1169.4857 | 1200.5627 | 1216.4329 | 1177.3835 | 1161.5417 | 1083.9618 | 984.0261
2039-09-29 | 888.373 | 822.479 | 778.3664 | 758.1611 | 783.0107 | 903.6258 | 1051.3081 | 1021.3054 | 991.5623 | 879.5275 | 834.3147 | 798.6383 | 711.0834 | 749.9318 | 786.2129 | 919.5348 | 1077.5646 | 1176.8437 | 1205.0597 | 1217.8897 | 1192.6045 | 1174.6575 | 1082.1919 | 988.2354
2039-09-30 | 876.2865 | 822.704 | 768.448 | 748.2287 | 770.1901 | 888.7693 | 1023.7381 | 1008.0552 | 993.8423 | 828.5722 | 777.2023 | 736.3354 | 666.1492 | 659.0749 | 675.6129 | 818.3983 | 1027.3392 | 1130.2215 | 1171.8912 | 1156.3655 | 1125.9209 | 1137.702 | 1083.2625 | 999.8414
2039-10-01 | 861.5411 | 792.3064 | 735.3062 | 707.9047 | 706.8221 | 761.9947 | 820.4508 | 820.0124 | 880.0767 | 815.2536 | 760.2464 | 702.3201 | 556.3485 | 555.2323 | 630.5113 | 775.5191 | 968.9219 | 1106.4921 | 1195.8056 | 1124.2834 | 1130.7341 | 1088.7498 | 1038.1391 | 966.4894
2039-10-02 | 867.9355 | 796.4726 | 741.3726 | 715.2075 | 713.7417 | 754.5039 | 797.6467 | 790.9757 | 839.1923 | 741.7232 | 727.5695 | 734.473 | 604.0382 | 639.3478 | 687.6607 | 811.9149 | 994.3008 | 1142.2461 | 1243.7098 | 1165.8205 | 1166.9526 | 1137.5455 | 1037.1004 | 953.1348
2039-10-03 | 831.5621 | 767.9924 | 724.3218 | 709.3907 | 740.9462 | 835.6227 | 955.1028 | 926.7521 | 937.5085 | 875.2108 | 904.7206 | 883.541 | 806.1323 | 774.5906 | 842.4595 | 856.7729 | 1046.7075 | 1165.9575 | 1230.7854 | 1219.9236 | 1214.2098 | 1146.1366 | 1057.0423 | 961.2322
2039-10-04 | 913.3205 | 789.3686 | 743.0291 | 715.9812 | 745.1366 | 833.3192 | 949.1875 | 939.4448 | 949.7246 | 865.5851 | 853.9277 | 868.0201 | 754.8711 | 783.8873 | 881.2422 | 967.598 | 1111.0574 | 1174.7156 | 1253.1653 | 1216.9237 | 1233.5761 | 1156.067 | 1072.2843 | 1003.9788
2039-10-05 | 891.3931 | 819.979 | 731.134 | 705.2947 | 729.8738 | 841.5849 | 978.8505 | 998.6699 | 969.4028 | 893.9985 | 834.0028 | 865.4859 | 748.1818 | 737.1162 | 772.6038 | 908.4135 | 1054.061 | 1194.2248 | 1204.8896 | 1174.9 | 1141.1878 | 1123.2081 | 1041.0006 | 931.1658
2039-10-06 | 834.2172 | 769.0172 | 724.4895 | 705.1036 | 719.7023 | 832.0019 | 967.1974 | 964.0092 | 952.3843 | 895.4223 | 847.7465 | 881.9386 | 821.1391 | 755.8829 | 787.4809 | 910.3217 | 1060.1995 | 1171.4986 | 1199.0108 | 1167.6039 | 1145.1704 | 1126.9242 | 1035.0975 | 930.3821
2039-10-07 | 838.6781 | 779.2099 | 727.4572 | 704.5702 | 720.0745 | 836.4852 | 963.8385 | 974.3159 | 964.6571 | 840.4013 | 798.8369 | 813.8265 | 695.8123 | 734.4726 | 800.2349 | 927.3969 | 1072.5613 | 1151.3349 | 1182.7187 | 1123.2786 | 1088.0061 | 1108.3036 | 1053.906 | 960.4606
2039-10-08 | 864.345 | 798.551 | 743.9111 | 715.2681 | 714.4386 | 770.7267 | 830.2078 | 832.6338 | 860.4001 | 769.479 | 709.4352 | 630.2502 | 589.243 | 634.1233 | 708.1403 | 854.7664 | 1014.4187 | 1141.2516 | 1194.0736 | 1119.5383 | 1122.0694 | 1086.8633 | 1042.8574 | 975.4441
2039-10-09 | 869.1524 | 795.2956 | 740.2191 | 714.1268 | 712.5465 | 740.7336 | 789.3925 | 794.8461 | 835.2087 | 724.2804 | 682.4912 | 616.1778 | 516.6491 | 522.7603 | 591.9166 | 751.8945 | 983.2369 | 1141.2509 | 1194.6499 | 1124.9183 | 1164.0567 | 1133.323 | 1037.0483 | 952.4207
2039-10-10 | 833.9505 | 769.1916 | 724.5496 | 707.2598 | 736.3433 | 841.7782 | 963.4872 | 944.9873 | 944.1892 | 872.276 | 869.762 | 840.5475 | 771.0401 | 754.8175 | 861.6103 | 892.7166 | 1083.4259 | 1200.0919 | 1248.8552 | 1228.8476 | 1219.8436 | 1144.2646 | 1058.4803 | 968.2871
2039-10-11 | 919.3001 | 793.0423 | 746.2181 | 718.9272 | 746.3145 | 843.4732 | 962.7845 | 952.7166 | 966.0821 | 887.5656 | 887.1971 | 857.3591 | 771.5806 | 778.4074 | 836.2154 | 939.3676 | 1135.201 | 1212.8929 | 1275.1937 | 1235.8078 | 1248.3758 | 1165.1556 | 1086.5739 | 1020.4342
2039-10-12 | 909.9195 | 835.2887 | 745.94 | 718.468 | 742.7922 | 871.5659 | 1007.804 | 1018.9917 | 999.0561 | 925.3371 | 865.9309 | 911.0289 | 857.0166 | 892.4797 | 914.5378 | 1023.95 | 1178.0107 | 1258.2032 | 1239.9544 | 1203.0085 | 1158.2151 | 1143.7756 | 1064.783 | 961.1242
2039-10-13 | 841.9696 | 778.9376 | 729.6645 | 710.6432 | 727.2233 | 854.5561 | 993.4588 | 1008.3795 | 999.7611 | 937.9045 | 887.7689 | 908.8737 | 967.0161 | 835.5593 | 843.4705 | 922.2243 | 1099.3082 | 1204.3542 | 1212.9654 | 1183.9768 | 1149.0444 | 1131.1619 | 1041.584 | 948.1579
2039-10-14 | 852.0769 | 794.0893 | 739.1649 | 716.9983 | 732.4858 | 859.1668 | 985.8124 | 997.5537 | 1002.2978 | 869.4325 | 848.2901 | 873.9445 | 772.5552 | 787.9058 | 876.5344 | 1006.5037 | 1134.7427 | 1204.9096 | 1204.2269 | 1143.2148 | 1103.6716 | 1117.9755 | 1063.1179 | 974.7296
2039-10-15 | 875.9535 | 807.5442 | 752.6746 | 723.106 | 721.5906 | 780.2887 | 843.6563 | 905.5641 | 995.6813 | 922.0474 | 844.7256 | 805.1257 | 790.0241 | 705.421 | 739.0298 | 886.7983 | 1077.9491 | 1172.7967 | 1211.0737 | 1133.5822 | 1139.0508 | 1097.6812 | 1047.773 | 982.4335
2039-10-16 | 871.2734 | 797.2767 | 741.5235 | 715.5912 | 713.7516 | 745.9982 | 793.3374 | 814.2801 | 855.0039 | 751.2822 | 704.2626 | 699.445 | 592.9346 | 606.4859 | 678.4318 | 826.8188 | 1052.7842 | 1185.39 | 1214.6237 | 1136.0096 | 1173.1056 | 1142.9963 | 1040.2309 | 955.0929
2039-10-17 | 842.5357 | 777.2882 | 732.6559 | 714.5675 | 743.7132 | 836.5062 | 962.0519 | 963.4999 | 971.8886 | 928.8408 | 916.8645 | 865.569 | 807.472 | 792.231 | 895.4751 | 957.4562 | 1113.247 | 1224.4334 | 1251.6072 | 1226.8265 | 1214.1982 | 1147.9055 | 1064.2019 | 976.0492
2039-10-18 | 913.3756 | 785.5988 | 738.6828 | 712.5008 | 741.1725 | 833.4154 | 953.8727 | 948.0639 | 953.383 | 898.2296 | 915.4969 | 893.6489 | 783.3779 | 790.538 | 821.5822 | 879.2291 | 1093.2333 | 1178.1076 | 1253.7867 | 1218.185 | 1232.9646 | 1156.2205 | 1070.1656 | 1007.3534
2039-10-19 | 886.6287 | 811.4747 | 721.2869 | 695.5093 | 719.2869 | 838.7047 | 973.3719 | 976.8778 | 952.5714 | 867.5989 | 828.4606 | 847.5656 | 718.7044 | 731.8825 | 788.2172 | 950.2023 | 1090.486 | 1202.0031 | 1187.9916 | 1163.7627 | 1122.2293 | 1108.2723 | 1025.1884 | 927.1177
2039-10-20 | 844.0512 | 781.623 | 734.7095 | 715.1171 | 731.5501 | 853.5281 | 995.7557 | 1034.3413 | 1003.3687 | 915.0888 | 877.7363 | 859.7355 | 755.9619 | 733.1447 | 787.8896 | 907.6712 | 1093.1267 | 1201.7204 | 1210.2507 | 1179.388 | 1155.9674 | 1136.7756 | 1039.9121 | 944.279
2039-10-21 | 841.2851 | 786.1592 | 731.748 | 710.2683 | 726.1903 | 850.0654 | 979.2366 | 993.2265 | 989.4632 | 846.276 | 795.8623 | 773.8158 | 672.1368 | 678.0294 | 759.437 | 921.3334 | 1096.4765 | 1199.6683 | 1198.8039 | 1137.6221 | 1098.7164 | 1115.4962 | 1055.4582 | 966.6515
2039-10-22 | 857.3106 | 790.05 | 734.5667 | 706.4254 | 704.6995 | 759.7649 | 822.4186 | 829.4955 | 871.1978 | 780.5464 | 722.2492 | 653.3008 | 571.9916 | 595.6684 | 627.4502 | 799.0552 | 990.9656 | 1143.8963 | 1181.1314 | 1115.143 | 1111.73 | 1072.1488 | 1018.3464 | 950.1036
2039-10-23 | 857.5994 | 785.3688 | 731.795 | 705.71 | 704.6613 | 732.7267 | 785.4257 | 799.5897 | 846.0623 | 794.4527 | 784.2468 | 808.0363 | 789.2545 | 700.9474 | 747.8201 | 871.9553 | 1071.5899 | 1205.8208 | 1214.4718 | 1127.3762 | 1154.0186 | 1117.1051 | 1021.8818 | 936.8725
2039-10-24 | 822.2294 | 759.2763 | 716.8794 | 699.4817 | 727.9095 | 814.5309 | 944.2063 | 938.9328 | 942.6477 | 864.3888 | 854.459 | 851.9983 | 778.9775 | 769.8946 | 930.9395 | 985.7272 | 1121.7097 | 1228.5867 | 1249.1321 | 1215.5736 | 1197.5439 | 1124.5134 | 1040.7904 | 945.6379
2039-10-25 | 899.2034 | 772.4762 | 726.0274 | 700.4641 | 728.4919 | 813.5487 | 938.3377 | 921.4883 | 914.3793 | 836.3008 | 811.1148 | 839.7061 | 762.5104 | 803.1545 | 858.2192 | 965.6324 | 1125.8411 | 1208.3972 | 1261.145 | 1213.187 | 1218.4976 | 1131.8277 | 1049.8595 | 987.0167
2039-10-26 | 886.96 | 812.5645 | 723.8006 | 695.9637 | 720.1867 | 842.0604 | 980.2311 | 984.0277 | 955.7978 | 859.9077 | 810.9528 | 819.0954 | 719.7748 | 760.4779 | 795.7604 | 974.8995 | 1141.2067 | 1239.3854 | 1209.6681 | 1178.4711 | 1131.62 | 1109.4214 | 1031.2272 | 928.0734
2039-10-27 | 813.5034 | 750.8467 | 702.0892 | 685.2944 | 702.1855 | 819.6475 | 963.3394 | 956.3051 | 925.6091 | 840.6543 | 792.4032 | 810.2585 | 753.6067 | 730.4868 | 784.771 | 920.2366 | 1083.9674 | 1170.4091 | 1159.5779 | 1143.7279 | 1107.736 | 1087.1529 | 993.4895 | 901.2915
2039-10-28 | 828.7265 | 772.2536 | 717.8861 | 697.4958 | 713.5282 | 830.4985 | 964.1016 | 994.2409 | 984.0099 | 864.2629 | 801.1016 | 787.7055 | 764.1789 | 784.6914 | 898.3128 | 1016.3482 | 1141.2908 | 1194.7843 | 1170.4243 | 1109.6794 | 1077.0146 | 1088.6538 | 1037.0893 | 944.2789
2039-10-29 | 858.5593 | 791.6682 | 736.8467 | 708.4787 | 706.7317 | 765.3718 | 833.0607 | 862.1875 | 935.1848 | 883.9046 | 853.5512 | 829.7295 | 824.2598 | 691.5989 | 733.0344 | 880.0711 | 1064.0071 | 1166.4631 | 1183.9808 | 1118.6038 | 1114.9564 | 1072.6642 | 1022.3321 | 956.4924
2039-10-30 | 849.301 | 783.2869 | 729.4661 | 703.5504 | 701.062 | 741.4263 | 787.8479 | 820.6647 | 848.5957 | 780.5733 | 752.6576 | 752.1023 | 706.582 | 654.6385 | 719.9656 | 872.7395 | 1071.2045 | 1169.935 | 1175.4264 | 1112.7692 | 1106.0618 | 1101.2329 | 1000.8797 | 922.9561
2039-10-31 | 817.0249 | 764.4573 | 719.3302 | 705.7366 | 739.7336 | 858.2578 | 951.7664 | 971.9843 | 991.2436 | 921.1523 | 911.8676 | 841.3008 | 856.6607 | 768.1711 | 881.4554 | 911.6647 | 1073.8294 | 1198.5267 | 1217.9365 | 1210.1646 | 1161.1271 | 1106.9684 | 1031.7446 | 943.9299
2039-11-01 | 871.6383 | 745.9391 | 702.1397 | 673.9227 | 713.479 | 843.4238 | 941.0719 | 925.8032 | 917.453 | 848.0212 | 844.5739 | 838.276 | 737.9051 | 712.0788 | 785.2683 | 916.3255 | 1081.3383 | 1161.535 | 1226.6523 | 1169.0453 | 1152.9954 | 1079.5751 | 1023.073 | 965.8542
2039-11-02 | 863.2305 | 786.3209 | 701.6781 | 674.0371 | 713.2124 | 873.1383 | 993.0322 | 1035.7141 | 978.2908 | 854.3147 | 795.0709 | 806.0966 | 676.0056 | 654.5647 | 710.39 | 894.5137 | 1088.5709 | 1225.4467 | 1206.5677 | 1149.9359 | 1070.0404 | 1062.9233 | 1000.026 | 907.5019
2039-11-03 | 806.2116 | 742.8369 | 700.2554 | 680.5391 | 712.4085 | 877.4755 | 1005.2838 | 989.9727 | 956.6181 | 855.2168 | 813.3555 | 811.1372 | 709.8036 | 666.6563 | 741.4121 | 914.9942 | 1084.0698 | 1192.6767 | 1182.9162 | 1134.7883 | 1071.2778 | 1066.9014 | 993.9379 | 903.7324
2039-11-04 | 808.6644 | 751.0358 | 699.4532 | 678.7459 | 710.1693 | 878.6448 | 997.6145 | 1029.3451 | 997.6895 | 876.8986 | 821.3522 | 817.2609 | 736.645 | 692.0921 | 781.7472 | 931.7813 | 1093.5345 | 1177.928 | 1173.7235 | 1111.9182 | 1056.9563 | 1044.5224 | 1002.8369 | 926.5368
2039-11-05 | 827.7104 | 754.5712 | 701.6095 | 672.7476 | 683.2462 | 765.9542 | 833.5763 | 883.0806 | 945.3489 | 889.4038 | 807.8262 | 768.7565 | 708.2083 | 574.6463 | 625.2267 | 774.1659 | 982.6499 | 1123.2012 | 1136.3808 | 1074.718 | 1063.1501 | 1023.1415 | 982.7722 | 921.4625
2039-11-06 | 825.5079 | 748.5488 | 696.2893 | 668.8681 | 678.3337 | 734.5411 | 788.3785 | 811.1548 | 822.434 | 712.1505 | 658.0089 | 653.1557 | 514.498 | 513.9257 | 584.6438 | 737.3632 | 968.1296 | 1130.8796 | 1163.9036 | 1066.6439 | 1068.1987 | 1057.4335 | 966.5059 | 894.3868
2039-11-07 | 788.9364 | 723.198 | 681.4314 | 665.1772 | 707.6016 | 838.5865 | 941.9608 | 942.0844 | 938.2613 | 896.2902 | 935.7705 | 906.0011 | 948.9664 | 861.5762 | 961.7245 | 955.8441 | 1090.3557 | 1185.5178 | 1202.6753 | 1166.0705 | 1114.1811 | 1060.6363 | 989.7604 | 913.8484
2039-11-08 | 857.1961 | 727.0036 | 680.7676 | 654.6123 | 694.0529 | 819.8638 | 921.7301 | 921.8555 | 914.0711 | 802.7129 | 803.6357 | 791.7574 | 698.9612 | 654.9756 | 767.2699 | 871.4295 | 1055.9721 | 1135.0594 | 1196.8563 | 1147.8724 | 1122.6944 | 1052.9383 | 991.4326 | 936.6227
2039-11-09 | 838.265 | 758.9616 | 670.5493 | 645.7213 | 683.3404 | 835.3506 | 948.1033 | 964.8899 | 902.5468 | 778.3464 | 725.4371 | 706.5317 | 596.4626 | 593.5878 | 694.7637 | 889.9623 | 1057.1733 | 1154.5148 | 1139.144 | 1094.6526 | 1009.535 | 1002.1629 | 944.3134 | 854.0415
2039-11-10 | 771.6666 | 704.5437 | 657.5642 | 640.4692 | 671.0272 | 828.1355 | 944.5155 | 954.309 | 927.568 | 836.3036 | 783.9557 | 774.4668 | 800.1087 | 676.579 | 714.3337 | 836.8382 | 1017.4561 | 1126.5191 | 1119.4038 | 1083.9493 | 1014.3373 | 1007.46 | 935.5334 | 851.7382
2039-11-11 | 797.507 | 740.5739 | 682.4655 | 645.7698 | 656.3249 | 738.6276 | 763.9503 | 790.3633 | 832.9763 | 724.6047 | 693.7297 | 679.2806 | 678.11 | 598.6166 | 690.4919 | 828.6667 | 971.2099 | 1063.1823 | 1051.1318 | 971.709 | 933.6689 | 950.6348 | 930.292 | 861.3552
2039-11-12 | 803.3607 | 726.7641 | 670.046 | 648.1391 | 653.7237 | 732.5851 | 786.6933 | 832.1114 | 844.7323 | 760.9263 | 711.9443 | 670.3666 | 578.2465 | 547.0065 | 586.4641 | 745.4582 | 951.1724 | 1078.9657 | 1100.8645 | 1041.6499 | 1039.2012 | 998.0909 | 955.3392 | 899.4531
2039-11-13 | 808.9561 | 732.4473 | 677.8561 | 651.6898 | 659.75 | 713.8287 | 761.1858 | 787.7596 | 807.2481 | 705.6139 | 635.9352 | 618.4473 | 515.8353 | 505.2403 | 574.5664 | 734.2461 | 948.326 | 1110.9667 | 1141.1649 | 1049.3342 | 1050.441 | 1036.9398 | 945.9827 | 876.3324
2039-11-14 | 782.8938 | 717.8791 | 673.5823 | 657.7522 | 700.4272 | 830.3442 | 932.6255 | 949.5314 | 936.5244 | 822.4124 | 805.5435 | 745.6175 | 669.7515 | 603.7103 | 747.1825 | 855.5482 | 1050.0659 | 1147.1906 | 1180.4508 | 1147.9519 | 1099.0836 | 1050.0879 | 980.9354 | 905.7237
2039-11-15 | 872.5696 | 741.6261 | 697.0968 | 669.1571 | 708.2129 | 837.0314 | 934.0282 | 947.3375 | 945.4189 | 860.8547 | 853.1928 | 854.9817 | 781.4213 | 710.6504 | 852.0242 | 920.3593 | 1087.8154 | 1152.0491 | 1205.0782 | 1155.1314 | 1132.6771 | 1071.6818 | 1009.4241 | 952.0867
2039-11-16 | 839.6935 | 757.3779 | 675.3864 | 650.0428 | 689.2972 | 841.5174 | 967.7035 | 1012.1824 | 940.626 | 849.3483 | 807.3235 | 848.4259 | 817.7076 | 737.6921 | 790.3736 | 957.5421 | 1095.7981 | 1176.2864 | 1151.6383 | 1130.1928 | 1042.4589 | 1022.5172 | 964.133 | 866.9227
2039-11-17 | 778.4028 | 715.78 | 670.1821 | 652.3362 | 684.3349 | 844.9329 | 957.3941 | 988.8579 | 943.0047 | 848.4405 | 831.4686 | 832.6409 | 894.364 | 822.3513 | 833.7646 | 928.9368 | 1079.7158 | 1157.8731 | 1146.7971 | 1108.9038 | 1041.2604 | 1017.9724 | 963.5545 | 872.6091
2039-11-18 | 789.1644 | 734.732 | 682.0815 | 661.9824 | 691.9559 | 856.3072 | 968.4692 | 1020.6952 | 1012.2026 | 860.1476 | 780.4369 | 762.528 | 732.5684 | 654.3744 | 786.4572 | 952.0724 | 1087.662 | 1162.3002 | 1151.0628 | 1068.9291 | 1018.1776 | 1011.9181 | 986.1551 | 909.3502
2039-11-19 | 820.6417 | 748.4283 | 695.2247 | 666.9443 | 677.6173 | 759.2098 | 815.5285 | 882.9067 | 934.3141 | 868.9918 | 793.7592 | 766.3 | 781.8876 | 687.198 | 761.9188 | 882.0668 | 1051.8574 | 1139.2359 | 1144.4968 | 1084.4831 | 1077.5027 | 1028.5941 | 992.524 | 927.2521
2039-11-20 | 830.1919 | 752.636 | 698.0213 | 670.9572 | 679.0311 | 735.7881 | 793.0734 | 867.2692 | 906.5188 | 785.0868 | 784.0735 | 805.6664 | 817.9789 | 756.8645 | 812.4565 | 929.6796 | 1098.6186 | 1187.2259 | 1183.1733 | 1089.3486 | 1081.0967 | 1070.0765 | 974.9577 | 903.992
2039-11-21 | 792.4144 | 728.4079 | 684.3687 | 667.9245 | 709.2491 | 838.276 | 952.9535 | 995.9695 | 1002.9731 | 941.0278 | 965.9458 | 954.1205 | 997.0537 | 918.4867 | 935.1071 | 974.0949 | 1110.2083 | 1182.1188 | 1196.2613 | 1156.3444 | 1113.2763 | 1059.2422 | 990.6888 | 915.5861
2039-11-22 | 873.4507 | 744.034 | 697.6942 | 670.7343 | 701.5032 | 829.3689 | 932.7919 | 969.6104 | 987.1962 | 916.2731 | 903.9458 | 912.1868 | 923.3188 | 875.6036 | 919.7485 | 943.5438 | 1098.4319 | 1134.8614 | 1194.2324 | 1153.5034 | 1133.7591 | 1071.271 | 1006.2244 | 949.0261
2039-11-23 | 830.8603 | 752.2274 | 665.0116 | 640.4566 | 679.0548 | 829.3278 | 948.2974 | 1006.3655 | 1007.1413 | 919.4425 | 824.2198 | 827.9241 | 838.844 | 801.553 | 797.204 | 944.686 | 1085.0851 | 1165.4882 | 1131.6874 | 1088.8441 | 1008.1029 | 1003.5759 | 953.8302 | 864.1729
2039-11-24 | 792.497 | 726.5428 | 674.1051 | 641.3095 | 655.4003 | 741.0778 | 801.2889 | 841.6343 | 870.9463 | 796.9415 | 754.4758 | 762.0928 | 809.791 | 790.3462 | 717.3684 | 866.5627 | 1018.7201 | 1109.3349 | 1091.7106 | 1075.3085 | 1016.8719 | 1019.8268 | 928.7036 | 845.5202
2039-11-25 | 758.5377 | 695.7449 | 639.3122 | 626.7863 | 660.8346 | 820.4386 | 914.1536 | 968.3062 | 954.6864 | 801.8287 | 741.3327 | 750.8316 | 800.0685 | 721.0532 | 741.1186 | 869.0191 | 1021.6637 | 1082.5986 | 1076.3177 | 1016.4846 | 965.9626 | 960.8791 | 943.5032 | 862.2912
2039-11-26 | 794.3592 | 723.3026 | 669.7588 | 643.3487 | 653.5693 | 727.6228 | 779.1018 | 849.4445 | 888.9926 | 829.4757 | 740.8368 | 733.9742 | 752.8578 | 623.5358 | 670.4343 | 811.2076 | 976.7362 | 1074.9279 | 1092.5501 | 1033.3518 | 1020.1231 | 972.0285 | 931.7844 | 875.4214
2039-11-27 | 794.8634 | 719.7671 | 665.6799 | 640.052 | 648.5071 | 697.8012 | 742.3427 | 814.6678 | 865.2802 | 787.6188 | 759.9033 | 754.7935 | 757.3608 | 703.2882 | 737.5511 | 850.8095 | 1035.031 | 1132.254 | 1135.7986 | 1053.8558 | 1050.3675 | 1034.6481 | 941.2806 | 869.4454
2039-11-28 | 777.3521 | 712.068 | 669.3075 | 655.9189 | 698.8186 | 830.7952 | 935.0818 | 974.1636 | 966.6254 | 896.9882 | 911.8737 | 875.2365 | 893.3917 | 733.3238 | 869.7688 | 910.4104 | 1056.8445 | 1143.4149 | 1165.6919 | 1136.9648 | 1087.8572 | 1032.4861 | 966.2408 | 889.705
2039-11-29 | 853.5037 | 720.1721 | 677.7937 | 653.6378 | 695.3657 | 819.3804 | 913.6343 | 947.9777 | 931.9378 | 855.0584 | 852.3352 | 848.0708 | 832.1192 | 752.7619 | 854.1561 | 933.2459 | 1081.2849 | 1124.2162 | 1174.1644 | 1130.7207 | 1112.2536 | 1043.8436 | 980.1029 | 927.7225
2039-11-30 | 833.8717 | 756.7852 | 669.708 | 645.4627 | 682.0999 | 835.0078 | 946.0904 | 1022.6527 | 1007.5866 | 929.6674 | 872.2861 | 877.1067 | 903.9677 | 903.3956 | 889.9758 | 926.2826 | 1083.1301 | 1167.4388 | 1137.3333 | 1098.2296 | 1016.2152 | 1018.6022 | 958.0016 | 868.8904
2039-12-01 | 761.3242 | 693.9575 | 645.4976 | 625.4239 | 652.9312 | 783.8802 | 886.7411 | 916.2548 | 889.3959 | 821.9457 | 776.0258 | 756.2015 | 772.4467 | 722.2254 | 668.1724 | 790.7916 | 938.6037 | 1048.0457 | 1046.4058 | 1034.8637 | 987.2851 | 1001.207 | 938.8009 | 858.7718
2039-12-02 | 761.2107 | 702.2972 | 647.6274 | 626.0753 | 653.5871 | 789.4989 | 881.9658 | 943.2059 | 935.0431 | 823.6325 | 767.0767 | 751.5704 | 789.2436 | 771.2849 | 799.1513 | 796.0774 | 931.4013 | 1024.3782 | 1032.7034 | 991.9949 | 973.9867 | 962.9062 | 951.5741 | 875.396
2039-12-03 | 785.0938 | 715.8172 | 660.8165 | 631.5682 | 641.0561 | 697.8469 | 737.8303 | 793.14 | 822.5606 | 726.6923 | 606.1862 | 565.6099 | 501.2618 | 468.2193 | 539.0883 | 712.0506 | 866.4516 | 1001.431 | 1031.2033 | 994.4701 | 1011.1282 | 969.8662 | 936.5436 | 885.8284
2039-12-04 | 785.0965 | 710.9096 | 655.0707 | 628.4196 | 636.6407 | 672.4657 | 714.3547 | 771.3085 | 781.5638 | 690.1519 | 637.1701 | 636.9915 | 620.0868 | 544.2993 | 591.8662 | 708.9558 | 895.2069 | 1011.5262 | 1039.7202 | 981.2969 | 1005.5689 | 1010.1007 | 935.517 | 861.3834
2039-12-05 | 766.2326 | 703.3956 | 659.5997 | 642.226 | 681.9082 | 787.9913 | 876.2863 | 914.5498 | 904.7355 | 802.5692 | 781.4424 | 732.8856 | 688.0662 | 602.1381 | 734.6162 | 767.5091 | 947.8853 | 1062.7625 | 1094.8302 | 1081.133 | 1062.8986 | 1028.2015 | 969.886 | 902.5668
2039-12-06 | 833.9738 | 705.9832 | 658.0051 | 630.5475 | 668.9127 | 768.0956 | 852.5716 | 885.228 | 856.2287 | 774.5086 | 712.7 | 713.43 | 639.2261 | 580.8273 | 674.2866 | 758.9961 | 938.3442 | 1013.7476 | 1081.9012 | 1057.2367 | 1065.7686 | 1016.3127 | 965.4623 | 923.1297
2039-12-07 | 817.324 | 740.3683 | 651.1967 | 624.2574 | 659.0954 | 788.0318 | 875.7504 | 942.6878 | 895.9121 | 797.8195 | 690.4165 | 710.3815 | 731.5953 | 623.3985 | 679.9534 | 809.9671 | 962.3023 | 1062.3393 | 1047.7285 | 1030.3479 | 971.1457 | 984.3616 | 935.9689 | 855.8061
2039-12-08 | 758.6756 | 692.7739 | 644.9786 | 624.6524 | 652.3333 | 782.5828 | 871.6902 | 923.0061 | 908.8125 | 847.9884 | 794.3125 | 819.7618 | 833.2506 | 842.7828 | 833.432 | 873.5369 | 976.2654 | 1052.1081 | 1045.2041 | 1038.4807 | 1003.3902 | 1011.6672 | 946.0658 | 857.8924
2039-12-09 | 772.208 | 712.657 | 658.7546 | 635.1051 | 662.8577 | 800.9023 | 884.2559 | 949.937 | 927.385 | 811.4265 | 742.6796 | 730.7763 | 765.2377 | 737.0544 | 757.9845 | 860.2149 | 1004.2623 | 1069.3995 | 1066.947 | 1012.5149 | 995.5128 | 987.6062 | 969.8335 | 892.0256
2039-12-10 | 796.0303 | 727.0708 | 673.823 | 643.9262 | 653.3658 | 715.5521 | 754.2968 | 833.0486 | 862.6227 | 798.3269 | 716.516 | 701.0912 | 711.7382 | 606.3313 | 657.7293 | 770.0458 | 933.2227 | 1050.0475 | 1070.4864 | 1019.189 | 1030.1832 | 995.2438 | 963.9262 | 904.6656
2039-12-11 | 802.266 | 727.8568 | 673.0946 | 645.043 | 653.492 | 690.6424 | 734.5514 | 800.6029 | 814.9876 | 750.1577 | 692.4635 | 676.686 | 661.2249 | 524.8838 | 598.2492 | 762.2827 | 975.6589 | 1086.0678 | 1102.109 | 1030.6568 | 1047.442 | 1043.9046 | 957.7268 | 893.3961
2039-12-12 | 768.1375 | 704.2942 | 659.4176 | 641.1806 | 680.6184 | 786.5229 | 873.6178 | 917.8624 | 903.3767 | 837.3092 | 822.5874 | 801.4919 | 857.6582 | 753.6389 | 841.5983 | 869.5765 | 1008.3393 | 1098.6174 | 1124.63 | 1106.6947 | 1087.051 | 1032.6642 | 976.0949 | 914.8268
2039-12-13 | 843.4928 | 712.8658 | 664.2572 | 636.3326 | 674.6108 | 774.3476 | 859.9537 | 900.9178 | 901.4358 | 804.957 | 771.4345 | 767.4436 | 739.1413 | 631.6325 | 709.1555 | 775.9386 | 968.1308 | 1063.3967 | 1131.293 | 1097.6709 | 1105.6494 | 1034.0722 | 980.1352 | 938.5594
2039-12-14 | 825.4691 | 747.2417 | 656.2067 | 629.0925 | 662.8196 | 792.2005 | 892.633 | 967.6312 | 933.242 | 849.6648 | 751.0977 | 756.5572 | 714.8075 | 637.5544 | 679.4201 | 835.0979 | 980.6751 | 1104.5138 | 1094.465 | 1066.7428 | 1008.8768 | 1002.2939 | 948.5456 | 866.8986
2039-12-15 | 773.2695 | 704.4737 | 656.6759 | 636.133 | 664.691 | 795.7183 | 903.1224 | 958.286 | 929.0447 | 834.5863 | 767.4519 | 757.6188 | 771.4909 | 630.0506 | 639.4031 | 776.7237 | 940.9764 | 1065.6584 | 1075.9778 | 1051.5567 | 1012.7942 | 1009.8785 | 958.0803 | 871.8912
2039-12-16 | 786.6559 | 728.5404 | 673.7939 | 650.2965 | 678.2466 | 817.5151 | 916.1471 | 989.4882 | 951.2516 | 803.4423 | 725.8847 | 724.445 | 698.5779 | 604.6501 | 656.6319 | 817.6502 | 986.6593 | 1076.3525 | 1090.4582 | 1035.0454 | 1006.8836 | 999.1658 | 978.6814 | 906.9179
2039-12-17 | 799.4257 | 728.2822 | 674.2554 | 645.0249 | 655.6424 | 716.6657 | 762.0615 | 851.8988 | 859.6357 | 765.7902 | 680.9377 | 655.4887 | 661.4107 | 531.3998 | 574.6672 | 693.5781 | 890.5093 | 1032.2389 | 1064.5559 | 1019.8886 | 1029.9365 | 992.9703 | 959.1737 | 903.1295
2039-12-18 | 810.271 | 734.9515 | 680.3837 | 650.7694 | 660.4643 | 698.8095 | 748.0539 | 822.9277 | 834.6233 | 752.6871 | 711.2616 | 710.4411 | 706.7307 | 669.5727 | 651.7602 | 792.9282 | 978.347 | 1091.0638 | 1108.5855 | 1054.9748 | 1072.7815 | 1051.9243 | 966.7715 | 897.2879
2039-12-19 | 781.2461 | 718.4021 | 672.854 | 654.3188 | 694.2385 | 803.1575 | 898.9459 | 965.4754 | 983.2624 | 926.5349 | 873.3234 | 826.306 | 899.648 | 921.9085 | 892.7491 | 890.5702 | 1032.7089 | 1107.4044 | 1146.0371 | 1125.8519 | 1101.6495 | 1043.4277 | 993.8221 | 919.1417
2039-12-20 | 852.9793 | 723.4552 | 674.6701 | 646.2053 | 682.8588 | 783.9478 | 874.4335 | 938.7629 | 949.2329 | 907.3139 | 884.7058 | 829.1761 | 848.0369 | 840.4745 | 830.8815 | 872.3224 | 1025.6773 | 1084.5105 | 1147.3905 | 1114.7349 | 1117.4852 | 1055.4742 | 1001.496 | 949.9724
2039-12-21 | 832.77 | 754.4157 | 664.4815 | 635.8398 | 669.9325 | 800.5095 | 896.1997 | 966.1298 | 921.2614 | 821.1134 | 735.7993 | 741.6541 | 755.9597 | 655.7084 | 667.4752 | 810.8726 | 953.9573 | 1086.4901 | 1086.9784 | 1054.8476 | 1003.3382 | 1004.5473 | 953.0131 | 871.085
2039-12-22 | 755.8358 | 688.8992 | 640.6792 | 620.7472 | 648.48 | 778.6151 | 880.155 | 940.9672 | 903.6609 | 814.1924 | 744.4979 | 751.1117 | 774.0761 | 693.2964 | 620.6423 | 726.4568 | 897.1124 | 1021.5101 | 1041.7433 | 1027.1429 | 975.9777 | 993.8037 | 934.2803 | 855.0434
2039-12-23 | 761.942 | 702.6009 | 647.7372 | 626.4033 | 654.2367 | 790.1968 | 887.0229 | 955.9857 | 925.8862 | 790.4249 | 701.7697 | 689.963 | 682.9781 | 547.0588 | 618.7748 | 744.6213 | 916.015 | 1018.4816 | 1040.7789 | 990.6775 | 964.2461 | 957.001 | 949.2803 | 875.35
2039-12-24 | 786.3209 | 716.5964 | 661.4843 | 633.213 | 642.919 | 701.9705 | 745.8602 | 823.3227 | 837.5602 | 759.756 | 670.6729 | 634.4845 | 666.2742 | 573.0469 | 540.9827 | 672.7979 | 851.69 | 978.2388 | 1039.5935 | 997.3488 | 1009.6698 | 974.1709 | 938.0858 | 883.4062
2039-12-25 | 786.5401 | 710.561 | 655.3266 | 624.5456 | 624.7671 | 657.6536 | 700.7709 | 778.6393 | 781.007 | 667.9803 | 620.4522 | 631.8968 | 652.0963 | 663.1856 | 587.1552 | 705.345 | 894.9095 | 1023.5694 | 1065.738 | 996.8665 | 1026.5951 | 1013.8605 | 930.9108 | 864.2735
2039-12-26 | 770.2763 | 705.0073 | 656.3789 | 621.4978 | 646.7181 | 682.2658 | 723.7438 | 765.594 | 831.9916 | 818.0528 | 815.8069 | 758.6049 | 788.6551 | 768.9045 | 859.5123 | 843.3357 | 951.0996 | 1031.3623 | 1065.7842 | 1051.8796 | 1047.6064 | 1012.6162 | 942.8485 | 863.6994
2039-12-27 | 810.9425 | 677.5008 | 626.6044 | 605.9806 | 647.9636 | 742.65 | 827.4393 | 880.4986 | 853.9156 | 764.2728 | 715.1551 | 720.0214 | 752.4163 | 636.5122 | 666.6763 | 700.0613 | 890.3697 | 985.2659 | 1065.4717 | 1046.4298 | 1045.6735 | 992.3862 | 943.4317 | 901.1049
2039-12-28 | 804.0595 | 725.6462 | 635.0253 | 609.2015 | 645.2073 | 773.1367 | 873.3698 | 947.6466 | 910.6808 | 806.8656 | 748.8501 | 763.0086 | 770.849 | 772.4604 | 713.8441 | 796.7519 | 929.5537 | 1043.0141 | 1040.1725 | 1023.8753 | 971.2522 | 961.6966 | 920.197 | 837.8143
2039-12-29 | 746.2995 | 679.8947 | 630.1041 | 611.7328 | 639.7131 | 769.4999 | 873.944 | 932.4883 | 891.3317 | 817.0408 | 698.7661 | 682.3142 | 712.1813 | 580.5349 | 578.3888 | 700.9753 | 870.1805 | 988.435 | 1024.5719 | 1013.5134 | 974.1945 | 950.6529 | 918.2447 | 828.3502
2039-12-30 | 756.4473 | 699.8343 | 644.5006 | 623.6698 | 649.5506 | 784.0019 | 879.4872 | 968.6767 | 955.3055 | 824.9082 | 754.5101 | 745.427 | 751.6585 | 749.4891 | 744.4226 | 791.8694 | 910.1557 | 1009.2857 | 1022.7202 | 977.3126 | 955.0238 | 953.4242 | 936.6166 | 861.4708
2039-12-31 | 761.5084 | 694.584 | 637.6759 | 611.2234 | 620.5163 | 682.8576 | 739.9018 | 831.8992 | 834.3733 | 719.5469 | 609.2983 | 589.2221 | 591.6914 | 419.013 | 468.3405 | 629.1144 | 836.3973 | 958.3235 | 1011.9107 | 977.6652 | 968.7956 | 954.377 | 921.7345 | 855.3038
2040-01-01 | 766.5488 | 711.8505 | 664.6256 | 637.9745 | 638.503 | 699.3708 | 753.0874 | 829.1044 | 843.0291 | 706.3362 | 608.1546 | 615.8937 | 582.0153 | 507.499 | 610.3817 | 704.4792 | 945.343 | 1053.0434 | 1105.2899 | 1051.0987 | 1024.244 | 1010.8439 | 928.9463 | 826.285
2040-01-02 | 790.6097 | 732.6259 | 687.3967 | 660.2187 | 686.4606 | 777.9664 | 854.4741 | 906.8979 | 973.6152 | 864.2378 | 799.9477 | 788.5987 | 765.5953 | 681.7268 | 675.4118 | 831.3063 | 1013.5619 | 1131.6074 | 1159.5722 | 1086.9261 | 1069.568 | 1029.2263 | 939.3333 | 858.1494
2040-01-03 | 736.2785 | 685.1342 | 644.0184 | 626.0675 | 668.3614 | 813.0492 | 966.1009 | 1000.8783 | 985.2459 | 843.4543 | 761.774 | 754.5431 | 780.5759 | 665.2346 | 661.1598 | 753.3061 | 976.2015 | 1109.7895 | 1120.0188 | 1075.7682 | 1051.256 | 995.4199 | 886.804 | 809.8908
2040-01-04 | 689.7162 | 665.1988 | 625.333 | 602.6258 | 641.1566 | 748.6138 | 869.5415 | 885.1562 | 862.6482 | 772.5238 | 740.7538 | 671.3485 | 653.5866 | 564.2979 | 696.3815 | 730.0333 | 904.9018 | 1034.8067 | 1066.418 | 1070.4457 | 1036.923 | 963.4553 | 888.3754 | 800.5848
2040-01-05 | 771.1764 | 657.2565 | 620.3296 | 598.1695 | 637.0063 | 741.5865 | 861.7189 | 871.5813 | 837.0695 | 744.6934 | 727.1593 | 697.207 | 737.3569 | 589.7514 | 615.5046 | 698.5569 | 894.2762 | 975.5866 | 1076.8304 | 1067.115 | 1060.8269 | 975.4427 | 905.7195 | 852.2224
2040-01-06 | 789.0292 | 723.5798 | 632.6578 | 608.9247 | 639.8048 | 783.3465 | 921.9396 | 971.2612 | 929.3048 | 785.3021 | 687.4507 | 671.645 | 658.5939 | 542.4342 | 584.5303 | 742.3404 | 908.5418 | 1029.0451 | 1034.0772 | 1027.3629 | 955.5387 | 937.1091 | 901.587 | 817.8034
2040-01-07 | 740.0964 | 681.1044 | 631.7535 | 608.0882 | 610.4835 | 676.7213 | 774.2957 | 830.0926 | 818.5555 | 723.1693 | 625.8661 | 614.5067 | 590.1804 | 461.2604 | 479.2837 | 615.1053 | 818.9763 | 976.1492 | 1008.889 | 997.7084 | 951.5724 | 935.7603 | 886.0133 | 804.2305
2040-01-08 | 763.6054 | 709.7265 | 661.3176 | 635.3231 | 648.4532 | 716.6437 | 789.803 | 860.1329 | 861.1609 | 732.169 | 641.0199 | 631.4545 | 562.387 | 464.9671 | 521.8987 | 662.9884 | 916.0494 | 1056.0428 | 1136.2567 | 1089.7562 | 1063.9313 | 1021.0689 | 928.2054 | 824.4926
2040-01-09 | 716.7706 | 662.4597 | 617.9662 | 610.9822 | 654.863 | 812.9158 | 951.8968 | 999.8193 | 974.1056 | 838.9995 | 768.9831 | 744.5584 | 730.6175 | 614.9152 | 621.4913 | 735.534 | 945.7477 | 1062.6124 | 1121.8741 | 1078.8286 | 1052.3519 | 982.5704 | 890.0663 | 805.7652
2040-01-10 | 750.3939 | 703.5257 | 661.9278 | 643.7011 | 685.113 | 833.3518 | 986.1449 | 1029.7517 | 991.1441 | 857.8392 | 777.6757 | 759.5907 | 739.1193 | 643.9609 | 648.741 | 788.4363 | 986.1111 | 1116.6225 | 1139.7719 | 1088.0169 | 1071.4707 | 1015.7915 | 910.0129 | 840.6794
2040-01-11 | 714.4014 | 689.6549 | 652.8451 | 628.7644 | 667.5091 | 779.3993 | 903.881 | 925.6462 | 918.3853 | 827.6169 | 830.8523 | 779.2274 | 806.4409 | 619.1765 | 727.7282 | 735.6051 | 939.1227 | 1070.6404 | 1112.7517 | 1103.3682 | 1078.2708 | 1003.623 | 927.2673 | 843.639
2040-01-12 | 810.868 | 699.7152 | 660.9703 | 636.8287 | 675.7821 | 788.7209 | 913.6755 | 937.3767 | 908.2762 | 810.0875 | 794.1219 | 769.7661 | 701.6801 | 569.6498 | 664.457 | 729.7147 | 926.6421 | 1039.4789 | 1146.9209 | 1123.6567 | 1115.8372 | 1037.6216 | 963.608 | 903.8966
2040-01-13 | 815.764 | 751.004 | 661.4915 | 635.5664 | 666.9099 | 815.3625 | 955.6789 | 1009.827 | 960.3023 | 818.3458 | 728.3563 | 696.1691 | 578.6774 | 529.5174 | 574.5125 | 757.3261 | 925.926 | 1055.8913 | 1076.74 | 1056.5396 | 997.0108 | 973.9321 | 935.709 | 849.4353
2040-01-14 | 779.8675 | 719.3471 | 671.6265 | 645.4849 | 647.8061 | 726.0017 | 823.3235 | 901.253 | 892.8665 | 815.1247 | 705.3797 | 685.47 | 644.9773 | 501.2527 | 572.3753 | 716.2939 | 906.0065 | 1052.7159 | 1078.6873 | 1047.6075 | 1007.4036 | 999.4503 | 944.5844 | 860.3484
2040-01-15 | 747.7972 | 689.7846 | 641.925 | 617.8163 | 620.9255 | 684.7282 | 753.2898 | 815.4848 | 850.6182 | 728.2497 | 634.1742 | 617.4745 | 603.7806 | 481.3544 | 541.7723 | 680.8815 | 900.6275 | 1012.8531 | 1082.4958 | 1026.1789 | 1012.4369 | 989.3584 | 899.201 | 798.202
2040-01-16 | 776.5775 | 722.0507 | 674.2056 | 648.2137 | 670.5104 | 757.2331 | 835.0717 | 888.1004 | 974.2178 | 871.343 | 812.5242 | 769.6622 | 772.7416 | 641.7139 | 618.0622 | 753.0033 | 962.9833 | 1085.8819 | 1141.633 | 1073.4322 | 1058.0398 | 1011.549 | 913.945 | 833.3355
2040-01-17 | 737.4916 | 685.8175 | 643.4806 | 632.4701 | 678.8687 | 825.8708 | 977.5625 | 1022.0289 | 1000.8241 | 870.4736 | 815.4177 | 801.8348 | 785.7955 | 678.0734 | 673.6152 | 766.4457 | 958.1953 | 1105.2476 | 1134.9078 | 1084.6361 | 1072.8456 | 1008.8111 | 898.1004 | 833.0254
2040-01-18 | 708.6893 | 686.4285 | 649.2513 | 624.8094 | 663.5214 | 775.7106 | 900.0794 | 917.0271 | 899.4321 | 803.4282 | 785.8238 | 720.8519 | 622.7002 | 564.3754 | 665.5463 | 718.8793 | 911.5576 | 1033.4751 | 1099.7464 | 1103.8556 | 1073.7008 | 1002.8037 | 925.4178 | 835.7472
2040-01-19 | 799.3287 | 683.2462 | 646.8158 | 625.239 | 663.6902 | 774.5437 | 898.8711 | 927.1833 | 899.4663 | 793.0766 | 772.4891 | 747.122 | 658.6633 | 554.2718 | 631.1825 | 692.4391 | 902.9958 | 1001.7265 | 1118.2432 | 1103.4359 | 1099.6775 | 1020.7469 | 946.03 | 884.9698
2040-01-20 | 790.0613 | 725.9479 | 635.8631 | 612.9459 | 643.53 | 788.0124 | 922.3265 | 973.6396 | 959.0012 | 832.4689 | 725.7029 | 742.3654 | 758.8768 | 719.4215 | 703.7899 | 846.9643 | 955.9782 | 1024.4889 | 1036.4062 | 1027.4395 | 957.2651 | 941.194 | 905.7734 | 823.2873
2040-01-21 | 773.2019 | 713.3078 | 666.0158 | 639.7103 | 642.4037 | 718.9961 | 815.2094 | 884.0157 | 875.5813 | 793.9574 | 699.6719 | 682.3319 | 668.2876 | 490.329 | 506.4 | 659.9377 | 836.654 | 991.3515 | 1051.7976 | 1028.5957 | 988.2259 | 974.0665 | 932.9115 | 847.1061
2040-01-22 | 749.5349 | 694.6293 | 647.1336 | 622.6738 | 635.1834 | 701.0162 | 769.6607 | 831.7442 | 856.1876 | 726.5639 | 641.3276 | 610.6547 | 586.0366 | 463.2152 | 493.8731 | 615.1902 | 821.0667 | 975.0649 | 1074.4116 | 1024.8394 | 1009.3552 | 996.4995 | 907.1817 | 803.7455
2040-01-23 | 686.2683 | 633.8304 | 588.1853 | 584.6335 | 628.5388 | 781.1272 | 909.8037 | 947.3554 | 925.3857 | 782.3063 | 676.7308 | 669.2976 | 695.6693 | 632.4992 | 622.6801 | 718.736 | 897.5909 | 973.3343 | 1064.2613 | 1036.5023 | 1011.2252 | 936.0774 | 845.402 | 762.6057
2040-01-24 | 697.0867 | 648.6725 | 607.6455 | 592.2313 | 632.7248 | 771.889 | 919.9014 | 965.047 | 932.4894 | 806.8229 | 740.5497 | 728.4796 | 735.4522 | 634.3205 | 600.512 | 690.8788 | 874.052 | 1010.637 | 1062.5982 | 1026.3256 | 1003.7307 | 957.0446 | 844.8148 | 776.5584
2040-01-25 | 686.586 | 662.3542 | 622.7673 | 600.9061 | 639.0087 | 745.9196 | 869.7607 | 884.5531 | 870.4471 | 793.0529 | 749.931 | 692.1564 | 748.6538 | 601.9183 | 696.2205 | 688.6991 | 836.261 | 958.2396 | 1036.9755 | 1034.4898 | 1010.124 | 949.4487 | 878.4255 | 798.0126
2040-01-26 | 813.8737 | 700.1217 | 662.5855 | 638.7043 | 679.3491 | 797.6283 | 924.7711 | 958.506 | 920.2917 | 815.8621 | 773.0189 | 735.6579 | 634.8052 | 544.2427 | 603.1244 | 674.9731 | 868.0013 | 980.7674 | 1128.2706 | 1109.7896 | 1101.9501 | 1035.4265 | 963.2166 | 906.5439
2040-01-27 | 792.9257 | 729.8639 | 642.6075 | 617.9951 | 647.1924 | 791.7665 | 936.1552 | 991.782 | 948.9177 | 799.8727 | 718.5969 | 720.9575 | 728.3801 | 639.9124 | 660.3341 | 828.1721 | 932.0911 | 1016.8868 | 1042.7638 | 1021.0745 | 961.387 | 947.6301 | 915.7027 | 830.5796
2040-01-28 | 743.5296 | 683.3628 | 635.5226 | 611.388 | 614.0255 | 686.2691 | 784.5803 | 848.6142 | 820.6714 | 725.1986 | 653.2712 | 661.7959 | 655.1852 | 485.7678 | 457.2105 | 598.4442 | 789.7144 | 933.0333 | 1024.2484 | 998.6254 | 948.8271 | 935.3489 | 888.5085 | 809.9955
2040-01-29 | 739.7442 | 686.2024 | 638.4058 | 615.5077 | 626.2526 | 692.7017 | 758.8844 | 836.318 | 873.0065 | 736.6008 | 666.0745 | 636.5752 | 614.067 | 493.311 | 519.2083 | 630.9658 | 872.7443 | 1009.7682 | 1108.9495 | 1043.6215 | 1017.8635 | 984.1627 | 896.3785 | 795.8375
2040-01-30 | 725.8386 | 670.2704 | 628.1633 | 620.9262 | 663.1685 | 823.0015 | 962.0129 | 1019.2756 | 994.553 | 874.3036 | 764.8531 | 751.0931 | 687.7343 | 635.7712 | 609.5014 | 736.7895 | 926.4148 | 1047.511 | 1177 | 1122.0442 | 1093.1815 | 1012.9357 | 922.8986 | 832.8347
2040-01-31 | 746.8374 | 697.9009 | 658.4411 | 639.349 | 680.4673 | 828.8094 | 982.1215 | 1037.53 | 1017.5696 | 885.7106 | 804.8452 | 781.0253 | 728.6024 | 626.0458 | 647.0817 | 748.4119 | 927.6618 | 1068.5121 | 1139.2798 | 1080.5063 | 1071.9813 | 1011.2356 | 904.889 | 837.4095
2040-02-01 | 770.3072 | 754.6591 | 716.236 | 685.7561 | 727.9896 | 848.7842 | 963.0366 | 988.8042 | 952.0124 | 829.8282 | 817.1584 | 780.0371 | 724.909 | 625.7997 | 705.6015 | 707.6778 | 882.8959 | 1047.1765 | 1097.6108 | 1126.7787 | 1098.2041 | 1039.7797 | 964.9666 | 890.9368
2040-02-02 | 843.1639 | 742.139 | 698.0322 | 672.5731 | 716.5267 | 835.0188 | 944.3225 | 972.2312 | 930.6682 | 847.2929 | 836.3578 | 771.5401 | 717.3484 | 563.4769 | 696.1328 | 699.3679 | 903.3418 | 979.954 | 1106.1436 | 1115.4806 | 1120.7297 | 1041.3284 | 962.7413 | 919.3677
2040-02-03 | 830.1794 | 781.8559 | 689.8086 | 661.9164 | 697.2115 | 850.9383 | 975.5734 | 1047.6914 | 1024.9849 | 891.8997 | 786.5509 | 782.867 | 745.9912 | 699.6236 | 627.5247 | 747.1901 | 912.8272 | 1030.224 | 1049.321 | 1067.9463 | 1015.3026 | 992.4256 | 942.5271 | 871.761
2040-02-04 | 791.3757 | 745.3963 | 693.1245 | 664.6558 | 674.8126 | 763.2248 | 853.8379 | 918.087 | 901.1044 | 820.8094 | 718.6837 | 707.8548 | 708.7179 | 558.9606 | 529.6933 | 627.1381 | 831.182 | 985.3157 | 1033.4971 | 1039.5039 | 998.5004 | 980.3334 | 920.4547 | 853.4361
2040-02-05 | 799.9668 | 756.8519 | 705.5051 | 678.7718 | 696.1517 | 781.1613 | 837.8877 | 908.2571 | 919.8953 | 742.5453 | 664.3622 | 642.9007 | 653.7417 | 534.6067 | 541.1461 | 623.2095 | 836.7475 | 1000.5525 | 1102.4732 | 1077.4286 | 1062.8812 | 1036.8743 | 940.3794 | 847.8511
2040-02-06 | 772.229 | 729.9651 | 683.84 | 671.3244 | 717.5935 | 882.1945 | 1011.2206 | 1061.5729 | 1055.7764 | 918.5891 | 843.5456 | 842.0464 | 827.4671 | 757.159 | 667.1453 | 755.8973 | 952.2302 | 1076.6168 | 1150.8915 | 1129.5334 | 1113.1878 | 1038.3642 | 944.1463 | 870.4781
2040-02-07 | 787.7275 | 751.2608 | 710.0444 | 686.2065 | 730.926 | 884.0203 | 1023.7665 | 1076.6064 | 993.1795 | 822.1118 | 746.0093 | 729.6148 | 555.9774 | 570.4329 | 556.6572 | 680.1544 | 892.5851 | 1036.5214 | 1109.6627 | 1096.8514 | 1092.1211 | 1045.4486 | 931.6475 | 877.1556
2040-02-08 | 759.128 | 746.5171 | 708.0088 | 678.941 | 721.4633 | 841.309 | 951.766 | 961.0976 | 909.0782 | 771.4685 | 726.1964 | 673.7891 | 537.7876 | 494.6626 | 621.411 | 648.1121 | 830.416 | 979.6554 | 1063.1658 | 1097.2889 | 1080.2674 | 1024.0436 | 947.1541 | 880.2419
2040-02-09 | 862.9616 | 761.1733 | 722.6718 | 693.0514 | 737.6855 | 861.56 | 963.0018 | 984.9641 | 919.3623 | 790.9848 | 765.9863 | 744.1474 | 585.0587 | 535.7166 | 583.1659 | 642.5288 | 874.9112 | 992.6353 | 1131.4333 | 1143.1753 | 1141.115 | 1075.8061 | 998.4512 | 953.4073
2040-02-10 | 860.4413 | 807.3744 | 718.976 | 688.874 | 722.3693 | 881.9746 | 990.4898 | 1061.1446 | 1027.2741 | 858.872 | 775.87 | 744.7252 | 693.7111 | 595.7772 | 618.2228 | 771.8961 | 908.6319 | 1034.6753 | 1073.1402 | 1078.681 | 1034.9709 | 1010.3115 | 974.4857 | 900.055
2040-02-11 | 787.5762 | 745.4212 | 695.8294 | 666.4653 | 676.8193 | 763.0697 | 854.3142 | 911.4731 | 883.7267 | 768.9278 | 673.5418 | 659.5299 | 606.343 | 475.7491 | 461.8335 | 548.9436 | 749.5823 | 930.4641 | 1007.2093 | 1031.4018 | 1004.4436 | 985.993 | 929.478 | 862.1937
2040-02-12 | 788.4965 | 749.5771 | 702.5134 | 676.0233 | 696.2076 | 781.868 | 850.1896 | 915.497 | 893.1558 | 722.009 | 602.0652 | 587.3839 | 437.0926 | 365.6338 | 389.1304 | 543.4304 | 814.7711 | 949.4116 | 1074.012 | 1078.2891 | 1074.0002 | 1033.6119 | 939.6324 | 852.1542
2040-02-13 | 786.218 | 741.4923 | 698.3311 | 684.7466 | 731.4635 | 898.6785 | 1029.3604 | 1081.9284 | 1103.6185 | 994.7576 | 939.2376 | 801.6764 | 830.9023 | 778.2616 | 717.0736 | 798.4813 | 977.4211 | 1091.2537 | 1169.6394 | 1148.0848 | 1129.0105 | 1056.5938 | 968.0217 | 890.2631
2040-02-14 | 785.8527 | 752.9529 | 712.2973 | 689.4365 | 734.0743 | 889.0578 | 1028.628 | 1077.4358 | 1038.2766 | 903.7341 | 835.7186 | 849.0534 | 838.2525 | 792.6593 | 650.176 | 719.0362 | 906.7384 | 1043.6116 | 1109.8855 | 1092.615 | 1086.1743 | 1041.0423 | 935.2918 | 879.558
2040-02-15 | 779.6675 | 765.47 | 729.3523 | 699.1711 | 742.4473 | 866.826 | 978.645 | 998.9062 | 977.1925 | 870.0016 | 796.3604 | 739.7068 | 658.6788 | 581.8259 | 653.2114 | 656.039 | 828.8093 | 987.3988 | 1093.7107 | 1124.2087 | 1107.2837 | 1055.1468 | 981.1625 | 909.3426
2040-02-16 | 843.7584 | 742.8935 | 703.417 | 677.6916 | 721.8232 | 843.4413 | 954.8928 | 956.5382 | 912.9188 | 789.9994 | 729.6617 | 711.0679 | 581.8471 | 537.6397 | 590.8468 | 610.5232 | 828.931 | 943.7503 | 1098.109 | 1118.8634 | 1121.0674 | 1054.8276 | 978.0853 | 935.7984
2040-02-17 | 843.1739 | 795.2904 | 706.0779 | 676.6175 | 710.4381 | 866.6725 | 993.707 | 1040.8038 | 960.2633 | 823.8836 | 754.8878 | 736.7776 | 626.4758 | 541.124 | 552.6818 | 702.9104 | 860.6147 | 991.2613 | 1044.8696 | 1069.054 | 1018.2831 | 994.8558 | 951.5517 | 876.8337
2040-02-18 | 814.2679 | 768.3113 | 724.4138 | 694.961 | 705.4993 | 801.5328 | 894.5848 | 942.6881 | 911.6227 | 777.3617 | 726.5573 | 738.4953 | 727.1676 | 679.2378 | 609.5025 | 692.5912 | 872.003 | 1006.0173 | 1058.8703 | 1071.7635 | 1041.265 | 1020.6516 | 966.3163 | 897.396
2040-02-19 | 803.4456 | 762.1294 | 714.0542 | 687.6616 | 698.6429 | 786.7074 | 854.3209 | 900.7327 | 915.2774 | 750.0369 | 657.0963 | 624.536 | 512.9337 | 409.8335 | 475.1264 | 598.7081 | 808.1567 | 960.8884 | 1077.5317 | 1072.4344 | 1070.5481 | 1052.5637 | 957.8005 | 867.7351
2040-02-20 | 806.7761 | 766.5509 | 720.1214 | 691.5775 | 724.1869 | 831.5815 | 912.1266 | 942.8402 | 943.9259 | 797.7601 | 734.0684 | 692.7003 | 621.2455 | 595.1955 | 572.1305 | 682.7856 | 837.7261 | 983.8965 | 1091.1492 | 1071.4227 | 1065.4221 | 1036.1261 | 935.1086 | 865.6868
2040-02-21 | 776.9457 | 734.6545 | 691.1124 | 674.9332 | 722.8101 | 875.4502 | 1012.2791 | 1038.5104 | 998.2613 | 841.7755 | 752.5851 | 743.9933 | 626.4552 | 622.8586 | 585.0407 | 670.3997 | 885.9058 | 1025.5057 | 1097.9342 | 1089.4451 | 1080.8578 | 1032.6938 | 922.2119 | 868.8907
2040-02-22 | 772.3247 | 758.671 | 721.6268 | 692.4976 | 735.7507 | 859.07 | 969.3538 | 973.8186 | 927.4637 | 836.5112 | 837.761 | 774.9037 | 736.6846 | 622.813 | 741.254 | 759.0992 | 909.0972 | 1021.4483 | 1100.8076 | 1125.4432 | 1107.8714 | 1047.2072 | 972.2416 | 899.5478
2040-02-23 | 847.2255 | 747.9657 | 709.6187 | 682.0974 | 725.2017 | 848.826 | 960.8656 | 970.6941 | 929.6289 | 793.433 | 754.6282 | 732.914 | 634.1815 | 566.6068 | 661.1464 | 664.8039 | 856.5626 | 959.9795 | 1122.0513 | 1138.2279 | 1148.9299 | 1056.1613 | 988.2454 | 938.1988
2040-02-24 | 843.5951 | 791.5476 | 701.6616 | 673.559 | 708.4249 | 862.1039 | 987.3036 | 1035.8366 | 1003.2921 | 851.0141 | 752.299 | 741.7335 | 732.8336 | 636.0373 | 638.4213 | 775.7962 | 882.1974 | 1021.0694 | 1052.9347 | 1071.6918 | 1009.8345 | 1007.8695 | 951.2022 | 878.2861
2040-02-25 | 777.9219 | 735.3606 | 686.4852 | 659.9363 | 670.4082 | 759.1479 | 854.2915 | 884.4273 | 849.8091 | 721.8658 | 650.2984 | 631.0788 | 566.0747 | 473.6528 | 558.8463 | 641.0967 | 769.2673 | 908.4883 | 977.6167 | 987.1683 | 959.8997 | 967.5707 | 912.6099 | 844.5968
2040-02-26 | 767.0988 | 729.0812 | 678.9865 | 653.9535 | 672.05 | 752.8722 | 812.0523 | 859.2449 | 861.0082 | 677.3436 | 584.6066 | 565.5512 | 425.9029 | 394.8534 | 402.8614 | 513.5558 | 769.9764 | 932.4278 | 1067.5804 | 1080.6988 | 1058.1395 | 1011.0353 | 912.7763 | 824.9717
2040-02-27 | 736.9281 | 694.5452 | 648.6576 | 639.1587 | 685.1416 | 842.8141 | 961.6714 | 983.6073 | 928.8557 | 736.5512 | 674.3455 | 659.8897 | 527.119 | 595.8903 | 600.8416 | 661.1495 | 862.5624 | 975.6953 | 1071.1636 | 1075.6198 | 1053.8455 | 984.0751 | 892.3316 | 821.6475
2040-02-28 | 787.9221 | 755.3611 | 711.6558 | 687.2111 | 731.4035 | 886.1691 | 1028.2098 | 1065.6707 | 1045.2212 | 890.4011 | 828.654 | 839.9132 | 851.1451 | 776.6566 | 788.0374 | 844.0544 | 987.1556 | 1077.3619 | 1137.9481 | 1119.5547 | 1114.7171 | 1054.8514 | 941.5282 | 885.2907
2040-02-29 | 764.0189 | 749.092 | 709.6065 | 679.6468 | 721.1445 | 840.3389 | 955.9229 | 969.3729 | 979.3926 | 885.1578 | 865.8258 | 819.2262 | 854.9722 | 732.814 | 865.2937 | 845.1616 | 955.3183 | 1040.9682 | 1105.3085 | 1125.0678 | 1102.7704 | 1033.9679 | 953.3495 | 887.0818
2040-03-01 | 845.542 | 735.3372 | 694.6264 | 656.8365 | 694.155 | 807.0588 | 914.583 | 964.2693 | 955.4394 | 866.2389 | 839.3757 | 805.7762 | 741.1829 | 628.2517 | 682.262 | 695.1783 | 857.8238 | 979.7657 | 1095.1933 | 1114.3061 | 1103.4984 | 1066.0327 | 993.9111 | 943.4258
2040-03-02 | 819.2235 | 759.8254 | 672.4748 | 633.4443 | 670.9646 | 812.8964 | 932.9561 | 994.0125 | 931.8384 | 798.9947 | 732.4082 | 724.7095 | 655.4513 | 562.2443 | 514.608 | 637.3303 | 812.9494 | 948.6872 | 996.419 | 1028.3141 | 938.6532 | 973.2853 | 929.2576 | 851.2384
2040-03-03 | 752.5109 | 698.4237 | 651.1527 | 617.0093 | 620.0897 | 693.6453 | 774.7138 | 827.0934 | 796.9176 | 722.816 | 645.0373 | 559.7944 | 480.9057 | 391.4652 | 468.1045 | 585.2998 | 740.3883 | 884.5418 | 961.1361 | 986.4628 | 931.955 | 955.291 | 904.8895 | 829.8398
2040-03-04 | 758.2711 | 711.9702 | 662.9522 | 628.793 | 632.0033 | 700.8329 | 753.9613 | 830.8522 | 845.3915 | 707.5316 | 623.5372 | 616.021 | 552.3489 | 442.281 | 523.5401 | 634.6789 | 824.0675 | 933.2418 | 1061.283 | 1043.0236 | 1020.4626 | 1009.4168 | 921.9645 | 821.9013
2040-03-05 | 740.3189 | 690.5698 | 646.1074 | 625.2435 | 665.8428 | 818.7098 | 937.4126 | 970.767 | 931.6583 | 767.4148 | 693.6028 | 571.8234 | 471.0307 | 457.5902 | 462.2512 | 567.4997 | 762.7358 | 934.3555 | 1084.6724 | 1082.1318 | 1059.1736 | 1013.8463 | 930.1399 | 843.9844
2040-03-06 | 756.1645 | 704.7687 | 662.2119 | 624.0731 | 655.3382 | 765.8156 | 927.9316 | 967.7018 | 905.85 | 760.9555 | 679.88 | 596.1238 | 473.9372 | 449.8939 | 441.1589 | 564.298 | 761.0997 | 940.5968 | 1042.036 | 1040.5916 | 1065.0758 | 1036.099 | 922.3199 | 856.7965
2040-03-07 | 738.6473 | 709.3766 | 671.0158 | 626.4177 | 652.9402 | 730.2468 | 867.1226 | 887.6761 | 849.9087 | 734.9507 | 700.117 | 582.8645 | 508.9662 | 489.3062 | 637.5217 | 658.7333 | 819.1673 | 949.1463 | 1037.4616 | 1059.286 | 1067.5549 | 1030.4121 | 953.6189 | 872.6835
2040-03-08 | 817.8795 | 702.3575 | 660.4348 | 617.274 | 643.4734 | 726.3824 | 859.7703 | 880.895 | 853.6123 | 766.5133 | 740.1932 | 714.982 | 590.2349 | 603.0715 | 663.6831 | 639.5409 | 803.2016 | 890.445 | 1052.2207 | 1079.1857 | 1105.9654 | 1047.8022 | 972.3185 | 918.573
2040-03-09 | 842.388 | 777.007 | 689.0484 | 640.9706 | 666.8851 | 782.2 | 932.5036 | 1004.8862 | 965.4406 | 839.2828 | 733.499 | 709.2866 | 570.536 | 511.2264 | 557.9321 | 671.8821 | 816.1203 | 965.8108 | 1040.5479 | 1058.2399 | 1011.8801 | 1034.2976 | 974.3824 | 889.6559
2040-03-10 | 786.2666 | 731.2314 | 686.334 | 650.4022 | 654.2378 | 734.3585 | 819.5734 | 854.6319 | 817.3041 | 683.0674 | 624.5922 | 552.7463 | 397.7524 | 359.5034 | 407.064 | 559.1333 | 722.6793 | 894.632 | 1010.018 | 1018.5063 | 977.2059 | 999.1323 | 950.1312 | 867.1963
2040-03-11 | 772.2626 | 723.8292 | 673.1416 | 631.1873 | 630.2338 | 684.7704 | 739.0735 | 802.0613 | 834.285 | 719.3539 | 655.7387 | 652.1625 | 614.2843 | 471.8317 | 524.3045 | 600.1229 | 804.8799 | 966.2734 | 1100.1965 | 1074.39 | 1052.3018 | 1035.3917 | 947.7612 | 844.2514
2040-03-12 | 766.0189 | 706.7276 | 663.724 | 635.0069 | 668.8808 | 794.2007 | 942.7425 | 999.3661 | 1001.845 | 854.7941 | 774.3753 | 750.6996 | 689.9532 | 605.8913 | 571.6393 | 626.2406 | 803.5444 | 959.0959 | 1106.5108 | 1104.913 | 1106.5016 | 1066.4165 | 968.8069 | 879.9633
2040-03-13 | 782.482 | 731.916 | 689.6947 | 650.8373 | 682.5593 | 807.1125 | 968.9082 | 1002.9603 | 968.7447 | 827.915 | 755.1077 | 740.1345 | 609.2799 | 625.4845 | 623.4342 | 724.1597 | 898.7444 | 1033.0414 | 1122.3806 | 1110.3799 | 1108.2825 | 1076.9492 | 961.3981 | 895.4479
2040-03-14 | 757.6903 | 727.832 | 691.7412 | 645.1492 | 671.0702 | 762.2345 | 898.3288 | 918.6657 | 907.7172 | 829.6844 | 821.9393 | 749.5726 | 645.8673 | 626.3943 | 715.2443 | 735.266 | 879.6005 | 995.1068 | 1085.0538 | 1113.1116 | 1103.7703 | 1063.5083 | 983.2766 | 898.8724
2040-03-15 | 832.2905 | 716.8043 | 672.3935 | 629.2896 | 656.0817 | 745.6603 | 881.5137 | 901.0646 | 896.4442 | 787.3286 | 747.5827 | 682.987 | 542.5201 | 507.9083 | 590.0524 | 638.7305 | 792.3908 | 919.5477 | 1093.6918 | 1104.0683 | 1115.1845 | 1062.7725 | 985.8509 | 926.7304
2040-03-16 | 809.2346 | 744.4327 | 650.5481 | 606.5663 | 631.7318 | 749.6304 | 896.3 | 917.8535 | 862.5073 | 732.0119 | 616.5861 | 561.7318 | 429.794 | 455.0484 | 452.5441 | 569.1481 | 745.1906 | 914.8865 | 982.4821 | 1027.0741 | 965.0967 | 982.4748 | 921.8733 | 832.7894
2040-03-17 | 762.5634 | 708.6345 | 658.9381 | 618.6407 | 617.7763 | 676.552 | 759.9945 | 767.5278 | 719.1228 | 619.9804 | 548.3535 | 421.0145 | 324.2997 | 265.4373 | 303.682 | 450.9323 | 654.1094 | 851.9343 | 975.0367 | 1001.737 | 960.1443 | 971.3063 | 923.7649 | 843.5201
2040-03-18 | 756.7301 | 705.3488 | 653.5017 | 613.0283 | 610.9397 | 661.4144 | 714.0279 | 745.123 | 768.162 | 618.5046 | 522.9846 | 495.3969 | 362.561 | 333.0501 | 399.8537 | 486.128 | 713.0359 | 891.712 | 1055.2046 | 1051.3825 | 1026.1235 | 1010.6933 | 921.5646 | 819.3241
2040-03-19 | 739.6477 | 682.5186 | 637.6376 | 611.3657 | 641.8864 | 772.2938 | 919.3345 | 942.528 | 933.6693 | 813.4066 | 745.6563 | 728.0395 | 641.9619 | 606.2376 | 608.3514 | 632.4122 | 794.9811 | 929.4297 | 1083.8913 | 1089.9076 | 1074.9666 | 1028.3221 | 929.7832 | 840.4444
2040-03-20 | 767.0274 | 716.8435 | 672.0078 | 636.062 | 667.8111 | 791.9295 | 953.833 | 965.4217 | 923.2453 | 770.5016 | 725.1882 | 707.2852 | 557.7836 | 584.6494 | 607.4613 | 679.7405 | 840.1463 | 974.0645 | 1069.9332 | 1085.2226 | 1083.6291 | 1044.5948 | 931.8861 | 859.9777
2040-03-21 | 747.7681 | 720.618 | 684.3698 | 638.0982 | 664.6167 | 753.7545 | 891.6585 | 892.9411 | 874.2854 | 796.0015 | 784.7211 | 701.0426 | 597.6756 | 524.7706 | 629.7886 | 660.4613 | 819.5426 | 941.5747 | 1050.3458 | 1085.0583 | 1079.4757 | 1038.3469 | 961.1242 | 875.3284
2040-03-22 | 838.8174 | 725.1607 | 684.8993 | 639.5583 | 666.9083 | 749.7426 | 890.4565 | 885.5964 | 888.3263 | 801.778 | 792.3898 | 785.5489 | 712.8912 | 615.3462 | 680.8535 | 653.6348 | 863.0549 | 947.2026 | 1093.4463 | 1108.6787 | 1133.2741 | 1080.7477 | 997.7308 | 942.9491
2040-03-23 | 831.4322 | 766.4452 | 674.6197 | 629.2205 | 646.3349 | 758.7038 | 908.7456 | 929.3523 | 895.8099 | 770.6347 | 700.5952 | 671.8634 | 501.086 | 485.9607 | 517.8794 | 672.1711 | 816.2204 | 942.4931 | 1001.6519 | 1032.8119 | 986.2422 | 1015.3468 | 955.4631 | 873.3706
2040-03-24 | 794.1187 | 735.929 | 687.192 | 643.8347 | 642.5277 | 706.011 | 791.4804 | 806.8338 | 805.9133 | 750.5769 | 665.4048 | 673.9225 | 626.4942 | 498.179 | 521.5829 | 591.8604 | 753.6856 | 931.8075 | 1034.6602 | 1044.354 | 993.5616 | 1003.7258 | 966.5993 | 880.4528
2040-03-25 | 796.1992 | 740.7687 | 692.7534 | 649.202 | 648.0962 | 705.7503 | 761.4364 | 770.7494 | 815.2111 | 690.431 | 658.3719 | 658.4161 | 535.6086 | 474.0811 | 518.4317 | 612.0458 | 828.7199 | 1010.5667 | 1153.4783 | 1131.0522 | 1087.4109 | 1065.3518 | 978.3814 | 872.3144
2040-03-26 | 807.6057 | 753.9361 | 703.264 | 657.0887 | 664.109 | 730.8028 | 811.7287 | 811.4736 | 841.8655 | 722.8058 | 666.5375 | 574.2121 | 443.2008 | 434.8874 | 423.4633 | 534.7266 | 738.3319 | 932.8306 | 1069.115 | 1060.9722 | 1083.7157 | 1058.6101 | 961.4921 | 881.5077
2040-03-27 | 787.594 | 728.4036 | 684.8481 | 652.023 | 693.5829 | 821.3186 | 968.9358 | 955.1322 | 897.6347 | 730.1633 | 648.7906 | 479.1554 | 432.6526 | 434.6769 | 442.5906 | 550.8736 | 793.9476 | 987.7687 | 1112.5936 | 1107.5992 | 1098.2074 | 1079.5828 | 967.6089 | 902.2849
2040-03-28 | 755.607 | 723.3765 | 683.1454 | 640.8692 | 675.3399 | 764.0869 | 880.1365 | 836.6099 | 852.2119 | 777.7934 | 774.62 | 674.9583 | 568.1538 | 526.7495 | 602.0208 | 609.0389 | 775.4507 | 955.2114 | 1083.9973 | 1112.4894 | 1098.9352 | 1051.2808 | 973.6532 | 895.4966
2040-03-29 | 835.9238 | 719.3349 | 677.3892 | 636.5063 | 673.5676 | 759.7905 | 884.9642 | 866.2906 | 847.887 | 751.2299 | 695.9259 | 619.9367 | 484.26 | 438.9147 | 521.855 | 572.2294 | 776.8692 | 909.801 | 1100.3325 | 1123.7695 | 1143.9921 | 1092.0437 | 1012.6502 | 947.0607
2040-03-30 | 864.4756 | 798.3221 | 703.8843 | 645.1107 | 661.6554 | 706.1459 | 765.1052 | 745.1401 | 781.0053 | 664.2151 | 583.8247 | 496.7182 | 345.0918 | 326.5578 | 357.1596 | 499.7519 | 693.3353 | 915.0413 | 984.7581 | 1010.0285 | 968.7446 | 1007.8171 | 945.6754 | 873.1487
2040-03-31 | 810.2078 | 744.3966 | 693.7988 | 656.7697 | 659.8784 | 726.8025 | 813.1029 | 808.3694 | 796.5374 | 727.6021 | 699.4787 | 690.4415 | 592.8968 | 501.9382 | 513.493 | 619.3581 | 822.9013 | 1016.7459 | 1099.6745 | 1094.1872 | 1034.1776 | 1039.0727 | 991.054 | 904.072
2040-04-01 | 824.9371 | 771.978 | 711.4065 | 675.0177 | 681.1419 | 735.1532 | 784.3215 | 802.2292 | 864.4384 | 723.709 | 675.2449 | 619.1167 | 484.8289 | 430.9961 | 512.1395 | 637.4421 | 903.8739 | 1033.9082 | 1144.4892 | 1119.3192 | 1129.7091 | 1101.7218 | 999.6571 | 913.1415
2040-04-02 | 812.1968 | 752.9381 | 696.3134 | 673.6209 | 716.217 | 850.8299 | 975.155 | 994.6484 | 1008.628 | 871.9665 | 803.4484 | 717.5405 | 626.5434 | 637.6435 | 680.7363 | 775.2302 | 966.7695 | 1074.1289 | 1185.4215 | 1165.4315 | 1185.2712 | 1126.1009 | 1013.3979 | 939.7319
2040-04-03 | 800.3824 | 750.9016 | 697.8132 | 667.3937 | 709.5535 | 830.4404 | 973.3536 | 969.7466 | 943.7266 | 787.3829 | 726.5974 | 575.4481 | 526.47 | 595.213 | 642.6431 | 769.3991 | 930.0359 | 1044.1002 | 1109.9453 | 1099.5669 | 1135.5275 | 1097.4054 | 969.0655 | 917.1282
2040-04-04 | 777.6847 | 750.3593 | 699.2102 | 661.1965 | 697.8194 | 782.0136 | 898.7818 | 867.4335 | 898.8279 | 822.0119 | 787.2164 | 655.5582 | 586.4433 | 511.7601 | 636.9444 | 711.2924 | 873.8843 | 1010.9302 | 1086.6662 | 1118.3495 | 1143.3114 | 1082.3555 | 993.7637 | 924.3323
2040-04-05 | 849.0152 | 737.0961 | 682.2923 | 649.1782 | 688.5508 | 771.555 | 891.5476 | 873.683 | 858.1778 | 788.816 | 768.9423 | 686.0604 | 627.7542 | 515.0539 | 594.0568 | 616.9536 | 845.7632 | 945.3069 | 1094.8796 | 1117.0311 | 1164.354 | 1097.8327 | 1001.0921 | 963.7536
2040-04-06 | 853.9283 | 791.237 | 688.1392 | 652.3731 | 689.0469 | 802.4332 | 931.7901 | 932.5199 | 904.9827 | 787.6811 | 690.1135 | 618.2398 | 479.1648 | 463.3806 | 503.7303 | 635.0536 | 833.9401 | 973.0548 | 1033.4806 | 1074.3853 | 1050.0445 | 1047.7055 | 973.4047 | 909.8406
2040-04-07 | 794.5392 | 737.9192 | 675.6767 | 641.5399 | 648.1112 | 703.1765 | 785.1464 | 800.0155 | 819.0016 | 741.9557 | 651.7518 | 621.0397 | 560.3204 | 461.0097 | 580.5853 | 697.1269 | 842.7813 | 964.6607 | 1027.0781 | 1031.7018 | 1002.2212 | 1006.0989 | 945.462 | 883.4237
2040-04-08 | 773.5646 | 723.9282 | 660.0993 | 626.2622 | 631.677 | 677.5909 | 720.3915 | 744.5485 | 825.6355 | 686.5126 | 610.5173 | 580.0479 | 456.72 | 427.2138 | 467.0035 | 581.1955 | 817.2954 | 943.7322 | 1084.4635 | 1072.398 | 1070.2768 | 1038.4956 | 938.8916 | 854.4437
2040-04-09 | 759.9275 | 705.2157 | 649.6022 | 629.6277 | 670.0671 | 793.7484 | 917.6497 | 898.7105 | 909.8307 | 760.574 | 683.2245 | 545.8572 | 539.2861 | 519.922 | 544.0014 | 638.9655 | 839.2651 | 971.378 | 1095.6487 | 1097.7578 | 1111.9896 | 1054.3651 | 938.9561 | 871.9821
2040-04-10 | 776.4308 | 727.267 | 681.3944 | 645.6399 | 691.1881 | 804.5776 | 943.7202 | 914.4265 | 869.3637 | 735.3343 | 674.3697 | 536.5469 | 511.8853 | 506.2825 | 543.1568 | 666.6296 | 871.8488 | 994.8406 | 1077.4386 | 1066.4988 | 1101.0295 | 1060.443 | 930.7693 | 886.6376
2040-04-11 | 764.2574 | 736.732 | 685.9856 | 646.5268 | 682.3788 | 763.4806 | 878.4067 | 861.303 | 869.7297 | 766.3674 | 765.994 | 650.7993 | 550.5269 | 458.3209 | 581.0103 | 638.5175 | 839.8371 | 952.561 | 1054.5093 | 1098.5649 | 1115.0303 | 1062.1486 | 966.2981 | 906.6365
2040-04-12 | 832.1013 | 722.0941 | 667.7585 | 632.4957 | 670.2053 | 749.8871 | 861.7025 | 818.3566 | 826.1105 | 743.1035 | 695.9775 | 547.1516 | 502.8913 | 441.7165 | 508.0446 | 569.7156 | 761.6406 | 900.2224 | 1054.5866 | 1091.9752 | 1133.0412 | 1071.6601 | 969.8077 | 937.3075
2040-04-13 | 857.2303 | 795.5236 | 693.9314 | 658.5126 | 696.028 | 809.6473 | 938.3111 | 939.9707 | 914.449 | 787.5002 | 650.3896 | 551.6273 | 462.1288 | 447.5483 | 533.1645 | 717.571 | 902.4561 | 1003.2608 | 1043.2968 | 1090.0192 | 1052.2477 | 1052.6935 | 982.6875 | 911.3428
2040-04-14 | 805.9125 | 749.5164 | 686.473 | 651.6555 | 658.4734 | 717.7181 | 793.7148 | 804.7262 | 841.0386 | 742.5314 | 668.8253 | 659.1944 | 554.3945 | 491.7612 | 518.9161 | 658.7109 | 847.3407 | 988.1975 | 1046.2748 | 1064.1338 | 1032.4239 | 1027.876 | 976.6494 | 910.3773
2040-04-15 | 805.4861 | 753.2315 | 692.8388 | 656.5103 | 661.8822 | 713.0885 | 760.5881 | 765.1856 | 795.0928 | 668.9763 | 581.7591 | 455.9683 | 404.0973 | 363.8366 | 460.0379 | 556.3228 | 792.6825 | 955.021 | 1102.3702 | 1085.3998 | 1093.6595 | 1068.589 | 965.6039 | 881.1478
2040-04-16 | 787.9738 | 730.3199 | 681.2623 | 657.2532 | 705.4917 | 834.4311 | 955.734 | 945.9838 | 951.1465 | 826.9252 | 773.9401 | 702.8721 | 648.5565 | 642.1909 | 616.9214 | 705.1916 | 896.5769 | 1021.587 | 1119.9065 | 1110.2088 | 1145.9925 | 1092.7911 | 980.2876 | 913.267
2040-04-17 | 806.0345 | 755.6566 | 703.8186 | 673.3777 | 714.8127 | 824.3559 | 941.72 | 947.8184 | 966.457 | 845.9142 | 783.2663 | 753.9187 | 624.9942 | 635.8414 | 641.95 | 746.2929 | 941.3896 | 1051.9899 | 1107.1306 | 1099.7849 | 1136.1023 | 1092.1468 | 967.7261 | 921.5331
2040-04-18 | 775.7323 | 748.8685 | 696.4934 | 660.1254 | 696.3018 | 777.5446 | 886.7322 | 849.5371 | 843.9335 | 766.367 | 743.2174 | 512.4477 | 511.2632 | 458.8282 | 602.0147 | 650.5064 | 842.5123 | 981.0478 | 1091.9338 | 1126.3624 | 1131.891 | 1081.333 | 991.74 | 930.556
2040-04-19 | 862.1489 | 749.3002 | 695.6011 | 661.4616 | 700.9076 | 787.9823 | 899.3982 | 895.1785 | 938.8605 | 879.1562 | 853.3282 | 816.5616 | 694.5183 | 612.7066 | 697.6269 | 733.1797 | 946.3409 | 1021.827 | 1131.7836 | 1152.3938 | 1190.6202 | 1124.3708 | 1024.249 | 983.6693
2040-04-20 | 869.9885 | 805.9878 | 704.8391 | 668.3046 | 705.4951 | 826.4677 | 944.8848 | 960.5084 | 951.6381 | 855.5513 | 804.1981 | 798.5827 | 706.2575 | 614.1149 | 653.0463 | 789.5381 | 921.5481 | 1037.7633 | 1078.1123 | 1110.8628 | 1072.8098 | 1072.6732 | 994.4918 | 933.3694
2040-04-21 | 822.0283 | 763.7171 | 705.8325 | 667.2871 | 673.2792 | 734.487 | 802.6086 | 815.6781 | 815.7974 | 743.7327 | 676.1968 | 603.1283 | 497.1618 | 469.6232 | 547.6133 | 662.9379 | 841.2045 | 966.4933 | 1052.5368 | 1057.7124 | 1035.8334 | 1035.3754 | 977.1139 | 916.4446
2040-04-22 | 818.6451 | 772.6816 | 708.1814 | 669.6076 | 675.1686 | 728.9592 | 766.1186 | 768.1442 | 848.4878 | 676.1652 | 597.353 | 493.5638 | 489.4451 | 506.1479 | 543.2977 | 629.5972 | 865.7463 | 991.6239 | 1133.668 | 1122.8928 | 1130.2479 | 1098.9568 | 995.6315 | 908.5645
2040-04-23 | 793.1248 | 738.6972 | 682.1398 | 661.5598 | 704.9069 | 825.8627 | 950.6148 | 939.045 | 941.5608 | 816.386 | 750.6503 | 674.3274 | 651.4873 | 613.6783 | 604.2881 | 712.6921 | 915.2356 | 1006.3845 | 1128.7858 | 1124.4972 | 1142.2302 | 1090.0698 | 981.105 | 914.3806
2040-04-24 | 803.0026 | 755.853 | 701.5967 | 669.7321 | 711.3184 | 836.5014 | 969.7801 | 939.8606 | 935.5476 | 799.6055 | 746.2305 | 665.0342 | 605.4065 | 581.5688 | 612.0799 | 735.3466 | 905.1022 | 1037.8426 | 1110.5783 | 1123.8677 | 1142.978 | 1106.8895 | 977.3435 | 928.9143
2040-04-25 | 787.9295 | 750.4413 | 700.185 | 664.7037 | 706.3433 | 786.966 | 900.421 | 850.298 | 833.0042 | 727.347 | 714.6728 | 502.9275 | 557.7855 | 464.0183 | 619.1816 | 644.5695 | 834.6268 | 972.6447 | 1083.7097 | 1123.9419 | 1131.8632 | 1080.6863 | 987.7546 | 927.3949
2040-04-26 | 858.9382 | 746.858 | 695.3481 | 661.0194 | 702.3364 | 782.6475 | 889.8717 | 854.6744 | 861.7263 | 763.1388 | 739.6163 | 601.2622 | 602.7515 | 553.1192 | 651.7159 | 687.2907 | 894.8367 | 969.3467 | 1118.7358 | 1140.9519 | 1179.9583 | 1111.0378 | 1013.1241 | 972.9867
2040-04-27 | 856.2568 | 794.2752 | 693.6487 | 656.9506 | 697.6838 | 808.2326 | 931.0284 | 923.7908 | 924.8986 | 795.733 | 700.0603 | 671.1413 | 588.3826 | 571.4767 | 637.7976 | 777.9595 | 930.1131 | 1022.2256 | 1066.3713 | 1092.9889 | 1049.7676 | 1049.3165 | 981.5125 | 915.2172
2040-04-28 | 808.1881 | 758.6819 | 695.2262 | 656.1027 | 661.8796 | 720.8787 | 778.8738 | 786.4714 | 817.1921 | 720.2422 | 657.1479 | 610.7993 | 498.2812 | 459.8937 | 511.6542 | 614.7781 | 816.7923 | 957.3427 | 1032.4746 | 1055.9765 | 1032.6084 | 1035.0896 | 969.4824 | 906.8546
2040-04-29 | 792.3056 | 742.2301 | 678.8258 | 645.0387 | 652.4825 | 699.5008 | 730.0277 | 720.5113 | 766.0855 | 613.8446 | 563.4183 | 424.2596 | 438.938 | 418.7814 | 506.6857 | 629.4564 | 846.4551 | 960.8707 | 1094.2076 | 1090.259 | 1079 | 1050.8004 | 949.1732 | 866.5411
2040-04-30 | 777.4817 | 723.5402 | 665.6625 | 646.8924 | 690.3848 | 823.5911 | 942.6897 | 942.4414 | 955.1653 | 840.8123 | 768.9102 | 706.6846 | 621.3337 | 625.5816 | 582.3235 | 690.33 | 865.6775 | 973.8023 | 1080.6003 | 1100.3281 | 1135.7829 | 1082.7334 | 974.1754 | 904.5563
2040-05-01 | 820.7037 | 755.8814 | 718.4356 | 697.2803 | 737.4213 | 825.4938 | 905.9355 | 870.9022 | 853.2294 | 701.9754 | 670.1481 | 529.044 | 522.4769 | 518.7687 | 580.1551 | 673.6241 | 889.3967 | 1015.5568 | 1050.5962 | 1057.6786 | 1093.5051 | 1061.7391 | 963.3043 | 913.4202
2040-05-02 | 805.7273 | 760.0889 | 725.2556 | 696.7812 | 723.5403 | 785.9456 | 874.7436 | 805.2794 | 839.2312 | 767.1304 | 753.6349 | 610.464 | 594.5029 | 545.0967 | 672.3579 | 685.2288 | 823.429 | 964.2549 | 1047.6255 | 1098.6894 | 1109.5044 | 1057.9694 | 998.059 | 932.8937
2040-05-03 | 884.7907 | 756.6456 | 720.4178 | 693.8888 | 729.5954 | 792.4935 | 878.3962 | 825.1206 | 849.7619 | 788.6057 | 780.4031 | 694.904 | 622.3149 | 623.2556 | 707.9435 | 722.3184 | 886.4899 | 965.9538 | 1090.2757 | 1118.5332 | 1151.921 | 1094.913 | 1025.2025 | 985.4806
2040-05-04 | 901.9674 | 823.9694 | 736.1484 | 705.4032 | 740.4911 | 837.1589 | 931.3359 | 917.1771 | 965.4024 | 834.9736 | 738.2506 | 813.2265 | 719.7085 | 619.4652 | 663.6349 | 797.4028 | 943.3485 | 1061.2473 | 1056.8306 | 1084.4391 | 1051.5861 | 1057.381 | 1011.9463 | 940.5816
2040-05-05 | 860.6059 | 788.2472 | 745.612 | 716.1352 | 721.7247 | 775.6351 | 827.4843 | 809.0478 | 818.9646 | 725.5518 | 650.6326 | 580.6809 | 481.8241 | 430.273 | 480.5478 | 610.4534 | 799.9342 | 968.9658 | 1057.1462 | 1070.1461 | 1034.6074 | 1045.307 | 1011.3003 | 939.2548
2040-05-06 | 845.9299 | 777.4774 | 731.8801 | 707.8496 | 713.85 | 759.9748 | 779.0498 | 759.4776 | 784.0121 | 638.4451 | 526.4656 | 403.2832 | 392.8191 | 385.1883 | 442.2673 | 580.5344 | 805.8652 | 981.0313 | 1092.3072 | 1103.8761 | 1090.7392 | 1069.238 | 1003.92 | 914.5228
2040-05-07 | 826.8521 | 755.6789 | 713.2704 | 701.8531 | 744.5527 | 847.3503 | 944.7491 | 919.6677 | 931.8371 | 796.6429 | 749.2113 | 671.7842 | 586.2815 | 569.6282 | 581.319 | 682.0643 | 880.8444 | 1008.1234 | 1091.7018 | 1110.0835 | 1128.1252 | 1078.0013 | 1001.5248 | 929.8327
2040-05-08 | 841.3775 | 779.4028 | 739.5907 | 717.0855 | 756.664 | 852.7529 | 960.6106 | 929.9699 | 915.0521 | 809.8923 | 760.2495 | 752.4365 | 731.1351 | 750.4053 | 772.8466 | 869.2177 | 991.7992 | 1068.9219 | 1093.891 | 1092.6913 | 1123.0941 | 1095.9492 | 996.353 | 944.8105
2040-05-09 | 807.9569 | 762.0319 | 725.7485 | 699.8878 | 736.1787 | 794.2353 | 867.7532 | 813.0756 | 833.4 | 749.5687 | 734.8138 | 603.8018 | 575.2075 | 514.8875 | 633.7377 | 681.6794 | 839.3886 | 976.6829 | 1044.219 | 1094.1181 | 1113.9181 | 1061.1077 | 998.7405 | 934.513
2040-05-10 | 898.333 | 771.7416 | 733.8801 | 706.3345 | 743.0909 | 807.3804 | 895.716 | 875.0851 | 870.3916 | 748.85 | 735.8426 | 648.4736 | 579.5776 | 526.2199 | 607.9356 | 657.1742 | 823.4288 | 925.7252 | 1058.7788 | 1110.1325 | 1159.3546 | 1107.2727 | 1042.776 | 1001.1384
2040-05-11 | 901.3832 | 820.0167 | 735.0479 | 702.1939 | 740.6673 | 836.7261 | 900.3645 | 894.0166 | 892.8401 | 750.7484 | 679.2025 | 553.1838 | 551.0566 | 521.726 | 545.3578 | 684.9479 | 860.5441 | 982.4465 | 1015.1792 | 1063.9964 | 1041.4796 | 1054.7548 | 1007.6833 | 940.6925
2040-05-12 | 829.6327 | 758.1536 | 712.6096 | 687.3669 | 693.3748 | 740.9049 | 781.0377 | 729.6379 | 724.5841 | 646.0766 | 567.4611 | 410.0232 | 373.3337 | 331.5773 | 384.098 | 535.3449 | 736.0921 | 915.0111 | 981.6215 | 1031.8009 | 993.2292 | 999.1137 | 964.1825 | 900.0096
2040-05-13 | 822.6324 | 755.8025 | 709.8474 | 684.6987 | 690.4228 | 732.9215 | 742.2782 | 710.005 | 710.0325 | 585.1216 | 500.2801 | 374.8296 | 371.3095 | 330.0546 | 398.9265 | 522.5404 | 761.084 | 917.6081 | 1041.488 | 1072.2345 | 1052.795 | 1037.8804 | 966.8174 | 883.8399
2040-05-14 | 804.4561 | 735.6308 | 692.0806 | 682.6942 | 724.1097 | 825.781 | 914.0605 | 876.8882 | 889.2063 | 761.9887 | 712.78 | 660.1437 | 607.4618 | 561.6261 | 572.0395 | 652.7993 | 833.1063 | 968.0004 | 1073.3376 | 1097.4759 | 1105.4934 | 1053.1434 | 974.4631 | 904.2384
2040-05-15 | 833.9901 | 771.6465 | 729.5155 | 707.284 | 746.7965 | 848.7574 | 953.2805 | 890.5858 | 872.3562 | 743.7873 | 669.2884 | 542.2157 | 524.7391 | 502.6542 | 542.3416 | 632.0872 | 831.625 | 997.0218 | 1055.8748 | 1064.7872 | 1108.6143 | 1070.9858 | 982.4034 | 929.0592
2040-05-16 | 824.9115 | 782.2917 | 746.2564 | 716.8176 | 753.754 | 824.2876 | 898.7212 | 840.3884 | 865.2934 | 762.5839 | 736.5666 | 555.6203 | 583.4232 | 506.4737 | 624.8371 | 657.2073 | 821.5408 | 955.7899 | 1045.9807 | 1110.7072 | 1132.5631 | 1081.0043 | 1020.4746 | 954.5979
2040-05-17 | 890.1862 | 763.6189 | 727.7512 | 700.0322 | 737.596 | 804.7924 | 884.5216 | 843.3315 | 856.152 | 782.433 | 735.3616 | 651.9209 | 587.1014 | 545.0414 | 634.4146 | 685.4117 | 813.6811 | 921.0927 | 1064.9648 | 1111.5614 | 1149.1167 | 1091.6793 | 1027.8468 | 986.819
2040-05-18 | 895.1714 | 817.2569 | 729.1063 | 697.9384 | 733.699 | 833.5879 | 922.9984 | 907.6223 | 891.4774 | 769.788 | 663.0948 | 539.0832 | 511.9184 | 470.6248 | 536.7332 | 694.5178 | 848.863 | 977.8406 | 1016.9175 | 1070.7753 | 1041.8374 | 1048.8076 | 1004.0794 | 935.8523
2040-05-19 | 848.4935 | 776.0836 | 733.1741 | 703.9792 | 710.0029 | 762.1922 | 797.5544 | 740.1046 | 736.4053 | 648.8313 | 567.7994 | 406.7757 | 431.0496 | 354.6142 | 428.8135 | 559.8812 | 752.2363 | 916.0097 | 1009.2545 | 1050.466 | 1015.8948 | 1024.5704 | 988.884 | 925.255
2040-05-20 | 843.3694 | 775.2079 | 729.7143 | 702.5839 | 707.7062 | 752.9354 | 761.8029 | 727.2466 | 751.5391 | 624.7618 | 560.3526 | 494.2346 | 477.2685 | 412.4441 | 466.431 | 573.2256 | 793.4811 | 964.6608 | 1091.1568 | 1103.6844 | 1085.6975 | 1065.4949 | 997.9555 | 910.6438
2040-05-21 | 819.3713 | 750.818 | 705.7507 | 694.8511 | 736.622 | 848.6649 | 924.9058 | 867.0098 | 863.4099 | 755.5353 | 681.9877 | 536.182 | 567.5875 | 512.9691 | 555.1131 | 661.7118 | 905.8044 | 977.423 | 1065.473 | 1097.4477 | 1114.3788 | 1073.2788 | 988.1376 | 920.8675
2040-05-22 | 844.6609 | 780.3963 | 740.968 | 717.8139 | 757.5265 | 861.4192 | 955.1345 | 907.9289 | 878.617 | 756.0659 | 705.1919 | 580.6321 | 614.7882 | 648.2388 | 687.8264 | 781.3363 | 902.5735 | 1038.1307 | 1071.0367 | 1092.8715 | 1121.2984 | 1085.6538 | 994.2956 | 939.3972
2040-05-23 | 840.4808 | 787.6808 | 748.8484 | 719.1085 | 756.3537 | 826.2207 | 898.1688 | 837.1669 | 856.8862 | 775.5363 | 751.4331 | 558.4325 | 587.846 | 517.7814 | 665.85 | 679.6431 | 840.8586 | 997.8299 | 1079.8056 | 1133.339 | 1150.6001 | 1094.9063 | 1034.8657 | 969.1689
2040-05-24 | 888.6432 | 771.9671 | 732.1247 | 703.8906 | 740.4033 | 805.6961 | 874.6354 | 825.5777 | 860.6976 | 789.6598 | 764.1399 | 714.003 | 635.1711 | 564.1291 | 639.9171 | 666.7581 | 865.3101 | 939.9524 | 1073.3022 | 1123.5357 | 1159.3991 | 1108.2463 | 1024.7853 | 997.8177
2040-05-25 | 882.4627 | 802.2278 | 713.8106 | 683.9929 | 719.8674 | 811.7938 | 894.1546 | 857.3195 | 830.0635 | 713.8627 | 631.3281 | 514.225 | 569.4512 | 609.4733 | 633.7291 | 797.8072 | 895.1252 | 990.907 | 1012.9429 | 1062.5046 | 1022.1006 | 1024.9871 | 979.9273 | 912.7753
2040-05-26 | 848.2505 | 775.5493 | 731.8728 | 702.6943 | 708.2598 | 759.2714 | 784.2094 | 751.7445 | 747.2393 | 668.8616 | 639.4574 | 617.9051 | 660.9025 | 630.5211 | 672.0242 | 765.3183 | 889.771 | 980.4514 | 1037.5525 | 1055.3907 | 1017.3035 | 1027.4052 | 991.4113 | 925.1373
2040-05-27 | 843.9189 | 776.7838 | 730.2459 | 705.2827 | 712.7807 | 762.7061 | 765.375 | 732.2172 | 770.4863 | 630.0772 | 611.1309 | 623.2876 | 620.4397 | 611.7696 | 597.1107 | 716.2362 | 935.9291 | 1036.2421 | 1116.4235 | 1117.8286 | 1101.2344 | 1078.8457 | 1005.5824 | 917.4488
2040-05-28 | 851.4142 | 781.0255 | 734.6521 | 710.025 | 731.7712 | 797.7929 | 810.7773 | 778.7714 | 828.6409 | 748.7615 | 704.2981 | 669.5272 | 624.0038 | 647.469 | 725.3799 | 818.338 | 941.1927 | 1023.288 | 1091.4 | 1094.089 | 1111.7075 | 1069.0687 | 991.2931 | 920.188
2040-05-29 | 832.6633 | 761.2182 | 718.3262 | 703.1785 | 749.3383 | 853.7627 | 949.7357 | 913.4742 | 888.8913 | 775.7498 | 734.4471 | 658.5039 | 680.3744 | 727.9803 | 796.6738 | 877.9172 | 1008.3444 | 1080.676 | 1105.2407 | 1119.3207 | 1130.8679 | 1090.4992 | 987.0062 | 934.1005
2040-05-30 | 817.4905 | 775.0282 | 738.4103 | 711.5583 | 749.7176 | 818.9005 | 890.2595 | 825.7566 | 825.9675 | 763.425 | 755.2047 | 678.4098 | 668.7161 | 634.8839 | 749.6216 | 756.5399 | 884.2907 | 998.199 | 1080.4504 | 1136.4449 | 1139.4383 | 1080.5015 | 1015.4191 | 950.3925
2040-05-31 | 902.1728 | 771.7694 | 735.297 | 708.3636 | 747.8047 | 819.3389 | 888.2442 | 835.3993 | 864.9772 | 812.3166 | 798.0886 | 801.2847 | 719.6885 | 608.2968 | 741.305 | 763.6531 | 921.9462 | 994.4628 | 1122.1065 | 1149.421 | 1173.3252 | 1108.5849 | 1044.138 | 1004.4619
2040-06-01 | 898.0133 | 814.3785 | 716.0324 | 685.3347 | 724.5584 | 837.7034 | 948.5501 | 948.8616 | 977.7718 | 880.2418 | 814.9008 | 816.094 | 753.8288 | 668.9662 | 727.3641 | 909.8183 | 1039.1936 | 1106.4502 | 1117.6664 | 1145.758 | 1108.7053 | 1109.1256 | 1073.4027 | 978.4241
2040-06-02 | 848.9494 | 769.6452 | 711.6584 | 680.9247 | 683.4943 | 733.7633 | 778.8632 | 783.9777 | 824.8572 | 757.8944 | 693.6594 | 593.8614 | 516.5889 | 435.1157 | 488.7327 | 630.2117 | 825.2385 | 988.1224 | 1060.8767 | 1101.8459 | 1075.9367 | 1077.444 | 1052.3119 | 965.852
2040-06-03 | 840.5025 | 762.1179 | 705.5769 | 677.6035 | 677.9755 | 717.5339 | 731.0151 | 728.6639 | 824.9503 | 725.5412 | 641.8029 | 585.5773 | 503.1043 | 497.0199 | 560.0736 | 696.7587 | 909.8388 | 1038.3038 | 1138.4283 | 1146.4893 | 1135.5121 | 1113.946 | 1042.8457 | 934.9232
2040-06-04 | 818.5052 | 739.0881 | 686.8655 | 674.4892 | 719.8597 | 846.977 | 957.553 | 966.932 | 1030.414 | 956.1299 | 896.1449 | 902.6164 | 865.8495 | 762.3794 | 798.5607 | 904.6634 | 1032.7769 | 1128.1621 | 1209.7138 | 1199.9103 | 1204.528 | 1139.7367 | 1059.4418 | 959.5396
2040-06-05 | 832.3945 | 759.3719 | 708.5895 | 684.7349 | 727.1155 | 838.8736 | 963.7177 | 970.4537 | 985.3006 | 864.2457 | 822.8351 | 770.5937 | 665.8079 | 620.5976 | 660.6513 | 792.6192 | 1009.6724 | 1108.6975 | 1145.0336 | 1166.4528 | 1185.5757 | 1133.1078 | 1036.9382 | 956.7838
2040-06-06 | 797.2027 | 749.2617 | 699.9972 | 671.6859 | 710.3968 | 782.6477 | 876.6382 | 855.336 | 890.3006 | 839.8744 | 824.583 | 741.8821 | 745.2783 | 667.7987 | 844.9531 | 932.0029 | 976.0072 | 1059.5185 | 1113.3876 | 1164.145 | 1164.776 | 1106.6872 | 1046.6889 | 954.3922
2040-06-07 | 886.5027 | 753.0989 | 701.7706 | 674.9818 | 714.5646 | 787.635 | 878.0509 | 849.5799 | 871.5485 | 800.5539 | 783.3481 | 641.8849 | 636.5678 | 585.8881 | 648.2092 | 697.1771 | 891.6489 | 984.4225 | 1121.8955 | 1178.5892 | 1215.3361 | 1142.0079 | 1081.4808 | 1017.1365
2040-06-08 | 884.5516 | 800.3562 | 699.4843 | 670.5227 | 707.269 | 813.5027 | 917.2723 | 911.8878 | 939.5434 | 836.027 | 754.9599 | 681.9494 | 618.6616 | 541.391 | 596.253 | 763.8819 | 887.4687 | 1020.4069 | 1051.2458 | 1114.108 | 1084.2349 | 1089.0975 | 1049.421 | 956.7659
2040-06-09 | 849.0348 | 766.3352 | 711.9807 | 681.287 | 683.0415 | 732.6241 | 777.54 | 777.3672 | 825.5407 | 769.0305 | 721.1002 | 683.3268 | 576.3826 | 511.49 | 583.4592 | 740.3225 | 902.5543 | 997.6668 | 1074.4101 | 1098.6587 | 1065.3866 | 1069.7566 | 1044.2338 | 961.2084
2040-06-10 | 836.2318 | 758.0113 | 701.7219 | 672.8399 | 671.9614 | 712.5138 | 726.9305 | 743.3653 | 841.9875 | 739.7707 | 692.3518 | 686.4331 | 550.6866 | 472.4854 | 574.4029 | 725.6469 | 903.5333 | 1033.529 | 1139.7415 | 1147.2633 | 1130.6523 | 1111.0624 | 1040.2328 | 931.8948
2040-06-11 | 860.0414 | 782.2688 | 724.4518 | 693.7731 | 707.7049 | 748.488 | 785.5733 | 781.79 | 881.0298 | 803.0308 | 746.4409 | 621.9745 | 568.4054 | 567.2228 | 570.1344 | 707.3031 | 866.6665 | 1003.3845 | 1101.2775 | 1121.4198 | 1156.1302 | 1121.591 | 1042.2397 | 959.4076
2040-06-12 | 826.8545 | 751.4591 | 698.12 | 680.6457 | 726.9046 | 837.0439 | 951.7043 | 945.0312 | 966.153 | 862.4469 | 802.1545 | 707.3738 | 664.5466 | 653.0936 | 662.4376 | 810.0766 | 983.9212 | 1088.6542 | 1138.9529 | 1162.0873 | 1184.2888 | 1135.339 | 1038.3941 | 960.0938
2040-06-13 | 805.5757 | 756.3191 | 707.9852 | 677.0262 | 716.7645 | 785.3095 | 875.7634 | 835.1736 | 891.2762 | 819.0448 | 809.2101 | 631.5999 | 641.014 | 581.7111 | 721.4797 | 777.3206 | 913.9207 | 1046.9706 | 1102.477 | 1167.3491 | 1174.7898 | 1117.3433 | 1056.4862 | 964.8204
2040-06-14 | 886.9916 | 752.4207 | 702.9464 | 672.7999 | 709.1296 | 783.3828 | 884.9467 | 844.763 | 890.3948 | 826.8697 | 815.6553 | 739.5412 | 673.4242 | 601.1902 | 692.8932 | 767.3302 | 940.1086 | 1013.7122 | 1145.7307 | 1180.2036 | 1218.7318 | 1141.8816 | 1083.2126 | 1020.6731
2040-06-15 | 883.7807 | 797.3118 | 699.2948 | 668.9937 | 702.9254 | 811.1972 | 923.2458 | 946.2452 | 986.5597 | 910.6382 | 797.5618 | 844.2659 | 752.6835 | 681.4699 | 658.0605 | 783.4358 | 920.2825 | 1039.0162 | 1073.4681 | 1119.3595 | 1083.9543 | 1088.5976 | 1050.3404 | 956.1456
2040-06-16 | 838.4085 | 758.8396 | 700.5986 | 670.3706 | 670.4547 | 720.0687 | 768.4515 | 756.1429 | 810.3542 | 751.8754 | 679.0854 | 571.2922 | 496.5696 | 438.6407 | 521.4245 | 675.012 | 854.6213 | 1006.525 | 1063.646 | 1092.5617 | 1052.4175 | 1060.1447 | 1033.7531 | 948.3648
2040-06-17 | 825.357 | 748.3615 | 691.2617 | 662.793 | 662.6562 | 699.8205 | 715.7784 | 740.537 | 849.9544 | 761.1317 | 698.881 | 670.6469 | 571.0013 | 447.239 | 516.2066 | 624.595 | 821.1287 | 983.5661 | 1106.4658 | 1124.445 | 1116.8619 | 1090.7627 | 1022.2871 | 916.3927
2040-06-18 | 813.86 | 733.2512 | 682.2116 | 670.2539 | 714.6565 | 835.4524 | 952.1046 | 956.5351 | 1014.1583 | 899.2936 | 817.2478 | 757.3128 | 638.1859 | 617.3727 | 620.6343 | 769.6802 | 965.5007 | 1057.2118 | 1146.0582 | 1179.1808 | 1193.7742 | 1130.8337 | 1049.1198 | 952.5522
2040-06-19 | 820.6937 | 746.894 | 698.5206 | 675.7166 | 718.3603 | 826.0471 | 958.1083 | 934.4888 | 945.5657 | 825.3462 | 768.6084 | 656.0016 | 637.1285 | 587.0026 | 603.8157 | 752.1857 | 900.4139 | 1021.3812 | 1084.6308 | 1129.1468 | 1162.9199 | 1121.3495 | 1019.2483 | 944.3626
2040-06-20 | 783.3604 | 731.2097 | 684.8718 | 658.7541 | 696.6504 | 768.54 | 853.8006 | 826.6419 | 889.4245 | 834.9887 | 798.9729 | 745.6741 | 692.7404 | 596.2885 | 677.397 | 705.1296 | 835.9635 | 978.664 | 1060.5052 | 1139.8956 | 1151.7522 | 1080.3923 | 1019.2563 | 935.8118
2040-06-21 | 874.0919 | 736.4568 | 690.5743 | 663.6541 | 700.1001 | 781.8922 | 881.0249 | 831.648 | 853.4609 | 797.4826 | 788.4724 | 717.3429 | 675.4008 | 583.5978 | 648.9178 | 698.9983 | 852.3365 | 958.7231 | 1088.9196 | 1155.4523 | 1195.5359 | 1129.024 | 1062.8829 | 1002.0154
2040-06-22 | 882.9521 | 793.3738 | 698.0038 | 669.6369 | 707.8011 | 813.5964 | 918.3742 | 912.4144 | 917.9795 | 825.2528 | 740.3902 | 617.0667 | 549.5698 | 520.2161 | 574.74 | 723.965 | 878.0676 | 1012.8948 | 1041.3854 | 1104.5501 | 1081.077 | 1083.4826 | 1043.4952 | 951.0192
2040-06-23 | 835.3707 | 754.2579 | 698.5755 | 668.2582 | 669.2582 | 716.7746 | 766.863 | 764.7651 | 819.1431 | 750.5966 | 682.2443 | 584.2833 | 492.8434 | 432.4684 | 446.472 | 593.3142 | 770.6392 | 934.9654 | 1024.0824 | 1080.1949 | 1049.3391 | 1051.3548 | 1024.9107 | 943.9378
2040-06-24 | 843.4981 | 764.5502 | 705.7977 | 679.7867 | 679.939 | 720.5942 | 740.7375 | 748.9233 | 843.1644 | 748.5169 | 707.5571 | 723.1527 | 637.8551 | 548.5023 | 619.6955 | 735.791 | 882.2576 | 1030.5152 | 1134.5739 | 1145.5621 | 1132.9689 | 1114.5793 | 1046.4789 | 939.4167
2040-06-25 | 820.277 | 739.7947 | 686.3029 | 674.5318 | 719.4522 | 840.2876 | 956.6435 | 964.6306 | 998.9584 | 895.8271 | 807.0202 | 672.4272 | 603.9161 | 603.3554 | 620.0109 | 748.8293 | 918.7976 | 1032.8378 | 1133.4681 | 1172.5477 | 1194.2466 | 1132.0023 | 1046.8229 | 953.1166
2040-06-26 | 803.5376 | 731.8324 | 682.3477 | 659.7955 | 701.3491 | 826.1195 | 956.4783 | 926.4457 | 941.0146 | 860.9209 | 801.9603 | 737.2592 | 657.5549 | 620.9085 | 578.8482 | 716.5869 | 914.9753 | 1040.3026 | 1112.7846 | 1147.7671 | 1144.9945 | 1097.8484 | 999.4028 | 924.6801
2040-06-27 | 793.908 | 742.5095 | 697.781 | 668.3802 | 708.8761 | 804.2499 | 907.8401 | 852.6566 | 883.2691 | 803.6717 | 800.9051 | 614.3465 | 607.1802 | 568.1283 | 744.7834 | 820.5841 | 941.182 | 1033.5517 | 1127.0414 | 1187.135 | 1169.2237 | 1113.2523 | 1046.1033 | 955.8662
2040-06-28 | 888.5149 | 751.1162 | 705.4901 | 677.4804 | 714.3352 | 798.2615 | 897.3052 | 875.1713 | 907.8894 | 858.3666 | 842.0521 | 776.4619 | 743.382 | 678.4712 | 750.3975 | 823.6002 | 978.0526 | 1035.6918 | 1143.7619 | 1184.0279 | 1217.3439 | 1147.9147 | 1084.24 | 1021.0459
2040-06-29 | 889.7261 | 804.1333 | 706.3588 | 674.8032 | 711.8047 | 825.4321 | 945.2591 | 943.281 | 963.5812 | 876.6259 | 791.1683 | 702.7376 | 615.7743 | 579.7778 | 658.5323 | 856.0998 | 936.7498 | 1041.4484 | 1072.1834 | 1127.3851 | 1098.588 | 1100.7111 | 1060.5356 | 968.4367
2040-06-30 | 847.7495 | 765.7779 | 711.2072 | 679.9819 | 681.3848 | 731.9539 | 783.6666 | 788.836 | 842.5409 | 780.0255 | 689.1839 | 610.7552 | 489.9838 | 428.024 | 540.9993 | 657.6996 | 859.7664 | 984.4895 | 1054.4231 | 1092.1617 | 1059.8544 | 1064.8548 | 1045.1475 | 959.8986
2040-07-01 | 878.1714 | 807.9408 | 748.0543 | 717.3269 | 711.8185 | 748.6271 | 763.4411 | 769.0807 | 857.4988 | 754.8978 | 697.9671 | 661.7982 | 585.9026 | 615.6037 | 678.8077 | 770.9416 | 983.6401 | 1102.5626 | 1186.8636 | 1204.1766 | 1185.1872 | 1163.0783 | 1086.904 | 972.7428
2040-07-02 | 859.9093 | 785.1504 | 731.877 | 720.2954 | 761.3838 | 907.0962 | 1029.4351 | 1017.4561 | 1052.9412 | 942.8603 | 895.0834 | 801.0375 | 750.0114 | 727.402 | 740.615 | 849.568 | 1018.8288 | 1140.4333 | 1255.5152 | 1280.0074 | 1257.0135 | 1194.3468 | 1099.7936 | 996.0309
2040-07-03 | 862.4213 | 793.8224 | 745.2706 | 720.8959 | 758.2232 | 866.2905 | 1009.235 | 1016.7109 | 1073.0554 | 972.324 | 913.1798 | 899.8522 | 777.6442 | 743.4032 | 739.6597 | 820.044 | 1003.1566 | 1141.0712 | 1177.2827 | 1215.6641 | 1233.9291 | 1183.0838 | 1070.352 | 989.2846
2040-07-04 | 863.396 | 817.8595 | 767.8242 | 719.5179 | 726.6333 | 733.3397 | 760.9372 | 738.161 | 818.3019 | 811.7488 | 816.9847 | 672.2763 | 609.3688 | 533.4259 | 668.8352 | 723.9201 | 875.2716 | 1034.6932 | 1082.4869 | 1152.2102 | 1172.1983 | 1130.827 | 1059.4576 | 980.8656
2040-07-05 | 909.2539 | 772.4438 | 721.9212 | 699.7108 | 737.0785 | 820.0254 | 927.293 | 922.1988 | 933.402 | 871.4553 | 881.9745 | 807.8009 | 743.0139 | 686.7652 | 743.6481 | 785.6189 | 988.0484 | 1063.5282 | 1178.7043 | 1233.7005 | 1255.7384 | 1194.0138 | 1111.9383 | 1038.0411
2040-07-06 | 916.2106 | 835.4141 | 735.8225 | 705.5169 | 736.7825 | 846.4362 | 974.6509 | 1000.507 | 1015.8142 | 931.5894 | 858.4997 | 847.9832 | 671.8391 | 641.8821 | 663.5136 | 826.7076 | 943.1665 | 1068.6373 | 1090.0877 | 1164.2625 | 1125.4131 | 1128.4561 | 1075.2435 | 982.6829
2040-07-07 | 877.5569 | 799.6154 | 743.7534 | 712.3334 | 707.8538 | 753.8901 | 806.4967 | 826.8439 | 846.8367 | 800.3512 | 743.6322 | 680.2752 | 554.8851 | 518.3554 | 543.9272 | 680.058 | 853.1511 | 1014.6693 | 1086.8137 | 1140.9159 | 1094.9539 | 1107.4259 | 1073.1426 | 986.9926
2040-07-08 | 880.155 | 805.2267 | 748.4467 | 717.4978 | 711.3821 | 747.1256 | 767.4713 | 796.3915 | 899.9617 | 780.0871 | 710.169 | 701.8336 | 586.2112 | 556.2485 | 574.4913 | 665.3055 | 869.5015 | 1039.7203 | 1169.0002 | 1200.7526 | 1179.7462 | 1161.4746 | 1084.8293 | 970.44
2040-07-09 | 835.2238 | 757.4293 | 707.7002 | 696.6047 | 735.8202 | 852.3659 | 979.8248 | 990.3977 | 1013.9893 | 907.8506 | 835.2892 | 723.311 | 653.1641 | 656.1686 | 659.7613 | 776.2254 | 987.0467 | 1101.8203 | 1179.9597 | 1225.5226 | 1226.468 | 1159.9268 | 1067.9091 | 967.0306
2040-07-10 | 854.5777 | 791.086 | 740.2912 | 715.9631 | 753.8025 | 863.546 | 1002.2413 | 1005.0661 | 1016.3144 | 915.3785 | 875.807 | 814.9755 | 705.4479 | 687.4267 | 753.3312 | 849.3048 | 1049.0232 | 1134.7776 | 1175.5867 | 1209.8048 | 1218.1407 | 1177.0045 | 1061.49 | 981.2235
2040-07-11 | 830.3309 | 784.5037 | 736.4663 | 708.1643 | 742.8268 | 823.6527 | 942.3186 | 932.4625 | 971.6612 | 906.0145 | 910.1035 | 866.1038 | 766.2439 | 661.0822 | 764.4609 | 785.4909 | 929.8715 | 1076.9707 | 1142.4827 | 1223.0349 | 1220.6063 | 1161.1064 | 1089.2699 | 991.5113
2040-07-12 | 925.6274 | 794.0314 | 747.324 | 719.6411 | 752.0989 | 831.6594 | 945.7118 | 939.7081 | 945.8301 | 903.6155 | 906.8544 | 825.8386 | 764.765 | 779.6989 | 880.6829 | 954.6257 | 1087.3287 | 1123.8553 | 1214.7964 | 1257.5252 | 1271.1441 | 1208.6764 | 1127.6983 | 1055.3396
2040-07-13 | 926.6993 | 847.0295 | 743.7477 | 713.3196 | 748.995 | 860.6657 | 984.6771 | 1014.2797 | 1070.6464 | 1013.6388 | 941.3819 | 912.1747 | 816.5021 | 712.5808 | 731.9135 | 873.6137 | 1020.4877 | 1147.3851 | 1138.726 | 1195.4845 | 1148.7187 | 1151.7615 | 1103.5855 | 1005.0577
2040-07-14 | 897.4616 | 818.6474 | 763.0139 | 729.828 | 725.4199 | 773.633 | 831.6477 | 854.5364 | 901.3335 | 848.333 | 781.5275 | 751.6737 | 607.4555 | 556.9777 | 588.047 | 755.1136 | 932.6063 | 1062.6774 | 1127.1202 | 1160.8143 | 1118.309 | 1129.7642 | 1095.6938 | 1010.0143
2040-07-15 | 890.4568 | 815.5552 | 760.2112 | 728.4786 | 721.6978 | 759.1015 | 787.431 | 814.4023 | 890.0379 | 766.1164 | 713.8235 | 700.5399 | 613.7315 | 616.3184 | 679.4711 | 794.9485 | 966.4052 | 1105.1692 | 1216.8317 | 1235.2477 | 1210.3621 | 1187.7721 | 1106.4809 | 993.3041
2040-07-16 | 857.1351 | 784.4303 | 732.7258 | 719.5493 | 759.6406 | 883.526 | 1012.7432 | 1034.4124 | 1068.346 | 952.2065 | 863.3032 | 799.4431 | 721.4931 | 747.3871 | 771.7801 | 870.9438 | 1017.2251 | 1136.9104 | 1222.7765 | 1251.5458 | 1255.5062 | 1193.2859 | 1102.5059 | 998.4885
2040-07-17 | 857.7856 | 793.4346 | 741.3844 | 717.5479 | 754.3168 | 867.5461 | 1012.8572 | 1032.83 | 1041.6632 | 952.3153 | 906.811 | 912.8321 | 814.9932 | 813.2594 | 818.9833 | 905.843 | 1058.8367 | 1170.9986 | 1179.8755 | 1208.6081 | 1215.0856 | 1176.3453 | 1061.9443 | 980.2149
2040-07-18 | 829.4326 | 786.627 | 737.6737 | 708.057 | 742.7205 | 825.4913 | 937.8062 | 931.1039 | 974.8072 | 903.6445 | 917.3988 | 888.0931 | 871.1545 | 784.7346 | 907.4511 | 933.1817 | 1053.5436 | 1126.1061 | 1149.9706 | 1215.0097 | 1218.9203 | 1160.2651 | 1083.5459 | 987.1274
2040-07-19 | 924.142 | 795.0484 | 747.296 | 717.7894 | 751.6292 | 836.1448 | 954.0563 | 950.6451 | 964.2119 | 904.9667 | 905.7697 | 870.0255 | 753.136 | 720.1385 | 772.0176 | 801.3862 | 984.0591 | 1071.4267 | 1193.7921 | 1244.7517 | 1271.4283 | 1202.1659 | 1124.4126 | 1052.1768
2040-07-20 | 915.106 | 838.1626 | 737.6301 | 706.2973 | 738.0819 | 852.1209 | 978.3055 | 1006.771 | 991.4143 | 879.2435 | 806.831 | 731.7329 | 641.9236 | 626.7108 | 695.5088 | 847.7055 | 955.4955 | 1086.3706 | 1102.314 | 1162.6073 | 1121.7415 | 1130.3476 | 1079.1225 | 982.6101
2040-07-21 | 890.1827 | 812.45 | 757.4182 | 724.0374 | 718.6769 | 764.8867 | 828.481 | 838.2211 | 884.0573 | 812.7191 | 752.0442 | 675.1279 | 581.0557 | 552.531 | 617.3219 | 776.0441 | 946.725 | 1080.0818 | 1140.5057 | 1169.7835 | 1122.5366 | 1131.8926 | 1096.9853 | 1007.6098
2040-07-22 | 893.9702 | 820.3891 | 763.9707 | 732.6138 | 726.7839 | 766.3992 | 797.169 | 855.6018 | 941.183 | 789.6507 | 728.6326 | 720.999 | 586.0853 | 564.2543 | 646.6938 | 818.6384 | 1047.8724 | 1138.3632 | 1221.8273 | 1221.4299 | 1205.7927 | 1188.9987 | 1108.2234 | 995.6569
2040-07-23 | 855.3541 | 779.7777 | 725.4797 | 713.3619 | 752.5844 | 878.2201 | 1008.9736 | 1022.2546 | 1076.1905 | 979.8318 | 904.3084 | 873.7427 | 770.2879 | 794.9103 | 799.5364 | 881.3235 | 1028.8077 | 1133.6345 | 1213.425 | 1242.8728 | 1241.5168 | 1184.8224 | 1087.1478 | 986.1994
2040-07-24 | 861.8523 | 793.9704 | 745.5529 | 720.8176 | 758.167 | 870.057 | 1018.7496 | 1064.2375 | 1101.5877 | 1011.9773 | 967.0029 | 977.5421 | 1001.8679 | 893.1536 | 863.9853 | 933.6159 | 1074.7065 | 1162.3912 | 1190.6872 | 1209.955 | 1224.6435 | 1179.4162 | 1065.532 | 984.8732
2040-07-25 | 833.1187 | 786.7623 | 738.9829 | 709.633 | 743.8858 | 820.0545 | 937.4813 | 920.2479 | 945.7024 | 879.5798 | 877.5483 | 791.6628 | 731.8836 | 684.675 | 802.3867 | 858.2501 | 1000.0228 | 1111.8322 | 1151.5637 | 1213.7864 | 1213.2845 | 1158.2232 | 1082.876 | 987.1088
2040-07-26 | 912.6737 | 782.7085 | 734.5226 | 704.025 | 736.0708 | 813.3851 | 929.0313 | 925.7325 | 968.817 | 913.2691 | 899.7614 | 900.3222 | 781.7569 | 695.7327 | 765.4767 | 809.097 | 998.558 | 1071.5196 | 1176.8881 | 1227.2175 | 1247.6055 | 1192.9113 | 1110.9359 | 1042.3608
2040-07-27 | 925.2845 | 840.9192 | 745.0983 | 711.1937 | 742.6387 | 855.6203 | 988.523 | 1029.9343 | 1041.3531 | 960.0208 | 861.1888 | 823.9536 | 678.5407 | 644.5169 | 674.409 | 847.9505 | 985.1381 | 1108.913 | 1125.7356 | 1177.7938 | 1141.3419 | 1147.7286 | 1100.3094 | 1004.5052
2040-07-28 | 894.4304 | 817.869 | 762.2261 | 729.4542 | 724.709 | 773.7016 | 836.0309 | 848.3519 | 888.0416 | 822.0775 | 751.8172 | 713.1791 | 607.4048 | 540.8637 | 566.0146 | 731.0768 | 911.1123 | 1064.9846 | 1127.8234 | 1161.6996 | 1123.1962 | 1130.3365 | 1098.0882 | 1012.0565
2040-07-29 | 871.3915 | 797.9265 | 742.4747 | 709.473 | 702.3274 | 737.1971 | 765.9499 | 788.1996 | 848.187 | 738.6635 | 671.3768 | 552.4767 | 481.3651 | 486.6553 | 545.1714 | 671.0055 | 894.7862 | 1057.6487 | 1171.8286 | 1191.5901 | 1178.2713 | 1159.8526 | 1080.6054 | 964.4028
2040-07-30 | 849.5644 | 774.1529 | 719.845 | 707.1607 | 746.6858 | 869.4119 | 998.2562 | 1016.4175 | 1018.3342 | 896.5324 | 838.8481 | 747.2598 | 671.6592 | 682.3052 | 704.7654 | 792.6071 | 981.1414 | 1091.4129 | 1205.6329 | 1233.0817 | 1232.7956 | 1174.5136 | 1078.6871 | 977.7231
2040-07-31 | 865.3725 | 799.6412 | 748.2141 | 721.9212 | 758.1982 | 863.2462 | 1010.7103 | 1036.2843 | 1045.3267 | 921.5245 | 885.3709 | 905.1662 | 791.5861 | 824.1629 | 900.2855 | 960.7083 | 1107.383 | 1200.402 | 1176.2623 | 1202.2727 | 1217.3418 | 1180.5212 | 1068.6438 | 980.6298
2040-08-01 | 901.1083 | 847.3105 | 790.3729 | 765.8345 | 802.6742 | 891.8619 | 1013.9125 | 1006.9195 | 1055.4793 | 1006.0352 | 990.6379 | 944.8206 | 868.3307 | 783.8527 | 849.9274 | 863.6689 | 1007.1643 | 1146.1469 | 1229.4967 | 1285.4801 | 1292.0505 | 1230.6475 | 1146.8812 | 1054.8786
2040-08-02 | 980.7689 | 844.7794 | 792.3385 | 764.738 | 802.9092 | 897.1568 | 1018.8341 | 984.6114 | 1005.9865 | 937.6767 | 925.2219 | 848.9342 | 807.8364 | 753.0121 | 826.425 | 843.0218 | 1040.9479 | 1140.159 | 1249.4892 | 1304.82 | 1331.1968 | 1261.4088 | 1180.6698 | 1114.1995
2040-08-03 | 977.3103 | 892.6899 | 787.3363 | 757.7071 | 795.5478 | 923.3456 | 1059.2586 | 1047.2287 | 1024.6985 | 912.5371 | 830.6692 | 697.4068 | 679.2084 | 651.645 | 698.5887 | 867.1333 | 1012.4838 | 1157.5933 | 1171.8924 | 1227.207 | 1195.5593 | 1194.1222 | 1136.9638 | 1043.5523
2040-08-04 | 942.2781 | 860.5242 | 798.793 | 767.2087 | 768.4949 | 833.4314 | 904.9134 | 909.06 | 926.4591 | 856.3999 | 818.3172 | 750.859 | 630.6126 | 579.0361 | 585.3744 | 725.2022 | 938.1944 | 1124.5609 | 1180.891 | 1220.2725 | 1176.1827 | 1176.3839 | 1136.876 | 1045.7336
2040-08-05 | 926.5855 | 847.9584 | 786.7329 | 757.7212 | 757.9446 | 812.217 | 854.2404 | 856.7011 | 926.206 | 819.522 | 744.748 | 747.3785 | 669.0088 | 615.9302 | 687.9568 | 808.6398 | 1018.722 | 1138.3618 | 1235.9629 | 1261.9393 | 1238.7036 | 1215.5108 | 1122.8489 | 1014.0363
2040-08-06 | 897.7929 | 815.2549 | 752.3067 | 746.8026 | 788.5719 | 920.7558 | 1058.3607 | 1063.0603 | 1095.6055 | 1005.328 | 907.1223 | 895.7979 | 821.0076 | 797.7573 | 802.4017 | 886.1218 | 1065.3279 | 1166.1118 | 1262.7635 | 1283.0916 | 1284.8642 | 1222.8646 | 1121.7057 | 1021.9775
2040-08-07 | 924.7803 | 849.0574 | 794.4593 | 771.7835 | 813.4748 | 939.4906 | 1094.5165 | 1096.5698 | 1121.9941 | 988.0383 | 924.9241 | 886.5976 | 807.3703 | 803.229 | 814.9812 | 893.2347 | 1087.675 | 1223.8563 | 1252.0713 | 1274.2339 | 1283.3337 | 1237.2998 | 1120.156 | 1041.8462
2040-08-08 | 897.5722 | 845.4317 | 792.0204 | 763.5062 | 801.8466 | 895.5384 | 1018.8862 | 980.671 | 987.0077 | 926.1616 | 903.4539 | 737.2223 | 737.9565 | 660.2864 | 793.0088 | 825.7005 | 1030.0132 | 1174.7119 | 1224.271 | 1281.0827 | 1283.5815 | 1227.2546 | 1140.6628 | 1049.632
2040-08-09 | 980.3238 | 839.5631 | 787.489 | 761.6741 | 796.6662 | 896.0618 | 1025.5637 | 1023.567 | 1052.1126 | 968.4612 | 954.0836 | 929.0161 | 855.205 | 792.2014 | 848.783 | 894.8304 | 1074.067 | 1160.5357 | 1243.4696 | 1301.8408 | 1324.1231 | 1254.6995 | 1168.971 | 1102.0269
2040-08-10 | 983.0276 | 894.2663 | 790.6639 | 760.5458 | 798.5296 | 930.1487 | 1066.8529 | 1072.2923 | 1088.0165 | 971.9568 | 886.0128 | 842.2346 | 723.4962 | 679.0117 | 707.3173 | 820.9481 | 983.6964 | 1150.0804 | 1176.6759 | 1232.1156 | 1193.5998 | 1202.0085 | 1143.3477 | 1052.3147
2040-08-11 | 917.5534 | 833.624 | 773.212 | 745.1519 | 746.3197 | 807.445 | 881.9601 | 879.5274 | 886.2509 | 819.1575 | 764.9181 | 675.77 | 566.0443 | 523.9359 | 579.9105 | 725.2573 | 952.8595 | 1094.7507 | 1149.8676 | 1187.4429 | 1137.6121 | 1145.1119 | 1098.6442 | 1016.4481
2040-08-12 | 924.232 | 845.8913 | 782.6103 | 754.1454 | 753.828 | 806.5999 | 848.2083 | 838.411 | 899.5562 | 774.0603 | 721.5334 | 621.5599 | 537.2639 | 506.6309 | 582.0077 | 716.5827 | 956.0233 | 1104.9022 | 1213.926 | 1244.1138 | 1222.6589 | 1198.4028 | 1113.1963 | 997.9821
2040-08-13 | 908.925 | 826.592 | 767.9227 | 757.2562 | 800.3281 | 939.3509 | 1080.3985 | 1070.6274 | 1086.952 | 965.2711 | 882.4262 | 769.7047 | 726.1701 | 725.6353 | 749.5544 | 859.0136 | 1049.7972 | 1183.9585 | 1272.7044 | 1297.1827 | 1302.2067 | 1231.9796 | 1135.3617 | 1035.9391
2040-08-14 | 912.6245 | 838.7697 | 783.4255 | 760.4466 | 801.6137 | 925.4412 | 1076.9687 | 1078.6245 | 1090.148 | 947.3668 | 881.9584 | 831.8149 | 764.4591 | 782.7365 | 843.6144 | 958.0576 | 1114.8068 | 1234.8514 | 1249.9187 | 1268.0282 | 1277.5184 | 1226.7255 | 1105.5043 | 1032.3699
2040-08-15 | 879.7306 | 828.4921 | 775.8918 | 748.5416 | 785.9008 | 875.0519 | 999.871 | 970.1968 | 979.0699 | 882.802 | 882.3184 | 708.1822 | 730.9403 | 673.0894 | 789.7049 | 828.938 | 1047.9849 | 1150.7288 | 1204.6978 | 1265.7988 | 1263.5394 | 1201.0478 | 1119.9561 | 1030.5484
2040-08-16 | 974.0109 | 837.5375 | 783.862 | 755.8471 | 792.118 | 893.144 | 1017.1988 | 976.9811 | 966.9603 | 917.3373 | 914.0034 | 870.6814 | 781.1692 | 753.5711 | 878.7263 | 936.3698 | 1103.3965 | 1199.1694 | 1265.1976 | 1296.0526 | 1318.3423 | 1246.1684 | 1160.5413 | 1097.2956
2040-08-17 | 1009.3916 | 923.0777 | 814.2859 | 764.9498 | 774.0494 | 820.445 | 883.6511 | 873.6658 | 933.4285 | 860.4839 | 800.3063 | 671.8832 | 602.4858 | 617.9247 | 670.0459 | 827.4219 | 999.0407 | 1159.4256 | 1142.3181 | 1169.2392 | 1138.6897 | 1167.5711 | 1112.3186 | 1031.0418
2040-08-18 | 936.4961 | 844.3666 | 782.5876 | 760.2018 | 765.0393 | 828.9069 | 905.8869 | 888.383 | 898.8843 | 854.3854 | 786.9136 | 706.0198 | 655.533 | 618.5926 | 695.279 | 840.686 | 1011.2621 | 1137.685 | 1183.7521 | 1198.8247 | 1155.137 | 1162.8014 | 1120.4354 | 1032.075
2040-08-19 | 923.7612 | 845.4309 | 782.3915 | 754.739 | 755.1149 | 808.3649 | 851.1785 | 854.0505 | 916.9799 | 797.8579 | 746.2051 | 704.5612 | 546.2632 | 539.312 | 599.5767 | 724.6529 | 982.2691 | 1144.7792 | 1245.9249 | 1249.6049 | 1228.257 | 1199.3271 | 1112.5154 | 999.4278
2040-08-20 | 905.5634 | 820.0139 | 762.3734 | 751.8242 | 794.3237 | 930.8719 | 1078.2921 | 1057.5908 | 1066.0766 | 949.0477 | 884.7346 | 776.0947 | 740.4315 | 725.6256 | 766.0385 | 932.8672 | 1105.0866 | 1213.919 | 1281.8478 | 1296.5623 | 1292.2882 | 1222.3389 | 1128.7341 | 1029.7452
2040-08-21 | 911.8674 | 839.1136 | 782.8575 | 760.5678 | 801.2344 | 923.9108 | 1080.2864 | 1075.2999 | 1070.536 | 982.5664 | 927.5413 | 886.2302 | 771.1574 | 749.4511 | 762.5805 | 868.1574 | 1063.5949 | 1207.2693 | 1251.4149 | 1263.0571 | 1275.2098 | 1220.1014 | 1103.1259 | 1028.3365
2040-08-22 | 888.3747 | 837.4617 | 784.3692 | 757.4531 | 790.8724 | 887.0761 | 1013.571 | 988.0962 | 1013.9839 | 957.7285 | 939.9232 | 880.1344 | 845.5785 | 792.3496 | 954.085 | 958.8423 | 1109.5434 | 1226.0536 | 1240.3432 | 1281.1266 | 1279.7613 | 1217.968 | 1135.4567 | 1044.5318
2040-08-23 | 970.0995 | 832.3779 | 778.6793 | 751.6518 | 786.3964 | 881.2485 | 1011.2027 | 1020.2914 | 1052.5296 | 1044.3783 | 1050.5816 | 1033.7019 | 1060.5062 | 1000.2594 | 1048.2428 | 1068.1649 | 1200.5667 | 1217.5903 | 1259.3186 | 1287.4536 | 1310.4672 | 1241.5853 | 1159.6413 | 1095.8261
2040-08-24 | 973.4263 | 882.4527 | 776.9513 | 745.9389 | 781.3758 | 900.7618 | 1049.3933 | 1112.3138 | 1136.3231 | 1042.8931 | 965.6969 | 972.304 | 946.7186 | 830.5611 | 906.127 | 1034.6296 | 1156.3812 | 1253.2099 | 1195.2662 | 1217.4764 | 1180.8183 | 1177.5018 | 1121.6031 | 1030.7266
2040-08-25 | 948.0581 | 861.7397 | 798.6506 | 769.0802 | 770.4984 | 835.6916 | 914.735 | 917.2076 | 968.3658 | 895.9886 | 847.7777 | 858.3849 | 793.9604 | 731.7196 | 775.9526 | 900.3724 | 1066.3124 | 1189.4466 | 1206.2669 | 1209.616 | 1166.8177 | 1167.7948 | 1128.2066 | 1040.4999
2040-08-26 | 921.0232 | 842.892 | 780.6021 | 752.9805 | 750.3977 | 801.128 | 842.2806 | 854.7738 | 912.9356 | 819.7806 | 735.1527 | 718.752 | 609.996 | 606.7175 | 759.776 | 908.2786 | 1081.7931 | 1151.2221 | 1228.1517 | 1216.9038 | 1212.9512 | 1191.0987 | 1108.4719 | 997.1888
2040-08-27 | 901.2626 | 816.4595 | 756.8369 | 746.8197 | 789.4426 | 923.3202 | 1061.4802 | 1063.6832 | 1094.666 | 1001.351 | 923.3926 | 908.9385 | 789.8835 | 827.3063 | 902.7198 | 978.7829 | 1126.9323 | 1215.3704 | 1279.4908 | 1290.4621 | 1281.3385 | 1216.4946 | 1115.1382 | 1019.0593
2040-08-28 | 899.583 | 824.0756 | 769.5885 | 748.1364 | 788.6216 | 908.9662 | 1065.8677 | 1064.3564 | 1038.3662 | 941.8723 | 897.0874 | 853.2509 | 811.0685 | 772.1451 | 790.3279 | 884.612 | 1093.3585 | 1225.9893 | 1240.1303 | 1250.0396 | 1255.307 | 1204.8216 | 1082.6641 | 1009.9182
2040-08-29 | 870.8166 | 824.7513 | 773.0637 | 747.3873 | 781.4306 | 860.7761 | 987.1993 | 943.0022 | 953.3369 | 873.2506 | 864.52 | 701.0524 | 709.0508 | 698.6469 | 857.4554 | 894.0987 | 1071.9922 | 1158.8167 | 1175.6774 | 1230.2285 | 1252.1322 | 1193.398 | 1108.1769 | 1018.3902
2040-08-30 | 966.544 | 830.1536 | 778.6152 | 752.0915 | 787.8445 | 871.5692 | 1001.622 | 968.8894 | 979.7372 | 913.7733 | 919.7551 | 835.8896 | 774.9801 | 746.0194 | 828.543 | 864.1474 | 1067.1397 | 1149.8484 | 1239.7296 | 1272.9085 | 1311.4543 | 1242.6828 | 1157.3081 | 1094.8486
2040-08-31 | 970.0848 | 875.7484 | 774.7655 | 747.7337 | 780.5265 | 896.8275 | 1034.1123 | 1064.2567 | 1068.3781 | 947.945 | 860.4917 | 803.3806 | 703.3884 | 692.5191 | 708.645 | 847.8239 | 992.1367 | 1098.6891 | 1134.2985 | 1201.6937 | 1171.7025 | 1176.9892 | 1119.2165 | 1030.9135
2040-09-01 | 915.2404 | 840.6315 | 787.3744 | 762.6498 | 764.2535 | 832.7776 | 914.5975 | 893.2883 | 919.0191 | 802.3783 | 741.7959 | 697.2284 | 649.2523 | 593.005 | 585.5298 | 685.8956 | 908.9726 | 1053.4193 | 1167.0617 | 1168.1797 | 1116.0848 | 1117.3948 | 1083.8703 | 1006.7391
2040-09-02 | 925.9876 | 852.2164 | 800.4283 | 772.7251 | 772.4705 | 832.9738 | 882.1591 | 874.3967 | 939.0041 | 822.69 | 774.3716 | 778.1268 | 654.4805 | 615.0446 | 657.508 | 777.5858 | 1006.2551 | 1143.105 | 1270.0961 | 1251.4075 | 1214.8734 | 1191.4737 | 1108.7947 | 1001.5428
2040-09-03 | 932.1379 | 854.3036 | 802.8724 | 776.9281 | 794.4926 | 871.1994 | 952.9123 | 951.9076 | 1060.0915 | 986.3642 | 973.4161 | 974.8118 | 984.7177 | 944.1571 | 834.0753 | 903.5022 | 1054.645 | 1147.6152 | 1248.0321 | 1215.4733 | 1228.1434 | 1187.9071 | 1096.626 | 1011.5053
2040-09-04 | 899.43 | 827.503 | 776.7163 | 762.3545 | 800.7478 | 923.0778 | 1083.5502 | 1063.0537 | 1048.9862 | 946.5479 | 910.4096 | 882.3034 | 799.3678 | 820.2275 | 805.6062 | 875.0855 | 1048.1957 | 1181.3 | 1246.0171 | 1227.2498 | 1239.308 | 1187.6814 | 1078.6794 | 1011.8695
2040-09-05 | 879.0491 | 839.681 | 794.939 | 768.4915 | 804.3676 | 890.3159 | 1017.7504 | 964.0681 | 961.9293 | 879.4756 | 882.2016 | 675.4547 | 708.7278 | 676.5192 | 808.596 | 868.4753 | 1026.2013 | 1140.938 | 1232.9734 | 1254.2297 | 1254.6906 | 1192.0658 | 1116.1434 | 1028.5154
2040-09-06 | 967.3308 | 835.0658 | 789.422 | 763.1509 | 799.7539 | 885.8002 | 1011.5583 | 959.3846 | 958.8172 | 876.6034 | 884.273 | 758.4337 | 721.7083 | 665.5514 | 738.3817 | 805.2017 | 1001.1876 | 1100.8615 | 1248.5973 | 1256.9855 | 1290.869 | 1216.7695 | 1141.5228 | 1081.0028
2040-09-07 | 977.8394 | 894.1085 | 799.2368 | 769.9557 | 801.1267 | 923.6278 | 1072.2159 | 1070.2331 | 1093.0245 | 965.8569 | 868.9238 | 833.1001 | 754.2876 | 767.9016 | 789.5791 | 915.4291 | 1047.8956 | 1160.9103 | 1212.4009 | 1219.3025 | 1175.3681 | 1170.1028 | 1119.5113 | 1038.4686
2040-09-08 | 925.8123 | 847.071 | 795.1009 | 767.6176 | 767.8209 | 835.6644 | 917.5747 | 889.5252 | 897.6665 | 792.1352 | 737.4621 | 652.4729 | 588.7282 | 540.3547 | 587.1616 | 757.7044 | 965.9019 | 1086.6785 | 1195.3515 | 1188.3387 | 1129.8087 | 1132.2903 | 1097.7381 | 1011.7674
2040-09-09 | 915.8165 | 843.0508 | 791.0733 | 763.7156 | 763.6876 | 823.9228 | 875.3055 | 872.3107 | 925.4671 | 796.0555 | 764.1145 | 722.8404 | 579.0046 | 581.4816 | 630.8124 | 771.9784 | 995.597 | 1145.579 | 1284.309 | 1249.1587 | 1218.2323 | 1189.128 | 1104.9524 | 994.6409
2040-09-10 | 884.9298 | 813.8979 | 763.3234 | 754.9014 | 796.0773 | 926.1928 | 1068.2443 | 1039.6478 | 1063.0365 | 924.4669 | 873.5298 | 808.8082 | 752.8321 | 749.9504 | 732.7215 | 856.2222 | 1061.7397 | 1174.0301 | 1286.2458 | 1262.3442 | 1258.8665 | 1192.2229 | 1095.1923 | 1001.9376
2040-09-11 | 903.1675 | 835.2361 | 786.3175 | 765.9251 | 805.3872 | 933.1914 | 1091.9202 | 1072.6737 | 1091.5472 | 954.9294 | 906.3909 | 916.6737 | 881.154 | 937.2086 | 932.6422 | 1032.0337 | 1164.5022 | 1250.0482 | 1261.3019 | 1237.6388 | 1239.4972 | 1193.7588 | 1080.8209 | 1013.0488
2040-09-12 | 882.1023 | 837.8313 | 792.8196 | 766.4873 | 802.296 | 895.1435 | 1030.9723 | 1009.205 | 1046.1123 | 978.6855 | 1006.0344 | 981.275 | 1029.5144 | 897.8902 | 983.711 | 1053.0593 | 1164.5188 | 1208.6594 | 1245.9805 | 1255.7922 | 1250.4139 | 1187.5775 | 1108.0714 | 1024.2836
2040-09-13 | 970.5058 | 837.9366 | 790.0887 | 764.0132 | 797.7651 | 892.6245 | 1025.0845 | 1004.3097 | 1054.2128 | 1024.4782 | 1038.738 | 1026.6508 | 1053.4953 | 955.7499 | 1007.9695 | 1015.8853 | 1164.9632 | 1179.2453 | 1269.3712 | 1267.1239 | 1286.9769 | 1215.889 | 1138.7744 | 1086.282
2040-09-14 | 961.9577 | 877.2846 | 778.6737 | 750.3341 | 786.8699 | 903.7262 | 1049.4055 | 1043.6039 | 1033.6526 | 928.5363 | 878.0684 | 884.4715 | 771.2071 | 755.5431 | 767.1527 | 899.989 | 1047.056 | 1179.3857 | 1184.4827 | 1192.7081 | 1142.3869 | 1141.1582 | 1085.8357 | 1006.5256
2040-09-15 | 932.5148 | 855.1519 | 804.079 | 774.5779 | 775.4166 | 846.1486 | 934.0536 | 961.3521 | 998.3486 | 916.558 | 822.3591 | 823.2099 | 755.7696 | 650.5109 | 696.9002 | 838.5008 | 1046.0263 | 1169.372 | 1241.7826 | 1213.0287 | 1155.5085 | 1154.3424 | 1114.6793 | 1029.243
2040-09-16 | 927.044 | 857.1838 | 804.8322 | 777.6065 | 777.9118 | 839.1242 | 888.9317 | 894.7386 | 965.5233 | 832.8149 | 775.0449 | 741.284 | 545.4566 | 547.2006 | 604.5524 | 729.7534 | 998.0408 | 1160.6414 | 1294.5763 | 1252.067 | 1226.9111 | 1202.7253 | 1121.3866 | 1016.5576
2040-09-17 | 901.0116 | 823.0987 | 771.9399 | 762.8133 | 804.2362 | 944.9945 | 1091.9145 | 1073.1558 | 1094.7213 | 978.7425 | 893.7088 | 856.4154 | 832.5376 | 813.5754 | 793.9903 | 901.8225 | 1105.7708 | 1216.7177 | 1294.3443 | 1273.4487 | 1262.5744 | 1202.0307 | 1107.2903 | 1018.7365
2040-09-18 | 901.9596 | 838.7117 | 791.1775 | 769.8569 | 809.8816 | 927.0089 | 1086.1341 | 1065.1917 | 1040.4517 | 885.3594 | 848.584 | 713.3492 | 659.077 | 676.7278 | 704.5081 | 825.6939 | 1041.8945 | 1177.2109 | 1246.8411 | 1228.6788 | 1241.1612 | 1194.043 | 1083.6518 | 1011.4897
2040-09-19 | 878.6109 | 833.1837 | 787.679 | 761.111 | 792.8092 | 881.9882 | 1015.8225 | 975.6826 | 1005.1051 | 922.9778 | 910.0221 | 798.5097 | 736.6996 | 701.1876 | 839.7741 | 875.4143 | 1022.5351 | 1153.6207 | 1239.4161 | 1254.8899 | 1246.2352 | 1184.4036 | 1101.998 | 1019.7336
2040-09-20 | 968.0495 | 837.1406 | 790.0321 | 763.634 | 800.7401 | 896.1841 | 1024.6413 | 1001.5795 | 1021.6168 | 928.711 | 922.07 | 833.5203 | 727.9359 | 689.9645 | 772.8472 | 857.7803 | 1069.7649 | 1157.5894 | 1273.6814 | 1281.6558 | 1295.5289 | 1218.5294 | 1146.9441 | 1088.0236
2040-09-21 | 983.6917 | 900.0463 | 803.7688 | 774.6931 | 806.2227 | 937.3766 | 1083.287 | 1076.7304 | 1102.1491 | 996.4849 | 920.988 | 918.0606 | 786.9911 | 779.1832 | 756.7252 | 895.4842 | 1090.9611 | 1236.0871 | 1235.3582 | 1233.6136 | 1184.2058 | 1178.8068 | 1128.9285 | 1044.8292
2040-09-22 | 924.8256 | 851.31 | 798.9406 | 771.2464 | 772.0211 | 840.2489 | 926.7448 | 951.8994 | 954.1435 | 854.7415 | 791.8457 | 731.4381 | 605.2854 | 569.493 | 603.6645 | 767.6679 | 968.3102 | 1132.1669 | 1217.1873 | 1187.0655 | 1141.0099 | 1141.5928 | 1106.1414 | 1025.0851
2040-09-23 | 929.0401 | 855.4435 | 797.5038 | 771.2337 | 770.8496 | 831.1095 | 886.46 | 884.6115 | 935.4826 | 765.1237 | 736.1884 | 668.8408 | 563.3011 | 577.9987 | 663.444 | 798.6996 | 1053.1454 | 1178.6009 | 1295.7843 | 1250.9375 | 1220.9532 | 1190.2773 | 1112.4831 | 1009.197
2040-09-24 | 902.1647 | 828.1 | 778.0894 | 767.8365 | 809.9328 | 940.7089 | 1094.3405 | 1073.8017 | 1080.7763 | 945.8659 | 874.7751 | 774.9958 | 698.2468 | 710.7441 | 709.4093 | 829.2091 | 1071.0887 | 1203.1742 | 1295.4618 | 1269.1647 | 1270.0088 | 1202.6976 | 1113.3367 | 1019.6904
2040-09-25 | 929.9127 | 859.3817 | 811.9074 | 789.2026 | 823.4002 | 952.0463 | 1110.4411 | 1110.4456 | 1097.6354 | 991.3675 | 912.7466 | 868.3458 | 759.8879 | 769.5259 | 786.6585 | 909.5744 | 1106.689 | 1217.9097 | 1271.0964 | 1251.4246 | 1262.7226 | 1216.8069 | 1105.0262 | 1037.2648
2040-09-26 | 897.1087 | 852.1303 | 808.3485 | 781.8274 | 815.946 | 914.5296 | 1044.7385 | 1006.5762 | 1025.6959 | 976.5843 | 987.1471 | 944.1545 | 889.9007 | 826.6007 | 954.3643 | 945.1086 | 1108.9942 | 1215.7089 | 1240.4274 | 1264.8153 | 1266.9005 | 1206.2698 | 1130.6663 | 1044.8565
2040-09-27 | 971.3694 | 840.2169 | 795.4692 | 769.3253 | 799.0924 | 888.5499 | 1017.9607 | 999.6004 | 1022.5591 | 978.1829 | 1002.6504 | 974.5808 | 937.0563 | 850.1856 | 962.2385 | 989.3938 | 1149.2613 | 1186.4422 | 1254.4604 | 1259.946 | 1290.8558 | 1219.4732 | 1138.5631 | 1078.5172
2040-09-28 | 972.2885 | 886.7782 | 790.0644 | 759.6042 | 791.6294 | 908.4856 | 1046.0994 | 1053.8393 | 1063.1423 | 932.9162 | 849.1027 | 829.6811 | 729.4042 | 684.4698 | 718.4678 | 891.9335 | 1060.4064 | 1175.8023 | 1185.3847 | 1200.281 | 1156.9122 | 1151.1089 | 1100.2425 | 1015.2927
2040-09-29 | 934.6374 | 856.9824 | 803.1845 | 775.255 | 775.3208 | 844.8224 | 934.428 | 929.0811 | 946.4477 | 852.712 | 802.5639 | 748.9189 | 643.1399 | 660.6626 | 712.5767 | 866.6994 | 1050.8702 | 1179.741 | 1231.9846 | 1202.3455 | 1150.8239 | 1149.4396 | 1110.0515 | 1030.3744
2040-09-30 | 907.0965 | 837.4798 | 779.155 | 754.1354 | 751.0882 | 804.9681 | 854.0678 | 838.522 | 882.7872 | 731.1287 | 698.2123 | 660.8275 | 561.146 | 555.7442 | 582.1774 | 740.9757 | 1003.0558 | 1142.7754 | 1251.4071 | 1220.2224 | 1207.4196 | 1178.5992 | 1090.8017 | 988.6571
2040-10-01 | 852.2295 | 775.5583 | 723.5203 | 712.1838 | 740.8303 | 871.5599 | 1001.095 | 1005.6507 | 1018.7531 | 909.1759 | 845.0934 | 812.7712 | 686.2331 | 700.1132 | 755.6845 | 875.2966 | 1060.1977 | 1177.0059 | 1266.0692 | 1206.9535 | 1214.9813 | 1150.3183 | 1055.4971 | 958.1465
2040-10-02 | 855.271 | 791.3953 | 743.7539 | 722.482 | 751.6195 | 875.185 | 1021.6792 | 1005.9478 | 1005.5042 | 884.2422 | 859.188 | 872.0409 | 754.504 | 802.4804 | 810.681 | 915.5238 | 1076.8322 | 1206.1725 | 1241.9699 | 1191.4749 | 1201.7757 | 1158.0572 | 1044.9595 | 960.952
2040-10-03 | 836.5454 | 790.1567 | 745.6492 | 717.7226 | 743.6563 | 828.8615 | 940.5403 | 918.0689 | 936.1384 | 882.8594 | 907.9574 | 876.7368 | 803.8164 | 767.5905 | 864.5372 | 877.2322 | 1061.0346 | 1188.0233 | 1227.7179 | 1207.4028 | 1204.9413 | 1143.7269 | 1063.1318 | 971.1803
2040-10-04 | 913.0948 | 786.3544 | 739.2693 | 712.6799 | 737.6219 | 816.3551 | 935.5566 | 927.3235 | 943.9746 | 868.5125 | 877.5859 | 885.3424 | 773.727 | 795.1685 | 899.0533 | 969.1765 | 1110.4039 | 1167.7168 | 1246.0627 | 1211.4048 | 1242.9139 | 1171.2366 | 1088.4582 | 1019.7708
2040-10-05 | 913.1325 | 833.7239 | 736.4674 | 706.4523 | 728.0382 | 837.663 | 971.437 | 1000.7026 | 999.6719 | 914.9826 | 844.9237 | 872.0465 | 750.2497 | 737.6742 | 781.6217 | 931.7952 | 1067.9965 | 1203.9327 | 1189.6766 | 1153.9382 | 1114.8247 | 1111.0279 | 1054.8751 | 958.2515
2040-10-06 | 868.8109 | 792.2985 | 738.2739 | 710.0779 | 700.2506 | 757.8559 | 829.9175 | 828.9559 | 870.659 | 833.9443 | 792.261 | 811.351 | 722.6327 | 639.9258 | 683.1021 | 831.6672 | 1003.9068 | 1145.5066 | 1191.5936 | 1132.6322 | 1098.6485 | 1097.3277 | 1053.1471 | 965.0568
2040-10-07 | 861.0869 | 793.717 | 737.1044 | 709.8144 | 699.2917 | 748.8538 | 787.9281 | 803.5171 | 848.8193 | 729.3313 | 693.419 | 717.5538 | 579.5241 | 604.4892 | 687.1871 | 831.1435 | 1026.8129 | 1142.2517 | 1247.6935 | 1177.1666 | 1154.3232 | 1134.8875 | 1048.4612 | 944.1998
2040-10-08 | 850.0159 | 773.1812 | 723.4482 | 716.1711 | 753.2697 | 907.9394 | 1044.0123 | 1034.2053 | 1022.3185 | 890.2461 | 831.8324 | 770.9716 | 749.2353 | 821.548 | 867.9539 | 996.9985 | 1143.1324 | 1248.6265 | 1294.9347 | 1232.0266 | 1234.4097 | 1164.0043 | 1075.1485 | 977.291
2040-10-09 | 862.2665 | 794.2048 | 745.1976 | 721.3233 | 747.6675 | 861.8629 | 1014.1271 | 1015.825 | 1010.4287 | 869.5242 | 823.4014 | 760.4649 | 675.2131 | 704.6992 | 742.6647 | 886.4612 | 1102.8844 | 1238.0831 | 1252.9041 | 1192.378 | 1203.2131 | 1152.3897 | 1040.6302 | 964.3227
2040-10-10 | 834.3562 | 787.5827 | 742.0867 | 714.3416 | 738.3128 | 831.552 | 949.0372 | 929.6209 | 944.1594 | 885.4893 | 885.4597 | 841.4814 | 777.0241 | 752.4079 | 884.9355 | 915.2508 | 1101.9429 | 1220.2706 | 1239.7677 | 1217.7108 | 1210.2602 | 1148.4482 | 1067.6363 | 979.8525
2040-10-11 | 926.4648 | 797.4972 | 749.541 | 721.6092 | 746.1906 | 841.7056 | 962.1453 | 948.3254 | 960.0709 | 890.2168 | 903.522 | 873.1855 | 788.9148 | 792.0685 | 853.3768 | 941.7794 | 1138.0385 | 1210.1241 | 1271.5974 | 1231.9514 | 1256.6886 | 1184.4754 | 1105.2506 | 1042.2099
2040-10-12 | 934.0644 | 850.8148 | 753.1494 | 722.7117 | 746.5283 | 873.9031 | 1009.2623 | 1030.9428 | 1038.1277 | 952.9992 | 883.0568 | 915.7695 | 854.9539 | 886.1312 | 919.1149 | 1034.6012 | 1180.8419 | 1260.6241 | 1222.0202 | 1182.449 | 1133.1339 | 1130.1552 | 1077.9656 | 989.3657
2040-10-13 | 868.3101 | 797.3437 | 741.7878 | 712.474 | 702.5923 | 761.0363 | 834.3147 | 868.8587 | 906.057 | 852.5325 | 792.7368 | 806.0597 | 848.7717 | 685.1225 | 710.524 | 812.5397 | 1007.0488 | 1144.5931 | 1179.2279 | 1126.5115 | 1083.3541 | 1089.3995 | 1047.6763 | 966.4891
2040-10-14 | 872.5675 | 801.09 | 744.0814 | 716.0098 | 705.1262 | 756.5864 | 800.3301 | 817.8011 | 868.9069 | 745.2564 | 728.7503 | 765.1059 | 652.9483 | 657.9413 | 759.7824 | 906.5846 | 1085.2493 | 1194.3156 | 1263.5669 | 1191.6464 | 1169.9987 | 1137.8016 | 1053.5566 | 946.9147
2040-10-15 | 858.7869 | 782.6223 | 731.1602 | 718.5449 | 746.8656 | 874.0442 | 1012.5917 | 1071.9406 | 1127.7886 | 1011.8566 | 934.4971 | 916.1611 | 919.7713 | 867.0694 | 876.9143 | 1006.0179 | 1195.1152 | 1265.0031 | 1298.6258 | 1224.8489 | 1227.0981 | 1166.2836 | 1067.615 | 976.0348
2040-10-16 | 866.0873 | 796.7118 | 747.4086 | 723.2817 | 749.9132 | 870.2902 | 1019.152 | 1029.5415 | 1026.4571 | 896.5893 | 845.0796 | 849.3476 | 759.0043 | 779.4355 | 816.0251 | 943.8309 | 1150.3236 | 1257.775 | 1253.2646 | 1189.2544 | 1199.4689 | 1153.5045 | 1043.6861 | 969.8405
2040-10-17 | 839.8054 | 792.9552 | 748.2941 | 720.6934 | 746.2216 | 836.9838 | 956.885 | 953.276 | 974.9858 | 943.7089 | 934.8375 | 865.0812 | 813.4783 | 791.0559 | 917.8917 | 976.5647 | 1127.6896 | 1243.9271 | 1242.099 | 1219.5543 | 1213.7244 | 1151.9385 | 1072.7444 | 985.3178
2040-10-18 | 918.1804 | 786.9042 | 739.0553 | 711.7918 | 736.0309 | 824.6449 | 945.0578 | 941.1011 | 951.4839 | 907.2442 | 938.0286 | 910.5051 | 797.8801 | 794.2621 | 825.9609 | 868.4071 | 1086.2471 | 1169.2808 | 1241.871 | 1208.8113 | 1239.1031 | 1172.6362 | 1086.4499 | 1025.7202
2040-10-19 | 907.9938 | 825.292 | 727.5196 | 698.7387 | 721.9609 | 837.9614 | 972.784 | 983.8882 | 986.5806 | 889.747 | 842.0694 | 855.2477 | 719.5136 | 732.6821 | 796.136 | 963.5773 | 1093.3493 | 1201.8808 | 1169.1787 | 1142.1141 | 1094.9906 | 1092.5209 | 1033.495 | 948.9739
2040-10-20 | 880.8833 | 808.3065 | 753.2271 | 722.845 | 712.6484 | 773.8348 | 850.5398 | 910.1311 | 924.9899 | 850.9198 | 804.5778 | 779.7776 | 658.9035 | 612.4907 | 688.8782 | 836.0383 | 1037.0668 | 1174.7246 | 1200.1569 | 1142.5466 | 1106.6161 | 1100.5762 | 1055.7006 | 972.7958
2040-10-21 | 868.1052 | 798.4031 | 741.5122 | 713.5125 | 702.7581 | 753.4098 | 797.2512 | 815.0175 | 865.6884 | 735.2472 | 687.1905 | 667.6414 | 551.6915 | 550.792 | 639.1355 | 817.6964 | 1046.1305 | 1185.4494 | 1257.6551 | 1185.5597 | 1160.5034 | 1137.4259 | 1047.0876 | 938.3861
2040-10-22 | 844.0608 | 767.3423 | 714.936 | 703.4713 | 732.1803 | 862.2276 | 996.4435 | 1006.2618 | 1009.6894 | 877.0169 | 817.8466 | 775.3795 | 708.2019 | 758.3364 | 782.1566 | 934.1381 | 1108.8116 | 1235.6502 | 1265.6789 | 1205.2125 | 1201.5329 | 1137.5093 | 1043.5988 | 952.5686
2040-10-23 | 847.3201 | 781.4096 | 735.4156 | 711.5898 | 737.9132 | 852.7559 | 1006.5434 | 1012.2771 | 1017.4574 | 932.9792 | 925.5451 | 953.701 | 953.7371 | 873.7442 | 889.393 | 991.7587 | 1175.2079 | 1289.0903 | 1261.1616 | 1183.6548 | 1189.1998 | 1135.9663 | 1027.9661 | 949.8943
2040-10-24 | 823.4815 | 778.178 | 733.4965 | 706.6575 | 731.474 | 814.3773 | 937.2851 | 923.8963 | 937.6123 | 878.0487 | 865.6549 | 846.2908 | 779.949 | 761.744 | 955.0367 | 1015.3121 | 1145.6195 | 1252.5261 | 1245.3204 | 1213.3392 | 1196.5027 | 1128.117 | 1047.7854 | 957.7671
2040-10-25 | 902.9004 | 773.1771 | 725.7383 | 697.4844 | 721.9318 | 810.0344 | 933.8515 | 917.7573 | 920.9319 | 846.6699 | 840.3405 | 868.2066 | 794.4125 | 835.4717 | 892.3775 | 980.3507 | 1127.1657 | 1193.7321 | 1239.7239 | 1202.2063 | 1229.5319 | 1151.7812 | 1071.0707 | 1009.7185
2040-10-26 | 910.4628 | 827.3048 | 730.5279 | 701.9829 | 726.2152 | 844.3879 | 982.9141 | 990.0632 | 980.4662 | 874.3421 | 808.9628 | 810.9525 | 703.7944 | 737.0017 | 771.7758 | 953.763 | 1119.6604 | 1222.3152 | 1176.5475 | 1147.1924 | 1099.8265 | 1090.7834 | 1036.0354 | 952.5213
2040-10-27 | 853.9741 | 781.1511 | 723.8992 | 695.6702 | 685.1003 | 740.443 | 815.7785 | 836.4411 | 857.2848 | 780.7388 | 720.9942 | 728.3785 | 652.8775 | 606.0854 | 674.558 | 840.5579 | 1028.1306 | 1143.4218 | 1152.008 | 1107.034 | 1058.9617 | 1059.1496 | 1015.5844 | 932.1673
2040-10-28 | 851.3531 | 781.4687 | 724.2431 | 697.6058 | 686.4007 | 736.9827 | 784.8455 | 815.9928 | 860.554 | 747.9818 | 691.3982 | 684.4448 | 648.3294 | 661.7629 | 785.0767 | 917.7251 | 1094.5651 | 1183.3332 | 1229.0784 | 1158.885 | 1141.2418 | 1113.7146 | 1030.3792 | 921.0402
2040-10-29 | 840.9634 | 766.2726 | 717.4552 | 705.2101 | 733.5026 | 860.6403 | 1000.5131 | 1030.0842 | 1071.7778 | 980.5105 | 956.7843 | 956.0914 | 964.4626 | 850.9365 | 877.6945 | 1005.952 | 1194.5848 | 1285.7865 | 1295.3687 | 1217.9068 | 1207.8575 | 1140.4437 | 1046.6563 | 948.7557
2040-10-30 | 839.9858 | 781.8902 | 732.3513 | 712.9473 | 744.5172 | 891.5395 | 1008.4084 | 1036.7379 | 1021.7844 | 930.872 | 900.4833 | 897.385 | 869.2225 | 824.189 | 850.8015 | 986.1699 | 1165.2012 | 1244.5709 | 1218.214 | 1170.8742 | 1141.5187 | 1112.3229 | 1010.5129 | 934.0525
2040-10-31 | 821.0558 | 781.7899 | 736.8763 | 711.4003 | 739.0994 | 853.4104 | 947.8529 | 965.0936 | 1002.4354 | 939.4924 | 936.0597 | 852.8898 | 875.4912 | 778.0931 | 918.8523 | 944.7183 | 1100.9393 | 1228.0477 | 1219.4665 | 1210.5351 | 1168.2967 | 1111.3304 | 1045.3086 | 960.1607
2040-11-01 | 882.512 | 752.078 | 708.8431 | 680.8895 | 720.6805 | 848.5532 | 954.0147 | 936.4626 | 936.1756 | 875.8536 | 887.3883 | 878.3882 | 778.6677 | 745.7953 | 824.7486 | 946.456 | 1111.4589 | 1188.2809 | 1245.1225 | 1181.7773 | 1172.8897 | 1110.01 | 1046.5525 | 991.4711
2040-11-02 | 897.2223 | 814.6712 | 721.7257 | 691.1998 | 730.6981 | 895.9517 | 1018.1938 | 1060.8624 | 1021.1352 | 886.4223 | 817.6443 | 820.3386 | 681.5717 | 664.0782 | 732.9624 | 921.5837 | 1103.3972 | 1234.1843 | 1190.0355 | 1134.0543 | 1053.6968 | 1057.7205 | 1022.5946 | 944.7861
2040-11-03 | 835.5887 | 757.1242 | 705.3664 | 672.7345 | 670.9796 | 744.9937 | 829.6673 | 833.9114 | 850.4551 | 768.3795 | 719.059 | 711.0245 | 590.3182 | 519.0293 | 604.8715 | 806.0152 | 1002.6922 | 1141.786 | 1158.9611 | 1085.2297 | 1033.9218 | 1037.1063 | 999.6926 | 922.1676
2040-11-04 | 839.7979 | 764.5467 | 710.1114 | 682.0224 | 683.2986 | 761.5795 | 810.9269 | 855.6291 | 892.5444 | 779.3222 | 719.4629 | 728.2479 | 626.7175 | 566.842 | 665.9502 | 827.4961 | 1043.9135 | 1163.3304 | 1212.7535 | 1147.2314 | 1113.321 | 1090.1417 | 1008.99 | 912.8301
2040-11-05 | 802.4243 | 730.4911 | 680.5509 | 669.4547 | 712.2514 | 884.9185 | 985.5916 | 1028.4816 | 1050.1374 | 959.5237 | 888.6631 | 864.4197 | 823.7263 | 709.4195 | 737.1758 | 866.4675 | 1075.3497 | 1199.9034 | 1230.1694 | 1149.4346 | 1109.923 | 1068.3276 | 994.6975 | 907.2863
2040-11-06 | 854.7185 | 785.8853 | 735.2387 | 694.4938 | 714.0059 | 796.7104 | 847.5226 | 859.9456 | 897.1753 | 803.6263 | 762.5452 | 748.8242 | 602.6789 | 614.0345 | 646.6398 | 814.2997 | 1029.5152 | 1193.3896 | 1174.0155 | 1080.2328 | 1064.5529 | 1053.0986 | 958.1865 | 905.4857
2040-11-07 | 788.5769 | 735.0983 | 688.2803 | 667.2142 | 707.7227 | 834.3496 | 934.7818 | 935.5214 | 952.8928 | 921.7741 | 967.0286 | 925.0528 | 975.3928 | 879.1299 | 1002.3817 | 988.6457 | 1111.2958 | 1206.2586 | 1198.3938 | 1159.7633 | 1113.9794 | 1067.2629 | 1006.8592 | 928.0878
2040-11-08 | 874.8183 | 739.4184 | 693.3076 | 667.0688 | 705.4833 | 828.2603 | 927.209 | 919.2991 | 910.3875 | 801.2095 | 816.4274 | 795.3651 | 703.7995 | 661.1354 | 776.6357 | 874.5429 | 1062.5444 | 1145.5286 | 1201.4391 | 1153.0112 | 1132.5742 | 1065.9003 | 1011.6385 | 958.2012
2040-11-09 | 856.2633 | 771.1244 | 675.1212 | 647.4633 | 685.5604 | 842.1281 | 953.2139 | 978.7562 | 936.5577 | 805.8627 | 741.1557 | 715.689 | 600.1476 | 590.2895 | 700.8116 | 902.1092 | 1065.7199 | 1157.8585 | 1120.0646 | 1072.191 | 985.5583 | 999.0653 | 961.7289 | 882.8141
2040-11-10 | 818.2818 | 737.9144 | 682.4931 | 654.6555 | 656.144 | 737.3854 | 816.7849 | 857.687 | 884.1678 | 805.471 | 735.8203 | 726.8851 | 734.1162 | 583.6085 | 634.1345 | 776.8255 | 965.3469 | 1095.9697 | 1090.9481 | 1057.5417 | 1001.9707 | 997.5783 | 962.563 | 893.8381
2040-11-11 | 797.442 | 722.4575 | 665.3022 | 639.7015 | 640.534 | 710.5648 | 746.002 | 800.9149 | 816.3446 | 699.1805 | 654.25 | 665.2061 | 665.8329 | 571.7051 | 682.8702 | 805.168 | 991.006 | 1093.7356 | 1145.4847 | 1093.3141 | 1063.5434 | 1035.6952 | 955.8718 | 857.8747
2040-11-12 | 832.5476 | 756.5139 | 702.3123 | 674.0047 | 687.3776 | 779.8934 | 813.0501 | 837.3829 | 900.8326 | 806.063 | 781.9932 | 745.2371 | 651.8677 | 643.2326 | 662.5207 | 822.4741 | 1030.2416 | 1159.9036 | 1175.3344 | 1081.6127 | 1061.4383 | 1038.0011 | 957.8745 | 897.0655
2040-11-13 | 806.0316 | 736.9009 | 687.978 | 667.1502 | 707.7474 | 865.9902 | 991.9746 | 1019.7608 | 998.4904 | 875.1985 | 800.7321 | 783.5222 | 690.4007 | 688.7975 | 721.8837 | 857.2147 | 1049.3304 | 1194.9156 | 1186.6704 | 1111.8496 | 1086.1197 | 1053.2717 | 957.8605 | 897.4787
2040-11-14 | 790.7519 | 741.5848 | 698.0612 | 669.6866 | 705.6894 | 832.0855 | 926.7275 | 934.5743 | 932.938 | 833.3085 | 820.6421 | 747.6511 | 674.4989 | 600.6818 | 770.436 | 878.3087 | 1064.1516 | 1165.1789 | 1173.0792 | 1142.5995 | 1098.6961 | 1056.9562 | 995.7664 | 916.258
2040-11-15 | 876.1834 | 736.7073 | 697.339 | 670.6363 | 710.7455 | 833.5066 | 945.7187 | 963.3697 | 952.0722 | 879.7558 | 884.0331 | 885.1663 | 814.4843 | 737.77 | 881.1364 | 940.382 | 1105.525 | 1165.7426 | 1213.5835 | 1184.9909 | 1165.6414 | 1085.618 | 1027.1495 | 974.0698
2040-11-16 | 868.815 | 785.0766 | 690.6828 | 662.069 | 701.7054 | 862.3185 | 968.9106 | 1015.4549 | 983.6241 | 876.8939 | 827.2564 | 862.1399 | 832.3659 | 755.5146 | 816.3201 | 997.2157 | 1123.5375 | 1196.0029 | 1150.579 | 1107.5425 | 1018.8404 | 1011.5593 | 990.1858 | 904.4891
2040-11-17 | 821.4781 | 745.427 | 690.5541 | 661.4221 | 663.0562 | 745.976 | 815.9132 | 881.2754 | 867.1491 | 800.7081 | 773.8077 | 772.4646 | 810.8997 | 710.4288 | 736.6301 | 852.01 | 1025.4498 | 1124.5369 | 1114.6697 | 1072.6724 | 1019.774 | 1016.3799 | 984.7418 | 906.96
2040-11-18 | 823.8881 | 748.4818 | 693.0578 | 665.711 | 667.3719 | 742.4307 | 779.2245 | 854.8686 | 898.4299 | 752.2364 | 673.5635 | 664.4611 | 621.5106 | 540.4492 | 679.1304 | 858.0508 | 1052.4226 | 1161.2169 | 1203.6196 | 1144.5379 | 1111.5287 | 1082.9895 | 998.251 | 897.9759
2040-11-19 | 804.3493 | 725.5104 | 676.8783 | 666.3402 | 707.6208 | 880.4123 | 988.4077 | 1039.102 | 1057.1641 | 955.5076 | 886.9505 | 879.6906 | 909.5463 | 827.1898 | 887.351 | 983.1359 | 1141.2901 | 1213.9361 | 1232.0747 | 1152.812 | 1120.1372 | 1070.2137 | 999.524 | 909.3799
2040-11-20 | 827.4555 | 759.6151 | 711.664 | 688.7847 | 728.0468 | 887.6139 | 1027.5987 | 1092.5194 | 1081.716 | 935.3389 | 933.9895 | 958.8978 | 985.407 | 930.2599 | 947.4507 | 1040.7811 | 1188.3408 | 1260.5361 | 1218.6555 | 1139.4422 | 1110.5736 | 1078.6592 | 982.7664 | 923.8973
2040-11-21 | 798.3876 | 750.5333 | 705.5616 | 677.7155 | 713.7815 | 840.4742 | 940.337 | 975.6953 | 1006.2978 | 958.6259 | 984.4511 | 946.9289 | 1005.3083 | 918.3999 | 954.9003 | 992.2337 | 1124.9566 | 1193.8841 | 1183.6965 | 1147.2548 | 1110.9687 | 1065.0371 | 1004.4787 | 923.3693
2040-11-22 | 876.2524 | 741.1835 | 696.2376 | 669.9242 | 701.9217 | 831.0674 | 945.4841 | 979.1556 | 1002.5246 | 945.6558 | 944.6827 | 952.7655 | 966.9566 | 911.4733 | 970.4357 | 979.6631 | 1128.4036 | 1162.5674 | 1223.3148 | 1176.6323 | 1156.605 | 1099.0916 | 1029.4816 | 968.7545
2040-11-23 | 859.9223 | 771.1099 | 673.0671 | 651.869 | 694.0021 | 846.9175 | 957.1787 | 1025.5381 | 1045.9445 | 946.458 | 840.7498 | 834.453 | 841.4442 | 800.9678 | 804.0757 | 952.7245 | 1089.2571 | 1168.7312 | 1112.7014 | 1071.2033 | 989.3752 | 1004.9581 | 974.736 | 893.7218
2040-11-24 | 804.658 | 725.5017 | 669.3802 | 642.2909 | 643.9751 | 722.4871 | 788.954 | 867.5194 | 880.0809 | 795.261 | 729.4453 | 743.1109 | 795.0009 | 748.9945 | 692.1791 | 841.4474 | 1008.2548 | 1102.6545 | 1089.0187 | 1061.569 | 1003.8593 | 1004.7472 | 963.5455 | 886.8812
2040-11-25 | 794.33 | 720.245 | 664.636 | 639.6817 | 640.523 | 707.6372 | 739.0983 | 812.9936 | 839.4309 | 708.1 | 657.5458 | 673.6111 | 710.412 | 621.346 | 660.5004 | 796.4599 | 1003.9614 | 1096.8772 | 1145.3395 | 1084.4538 | 1051.3791 | 1023.7606 | 945.5815 | 848.0921
2040-11-26 | 792.1986 | 717.3188 | 665.1662 | 655.8201 | 696.9597 | 863.5148 | 986.5093 | 1045.949 | 1063.7641 | 951.661 | 864.7092 | 883.0267 | 916.9855 | 802.1363 | 826.0235 | 946.5574 | 1102.7425 | 1190.206 | 1207.0576 | 1132.8662 | 1092.5102 | 1037.3921 | 958.9404 | 884.8191
2040-11-27 | 803.8835 | 734.7031 | 687.5074 | 668.398 | 709.1754 | 870.3399 | 998.8343 | 1062.5397 | 1054.2603 | 942.9763 | 904.4645 | 903.1637 | 921.822 | 874.0181 | 868.4361 | 958.7694 | 1121.1332 | 1205.71 | 1174.8183 | 1109.6645 | 1077.0577 | 1038.2111 | 949.726 | 889.0243
2040-11-28 | 778.7199 | 726.6808 | 685.9523 | 660.9258 | 699.8 | 822.7552 | 914.5259 | 943.9295 | 956.1873 | 911.1227 | 932.9298 | 887.2993 | 912.7968 | 740.9419 | 902.1064 | 936.6493 | 1076.4695 | 1162.0401 | 1157.1627 | 1128.3035 | 1087.7683 | 1039.8071 | 978.81 | 901.1981
2040-11-29 | 893.7754 | 762.4171 | 712.1317 | 668.8291 | 685.209 | 728.7957 | 748.5919 | 779.3145 | 836.9959 | 797.9702 | 823.9589 | 802.2443 | 764.8173 | 683.7625 | 789.6825 | 888.2239 | 1047.2019 | 1101.6019 | 1137.7947 | 1078.9263 | 1079.166 | 1048.6502 | 986.6763 | 952.0063
2040-11-30 | 863.4214 | 777.5663 | 683.0406 | 655.9747 | 694.8828 | 850.0611 | 966.0556 | 1046.1228 | 1061.4641 | 977.0828 | 909.0146 | 904.6096 | 932.4354 | 929.5669 | 915.5822 | 946.6424 | 1091.0341 | 1173.7457 | 1120.211 | 1080.1661 | 994.8684 | 1014.9948 | 980.6452 | 901.5254
2040-12-01 | 794.6832 | 716.8183 | 660.6126 | 630.3127 | 631.0705 | 692.6942 | 744.4365 | 806.2487 | 795.4094 | 746.3009 | 695.5527 | 674.863 | 680.9375 | 607.7722 | 567.9303 | 713.1804 | 886.5475 | 1020.7149 | 1030.4007 | 1011.1931 | 974.9673 | 976.6633 | 947.8056 | 879.6516
2040-12-02 | 783.4226 | 710.9128 | 653.4418 | 626.6299 | 626.6873 | 677.4265 | 698.6622 | 782.4231 | 813.2215 | 711.7433 | 654.9221 | 641.3228 | 669.6822 | 646.1654 | 689.7054 | 705.612 | 893.088 | 1016.746 | 1074.3725 | 1043.2754 | 1046.4467 | 1016.302 | 950.191 | 856.6154
2040-12-03 | 770.5503 | 690.8855 | 642.127 | 631.0005 | 671.6486 | 814.9975 | 899.3732 | 941.6743 | 953.058 | 827.4136 | 720.9152 | 707.4764 | 655.0456 | 646.6985 | 696.665 | 844.5648 | 983.1539 | 1098.6983 | 1128.8798 | 1076.2913 | 1065.6716 | 1022.3585 | 955.2651 | 883.8605
2040-12-04 | 783.6763 | 716.806 | 668.1097 | 645.9702 | 683.1214 | 816.7125 | 928.4086 | 986.4787 | 962.3023 | 851.6036 | 796.2903 | 796.0536 | 790.1147 | 726.255 | 740.0334 | 839.9839 | 1004.3822 | 1097.5888 | 1091.2569 | 1041.0678 | 1038.8043 | 1025.5247 | 948.9289 | 888.0447
2040-12-05 | 771.9605 | 724.1024 | 678.8316 | 649.4148 | 685.4149 | 786.1596 | 869.61 | 900.1026 | 901.1349 | 806.5392 | 790.162 | 736.0618 | 703.3307 | 606.3508 | 757.687 | 784.0254 | 958.9569 | 1078.1699 | 1083.5897 | 1072.2563 | 1059.7202 | 1031.194 | 981.0321 | 914.9483
2040-12-06 | 843.1178 | 710.9012 | 663.0922 | 635.343 | 670.6736 | 768.3839 | 840.475 | 876.1621 | 857.2186 | 786.7265 | 736.2218 | 734.8649 | 665.5271 | 599.8463 | 704.7357 | 778.6275 | 959.6066 | 1028.7485 | 1093.9134 | 1066.0521 | 1079.556 | 1033.8407 | 980.8835 | 943.2091
2040-12-07 | 840.0737 | 756.0932 | 659.8607 | 629.328 | 664.7645 | 794.1784 | 876.7684 | 953.6897 | 931.2041 | 829.0687 | 719.4232 | 730.2739 | 749.039 | 640.8052 | 702.7607 | 840.9291 | 980.8042 | 1076.6579 | 1041.0986 | 1022.9263 | 959.7151 | 985.6213 | 961.6679 | 889.2416
2040-12-08 | 799.4105 | 722.2367 | 666.5075 | 636.3924 | 637.0039 | 696.8189 | 749.8317 | 831.0077 | 845.5293 | 793.1661 | 723.6368 | 738.8956 | 739.2282 | 723.9857 | 731.5053 | 795.5418 | 923.974 | 1024.86 | 1025.8861 | 1017.397 | 999.3183 | 996.9503 | 964.995 | 887.9037
2040-12-09 | 796.3737 | 724.1423 | 668.4458 | 640.5715 | 640.6584 | 697.4166 | 717.4435 | 800.0544 | 821.7882 | 716.8025 | 654.6637 | 651.5263 | 673.5685 | 636.8725 | 669.3837 | 782.7382 | 974.1465 | 1069.2135 | 1116.7225 | 1064.4887 | 1066.7067 | 1045.1915 | 972.6663 | 877.5908
2040-12-10 | 786.0343 | 710.4357 | 659.7778 | 647.4187 | 688.9485 | 835.7114 | 931.9831 | 994.0316 | 997.7862 | 888.5588 | 797.86 | 801.3523 | 829.6032 | 740.312 | 771.4273 | 860.0832 | 1011.0496 | 1113.3079 | 1140.45 | 1086.6808 | 1074.0793 | 1043.6629 | 983.2211 | 905.4026
2040-12-11 | 803.746 | 735.405 | 686.8407 | 662.5347 | 699.755 | 836.4393 | 948.4367 | 1010.2092 | 982.2449 | 891.1101 | 828.1031 | 824.0554 | 830.1751 | 705.0208 | 746.0284 | 894.0195 | 1082.5651 | 1173.7717 | 1153.3757 | 1093.2958 | 1081.3302 | 1055.4254 | 969.5383 | 925.6644
2040-12-12 | 776.0652 | 725.6068 | 679.2778 | 649.7948 | 685.6045 | 785.7867 | 869.8087 | 914.8489 | 921.4208 | 866.4683 | 860.5188 | 827.1781 | 890.5766 | 775.686 | 885.4054 | 906.0248 | 1036.8633 | 1125.9761 | 1126.5399 | 1109.3352 | 1096.332 | 1042.6052 | 992.2579 | 921.7008
2040-12-13 | 860.1969 | 726.1977 | 676.9543 | 648.4163 | 682.7066 | 782.4756 | 868.6624 | 916.7199 | 929.1235 | 845.2311 | 810.9659 | 804.5976 | 782.7081 | 668.0343 | 754.4461 | 810.5957 | 1002.9202 | 1091.9041 | 1155.6435 | 1116.9134 | 1130.2559 | 1065.724 | 1012.3212 | 971.8151
2040-12-14 | 849.884 | 762.9654 | 666.3603 | 636.0061 | 672.2773 | 801.4133 | 902.668 | 978.0396 | 965.893 | 871.7035 | 771.871 | 768.3406 | 719.5972 | 636.9274 | 681.7423 | 838.9457 | 974.4215 | 1097.4169 | 1067.0247 | 1040.7097 | 980.608 | 992.9585 | 964.2768 | 893.3709
2040-12-15 | 798.8213 | 722.5754 | 667.9159 | 637.9768 | 638.4102 | 701.7625 | 752.3439 | 834.8252 | 831.3251 | 752.6147 | 683.9198 | 672.1489 | 669.382 | 498.0603 | 520.8049 | 684.8889 | 873.7189 | 1022.9917 | 1045.0937 | 1012.327 | 988.3445 | 986.0216 | 966.8441 | 890.3247
2040-12-16 | 809.2142 | 734.5648 | 679.3062 | 651.433 | 652.94 | 710.5149 | 738.4981 | 827.6258 | 826.0397 | 687.6761 | 610.9037 | 617.2925 | 579.9939 | 476.1193 | 542.1605 | 717.2027 | 937.5745 | 1061.6588 | 1129.0301 | 1080.6934 | 1070.4163 | 1049.3658 | 979.4418 | 889.3844
2040-12-17 | 782.6902 | 704.6884 | 652.5057 | 640.6763 | 681.9472 | 826.6355 | 922.7948 | 1004.145 | 997.4294 | 870.0335 | 795.5172 | 790.1003 | 813.3182 | 706.7881 | 736.4832 | 837.1552 | 1018.1221 | 1138.6685 | 1169.5058 | 1113.2252 | 1097.5948 | 1045.4387 | 977.0737 | 902.2382
2040-12-18 | 809.0818 | 741.9069 | 691.9767 | 667.9662 | 705.5484 | 843.8184 | 964.0251 | 1044.5818 | 1030.2631 | 921.5063 | 875.1902 | 873.5747 | 887.5252 | 862.1568 | 806.7558 | 928.8279 | 1091.3405 | 1179.7863 | 1160.5688 | 1098.9123 | 1089.8255 | 1051.1462 | 979.1812 | 918.2651
2040-12-19 | 791.3444 | 741.8793 | 695.6963 | 665.2562 | 699.4603 | 802.0789 | 891.7615 | 956.9869 | 991.5401 | 949.7194 | 894.791 | 838.7485 | 924.1982 | 941.8842 | 938.8988 | 933.034 | 1069.2339 | 1143.5608 | 1153.5129 | 1131.3689 | 1113.3084 | 1071.0061 | 1015.7986 | 940.73
2040-12-20 | 857.6764 | 724.0343 | 675.3022 | 645.8869 | 680.4005 | 779.4898 | 859.7433 | 912.12 | 927.9411 | 898.8782 | 902.1195 | 843.3372 | 869.8071 | 857.7111 | 847.2257 | 873.31 | 1020.9138 | 1071.2048 | 1130.4368 | 1097.8382 | 1108.0596 | 1061.3282 | 1010.9777 | 963.928
2040-12-21 | 854.55 | 768.9321 | 673.3524 | 642.0039 | 677.7893 | 810.2932 | 907.4294 | 990.7115 | 971.1647 | 854.5734 | 752.4102 | 750.4188 | 756.6313 | 647.9327 | 661.8024 | 806.3144 | 943.0826 | 1081.7189 | 1068.2438 | 1039.4127 | 981.5696 | 1002.8207 | 974.5301 | 905.1776
2040-12-22 | 799.571 | 720.9481 | 665.2634 | 636.1631 | 637.7246 | 699.4823 | 756.8487 | 845.5615 | 830.2473 | 755.6058 | 680.3012 | 682.6619 | 692.6275 | 584.8205 | 526.0119 | 660.0726 | 858.4815 | 1006.8754 | 1035.3528 | 1012.8539 | 977.0574 | 985.7432 | 957.1898 | 884.9831
2040-12-23 | 785.1234 | 712.1389 | 654.4672 | 628.7235 | 629.2963 | 682.6966 | 708.0679 | 786.8889 | 798.3553 | 674.921 | 591.2819 | 586.1328 | 571.4539 | 421.6292 | 502.9926 | 643.5628 | 865.051 | 1006.6371 | 1084.5563 | 1037.3603 | 1032.7483 | 1010.7678 | 947.0077 | 854.9385
2040-12-24 | 778.9621 | 705.3392 | 651.6016 | 640.1993 | 680.1839 | 826.5513 | 929.5824 | 1012.6134 | 1007.0699 | 889.3034 | 799.952 | 783.1455 | 830.8713 | 760.0825 | 708.0163 | 824.7126 | 992.4525 | 1094.0245 | 1154.6454 | 1101.7513 | 1081.5882 | 1020.0393 | 964.1453 | 889.2137
2040-12-25 | 810.4999 | 740.3466 | 688.2244 | 646.7276 | 661.208 | 728.3555 | 797.6955 | 860.97 | 877.5218 | 763.2201 | 727.0291 | 730.4893 | 749.3473 | 772.0258 | 657.3461 | 782.5775 | 958.9731 | 1085.5534 | 1087.2127 | 1020.0971 | 1036.9166 | 1026.2228 | 931.7168 | 877.6038
2040-12-26 | 747.8775 | 695.1553 | 644.2969 | 622.3833 | 660.2061 | 754.7376 | 834.9708 | 879.3998 | 906.7645 | 885.5267 | 871.787 | 810.5357 | 865.9448 | 843.0132 | 962.5718 | 917.7748 | 1004.4557 | 1059.7765 | 1066.861 | 1067.9219 | 1061.1699 | 1017.1983 | 965.6811 | 882.0584
2040-12-27 | 827.5607 | 694.8797 | 644.1916 | 616.9545 | 650.982 | 744.261 | 821.6518 | 869.3992 | 848.1098 | 776.9253 | 749.9145 | 754.3232 | 799.3025 | 678.972 | 718.417 | 742.7664 | 928.2615 | 1009.4482 | 1079.6949 | 1055.7591 | 1065.9422 | 1012.861 | 963.294 | 922.1453
2040-12-28 | 830.0126 | 745.1242 | 646.8884 | 618.1475 | 653.9391 | 783.2923 | 882.1084 | 963.7525 | 949.4025 | 835.3989 | 768.2503 | 776.5437 | 783.7544 | 785.0045 | 730.776 | 816.5321 | 938.479 | 1049.1467 | 1024.9771 | 1008.8719 | 954.9547 | 958.1317 | 939.5745 | 867.6064
2040-12-29 | 780.1342 | 703.503 | 646.4915 | 619.0007 | 619.6238 | 677.9074 | 733.0325 | 813.4337 | 808.0706 | 751.8002 | 631.2218 | 607.3955 | 622.8739 | 462.1961 | 470.187 | 616.2548 | 807.1571 | 954.3753 | 998.9076 | 975.6416 | 952.3088 | 946.7802 | 930.4794 | 857.2262
2040-12-30 | 777.4571 | 704.9373 | 646.7364 | 621.3297 | 621.9609 | 674.7178 | 713.4446 | 814.8408 | 847.9255 | 726.0151 | 667.301 | 667.4795 | 658.8171 | 643.4226 | 644.0554 | 714.3854 | 888.3846 | 1020.2692 | 1078.0799 | 1044.4531 | 1040.4774 | 1019.4738 | 944.5875 | 852.152
2040-12-31 | 755.3113 | 681.1055 | 627.9019 | 618.3089 | 657.6622 | 799.3225 | 898.1054 | 973.8739 | 964.6525 | 836.0437 | 711.8356 | 682.5957 | 716.6668 | 586.9211 | 605.4835 | 738.6806 | 909.6779 | 1020.0358 | 1097.199 | 1050.3354 | 1040.9307 | 977.7924 | 929.7092 | 851.6907
2041-01-01 | 784.4744 | 736.4876 | 692.2903 | 654.3688 | 670.3529 | 770.1584 | 849.2785 | 909.1721 | 939.9538 | 797.9037 | 709.7507 | 710.0977 | 671.3281 | 605.2923 | 671.6948 | 774.7378 | 1005.3042 | 1112.2382 | 1123.0325 | 1072.4047 | 1026.471 | 1016.2902 | 924.1688 | 830.4423
2041-01-02 | 751.4635 | 704.4063 | 658.5261 | 646.5401 | 691.4916 | 855.9549 | 994.6142 | 1046.6316 | 1059.8499 | 910.8035 | 823.7087 | 809.2807 | 830.2272 | 728.7947 | 750.9133 | 886.6346 | 1052.1481 | 1157.3073 | 1165.1587 | 1104.0191 | 1088.6177 | 1029.2467 | 956.6082 | 861.2712
2041-01-03 | 724.0538 | 678.9563 | 641.02 | 626.5511 | 666.0889 | 814.2355 | 967.1021 | 1008.4916 | 984.1773 | 841.5787 | 761.4635 | 753.1499 | 783.3142 | 663.9811 | 657.1068 | 741.6201 | 964.2837 | 1100.6166 | 1102.0684 | 1058.4939 | 1041.5457 | 1005.7052 | 896.979 | 821.9413
2041-01-04 | 694.1095 | 669.0152 | 629.2342 | 604.6686 | 645.1646 | 751.1366 | 870.9969 | 879.2977 | 885.1752 | 785.0652 | 745.2002 | 649.7541 | 627.2464 | 531.9636 | 686.2871 | 707.6439 | 860.6394 | 996.4685 | 1015.2063 | 1035.926 | 1007.7788 | 928.1074 | 896.8694 | 824.3133
2041-01-05 | 812.9323 | 679.9824 | 633.8543 | 603.1218 | 612.9181 | 643.3046 | 714.7243 | 761.0912 | 752.1452 | 659.0619 | 631.1051 | 600.6981 | 618.4889 | 439.3585 | 488.5245 | 588.2757 | 810.0869 | 911.4068 | 1032.3914 | 1021.2364 | 1043.1946 | 956.5692 | 924.1607 | 888.9924
2041-01-06 | 820.2518 | 736.2317 | 638.5183 | 607.0545 | 609.7842 | 667.9524 | 742.6338 | 806.4786 | 803.1773 | 664.3276 | 562.3652 | 564.3376 | 538.0151 | 413.0961 | 464.5248 | 651.4487 | 870.1404 | 1017.0829 | 1062.3453 | 1051.241 | 998.7717 | 980.5224 | 898.1524 | 795.1055
2041-01-07 | 718.5081 | 654.8262 | 609.4389 | 603.3359 | 638.8098 | 800.5257 | 954.4956 | 998.6162 | 944.8207 | 802.002 | 705.6855 | 705.5823 | 707.971 | 591.0475 | 594.2017 | 720.8756 | 913.3963 | 1063.3173 | 1099.9346 | 1077.5186 | 1001.69 | 980.2333 | 894.6328 | 790.4732
2041-01-08 | 745.6048 | 697.4087 | 656.8703 | 637.7939 | 680.2391 | 851.0682 | 992.1626 | 1044.341 | 1029.7399 | 872.563 | 785.5077 | 782.6329 | 731.0733 | 631.4364 | 655.2831 | 781.5483 | 1018.4822 | 1133.0399 | 1173.1921 | 1129.4304 | 1070.0238 | 1021.6066 | 929.3821 | 825.3846
2041-01-09 | 716.8772 | 676.0655 | 630.2075 | 613.2533 | 651.6475 | 807.4223 | 939.5026 | 990.0183 | 991.3552 | 857.5357 | 788.6411 | 750.9232 | 744.2605 | 622.5922 | 635.4084 | 757.4246 | 974.2661 | 1096.6242 | 1128.5729 | 1076.9511 | 1054.1209 | 989.4186 | 902.6761 | 813.7303
2041-01-10 | 743.1935 | 695.6856 | 659.2883 | 640.9047 | 680.0982 | 829.1886 | 981.8237 | 1027.7913 | 1005.1473 | 880.9881 | 813.4153 | 786.326 | 768.0449 | 671.9663 | 667.862 | 804.9578 | 1004.9313 | 1132.8464 | 1144.0575 | 1086.4636 | 1075.9321 | 1033.1108 | 924.5451 | 851.6444
2041-01-11 | 725.6498 | 696.4049 | 656.6534 | 631.0266 | 670.263 | 780.0689 | 902.6908 | 922.0667 | 944.9648 | 857.0183 | 850.6393 | 778.9806 | 807.4543 | 615.0594 | 742.0282 | 740.3255 | 925.7772 | 1053.4444 | 1086.3774 | 1082.6883 | 1059.1317 | 980.5298 | 938.3359 | 867.1566
2041-01-12 | 853.1831 | 719.9054 | 673.8377 | 639.4815 | 650.5281 | 683.831 | 762.3386 | 816.2263 | 826.5839 | 745.2507 | 722.0611 | 705.7768 | 613.2133 | 461.2402 | 578.9328 | 655.5687 | 876.7659 | 996.6559 | 1119.7883 | 1091.7159 | 1102.8233 | 1021.3204 | 986.1907 | 942.0247
2041-01-13 | 850.7944 | 765.8998 | 669.2224 | 634.8725 | 639.9276 | 703.2214 | 785.0305 | 863.8368 | 845.1997 | 714.0673 | 621.8397 | 600.14 | 465.2944 | 410.0776 | 462.3013 | 664.4703 | 886.3036 | 1056.7686 | 1121.1687 | 1106.3353 | 1064.4045 | 1026.5056 | 939.0267 | 832.42
2041-01-14 | 754.9377 | 688.5683 | 644.9321 | 638.2056 | 675.2557 | 842.5247 | 998.7434 | 1055.6301 | 1025.4425 | 897.9019 | 796.7608 | 794.7935 | 775.5247 | 651.0858 | 695.7691 | 827.26 | 1017.2945 | 1144.0971 | 1181.3049 | 1145.0319 | 1066.9056 | 1036.9093 | 954.8246 | 844.7019
2041-01-15 | 730.7588 | 683.1122 | 639.9924 | 623.3046 | 656.0211 | 823.6296 | 963.5866 | 1018.8679 | 1008.7497 | 856.7291 | 766.8396 | 765.5777 | 777.9434 | 660.1735 | 685.706 | 807.6093 | 1009.195 | 1100.516 | 1129.001 | 1087.3512 | 1041.5613 | 992.4268 | 903.4555 | 806.3059
2041-01-16 | 740.041 | 700.8772 | 658.3738 | 640.0137 | 678.6614 | 839.0756 | 974.3875 | 1031.0073 | 1060.9318 | 919.9812 | 842.8698 | 802.2701 | 831.7016 | 690.5877 | 698.8799 | 817.9663 | 1027.0566 | 1139.4335 | 1175.1955 | 1114.7547 | 1094.4219 | 1026.9994 | 942.8907 | 849.5148
2041-01-17 | 737.7221 | 694.0955 | 655.1453 | 638.0503 | 676.7369 | 825.8788 | 979.6154 | 1030.2044 | 1016.1413 | 896.1763 | 840.6247 | 820.3862 | 802.2677 | 684.2835 | 686.8574 | 775.1086 | 973.2472 | 1123.2112 | 1143.4863 | 1085.2702 | 1078.5389 | 1030.8148 | 917.4757 | 846.7559
2041-01-18 | 723.99 | 694.8038 | 655.3761 | 629.8123 | 668.8674 | 778.247 | 900.3957 | 916.2821 | 925.8754 | 822.1156 | 786.1948 | 695.737 | 594.4219 | 531.1111 | 660.8678 | 695.7448 | 879.712 | 1009.9692 | 1070.1586 | 1081.0818 | 1052.6937 | 976.4432 | 936.1211 | 859.0967
2041-01-19 | 842.0435 | 703.637 | 658.992 | 626.6739 | 637.1015 | 672.4385 | 746.5108 | 808.3449 | 809.218 | 733.84 | 699.8461 | 668.4567 | 562.4348 | 427.3522 | 539.7067 | 610.3136 | 834.7095 | 961.6748 | 1096.7268 | 1073.1158 | 1091.314 | 1009.785 | 971.1204 | 925.5353
2041-01-20 | 823.9678 | 736.5751 | 641.8346 | 611.5263 | 614.4692 | 672.3898 | 743.4499 | 808.7463 | 842.5175 | 737.5756 | 625.8355 | 647.5688 | 647.5653 | 595.4921 | 593.0051 | 754.2413 | 908.0373 | 1012.5942 | 1068.04 | 1054.3117 | 1002.4602 | 991.51 | 905.0472 | 799.8415
2041-01-21 | 784.5277 | 714.2568 | 668.7826 | 644.0858 | 665.126 | 764.5368 | 871.9888 | 913.138 | 937.926 | 851.1318 | 772.1004 | 756.2651 | 738.4408 | 574.822 | 582.4979 | 743.3436 | 919.6769 | 1073.0557 | 1127.3016 | 1084.0591 | 1019.2066 | 1022.9814 | 935.0971 | 830.0021
2041-01-22 | 729.8718 | 678.6871 | 634.1854 | 623.7894 | 670.5954 | 839.5712 | 977.8551 | 1031.0611 | 1030.2919 | 882.9967 | 815.9441 | 794.8751 | 796.2507 | 679.1327 | 674.9142 | 782.7207 | 972.011 | 1100.2877 | 1154.0432 | 1114.4263 | 1059.687 | 1004.0687 | 912.9593 | 814.923
2041-01-23 | 684.9466 | 649.8053 | 602.7152 | 587.6819 | 625.6956 | 776.739 | 907.8942 | 945.2313 | 950.263 | 817.1164 | 723.569 | 707.0889 | 746.8397 | 680.8042 | 680.0579 | 789.4362 | 964.8342 | 1034.87 | 1089.5477 | 1049.6816 | 1024.7472 | 953.3751 | 865.3073 | 777.3489
2041-01-24 | 700.5523 | 653.7672 | 614.6716 | 601.5996 | 639.1041 | 780.9856 | 932.4462 | 982.9671 | 962.4994 | 827.1358 | 766.7722 | 750.323 | 755.7163 | 654.9044 | 619.2012 | 709.2941 | 899.6307 | 1039.2268 | 1075.3306 | 1035.5792 | 1020.3517 | 977.1114 | 862.0931 | 791.4555
2041-01-25 | 702.0182 | 674.3146 | 631.693 | 607.3584 | 645.844 | 751.3366 | 871.1766 | 888.388 | 906.2403 | 822.5917 | 777.7177 | 703.0404 | 759.9696 | 611.0074 | 728.1777 | 716.1872 | 857.0112 | 976.0252 | 1036.907 | 1041.7522 | 1018.4556 | 937.7238 | 899.2245 | 832.6686
2041-01-26 | 858.9893 | 724.4897 | 679.9473 | 645.0623 | 656.0026 | 694.6532 | 769.3888 | 833.6088 | 840.8634 | 747.6417 | 696.6687 | 654.6992 | 530.4888 | 418.7533 | 499.4263 | 596.6671 | 808.722 | 945.481 | 1110.4244 | 1087.0229 | 1102.7123 | 1025.2666 | 990.3138 | 946.3821
2041-01-27 | 828.4994 | 744.2894 | 650.6535 | 618.3443 | 622.1189 | 682.3941 | 759.5112 | 829.8744 | 825.2511 | 682.2142 | 591.2979 | 606.6499 | 600.2443 | 498.3221 | 531.6215 | 721.7038 | 864.0085 | 984.3232 | 1047.4641 | 1035.9857 | 1001.3972 | 1002.171 | 915.1106 | 808.2913
2041-01-28 | 725.9329 | 661.9482 | 617.6682 | 612.1987 | 648.0321 | 811.031 | 957.8262 | 1006.3585 | 943.9982 | 807.5267 | 728.9648 | 762.9221 | 771.4699 | 617.287 | 579.8745 | 707.6619 | 880.6832 | 1005.681 | 1101.2331 | 1080.9722 | 1008.3485 | 984.3313 | 903.0477 | 798.0172
2041-01-29 | 720.808 | 675.3977 | 633.7368 | 616.4003 | 657.456 | 825.0678 | 962.052 | 1026.5896 | 1017.8782 | 861.6581 | 780.9083 | 755.8896 | 749.3122 | 635.1776 | 634.2595 | 744.017 | 965.8455 | 1076.1349 | 1138.259 | 1098.6929 | 1043.0817 | 997.3227 | 905.5989 | 806.3574
2041-01-30 | 725.4998 | 687.4961 | 643.8476 | 626.6985 | 665.094 | 823.4613 | 959.3148 | 1005.0286 | 994.5297 | 854.5104 | 747.8425 | 720.2714 | 657.9006 | 599.1712 | 584.6127 | 716.4444 | 891.1769 | 1013.1991 | 1119.1177 | 1066.5706 | 1049.1563 | 992.2592 | 914.5771 | 825.4178
2041-01-31 | 734.5139 | 689.0922 | 650.4627 | 634.0835 | 674.7142 | 828.3057 | 984.1879 | 1035.5671 | 1006.6196 | 871.0528 | 799.6478 | 775.6851 | 724.7346 | 617.3678 | 633.5265 | 726.6218 | 910.123 | 1053.5812 | 1118.876 | 1063.1496 | 1055.6749 | 1018.5615 | 907.7609 | 841.8486
2041-02-01 | 770.8838 | 755.7787 | 716.2696 | 685.2566 | 726.8191 | 842.3356 | 955.6164 | 977.5261 | 959.0579 | 827.4034 | 817.7428 | 770.5692 | 720.6531 | 620.7755 | 716.543 | 707.5952 | 866.7563 | 1024.6797 | 1070.4151 | 1104.0563 | 1087.298 | 1008.7981 | 971.4208 | 909.3003
2041-02-02 | 872.9885 | 751.0868 | 704.1974 | 669.9039 | 688.3542 | 738.1593 | 808.1477 | 863.081 | 852.3167 | 780.2134 | 774.9642 | 713.3151 | 649.598 | 469.9056 | 621.6034 | 637.0306 | 859.1501 | 948.6221 | 1090.3292 | 1088.46 | 1111.8711 | 1027.3777 | 980.6236 | 952.1441
2041-02-03 | 864.2269 | 796.5732 | 697.8076 | 663.3739 | 673.4266 | 751.5524 | 820.867 | 907.7736 | 924.6791 | 799.8305 | 708.267 | 721.3635 | 677.5119 | 618.8759 | 547.6372 | 674.201 | 875.5349 | 1027.9746 | 1074.4722 | 1083.9529 | 1045.1995 | 1021.4671 | 933.0741 | 844.7347
2041-02-04 | 766.9119 | 715.0511 | 668.243 | 656.7877 | 694.0978 | 860.5173 | 998.3418 | 1058.6362 | 1009.5778 | 907.0355 | 796.8425 | 799.9923 | 833.2406 | 695.8962 | 652.2593 | 736.883 | 938.3147 | 1077.8179 | 1128.438 | 1127.331 | 1060.7205 | 1034.5 | 945.1523 | 850.1397
2041-02-05 | 786.5325 | 750.8861 | 707.5932 | 684.0238 | 728.3896 | 903.6696 | 1027.7334 | 1094.3963 | 1073.1595 | 883.9251 | 800.4793 | 782.7815 | 806.5118 | 692.1204 | 673.5565 | 738.8934 | 932.9599 | 1080.3687 | 1145.1442 | 1129.9814 | 1095.0359 | 1043.8224 | 950.9462 | 862.4061
2041-02-06 | 778.7664 | 749.8385 | 705.0933 | 681.5458 | 723.4201 | 889.2465 | 1011.9705 | 1066.2573 | 1076.647 | 943.4479 | 862.5154 | 841.1019 | 825.7423 | 748.1223 | 661.5594 | 753.5364 | 953.6282 | 1088.6713 | 1136.2055 | 1111.4642 | 1093.8888 | 1039.5227 | 950.0495 | 876.5241
2041-02-07 | 785.6805 | 753.4287 | 710.8421 | 688.7567 | 732.6529 | 889.8953 | 1028.5256 | 1081.4386 | 996.8482 | 831.6566 | 762.233 | 742.4206 | 569.46 | 582.8181 | 563.5015 | 679.9377 | 897.4397 | 1046.4304 | 1108.603 | 1094.09 | 1095.1725 | 1051.1231 | 934.8026 | 881.3674
2041-02-08 | 760.0388 | 744.4942 | 704.2268 | 675.2381 | 718.7402 | 836.716 | 943.7531 | 963.7489 | 946.7125 | 808.5879 | 761.607 | 691.8985 | 554.6849 | 508.2526 | 661.9219 | 675.7016 | 848.7411 | 996.8271 | 1075.0371 | 1111.9731 | 1095.3366 | 1016.0524 | 963.5738 | 907.2054
2041-02-09 | 906.4743 | 783.689 | 738.6899 | 699.5008 | 718.4252 | 774.7337 | 845.9922 | 897.4745 | 872.6068 | 767.3592 | 734.8664 | 715.984 | 527.8501 | 456.1402 | 528.0036 | 590.6755 | 842.1243 | 981.528 | 1138.0325 | 1139.3151 | 1152.0027 | 1067.7383 | 1021.1876 | 993.405
2041-02-10 | 904.8511 | 831.5796 | 735.6205 | 700.4054 | 709.9987 | 794.8351 | 860.9127 | 942.2411 | 952.3899 | 784.8329 | 701.9211 | 678.9148 | 616.7884 | 507.6427 | 540.476 | 710.6112 | 893.8341 | 1048.1018 | 1120.0289 | 1121.0285 | 1090.1627 | 1070.1315 | 978.034 | 885.5242
2041-02-11 | 780.4812 | 730.888 | 683.169 | 670.8982 | 708.7584 | 877.8287 | 1021.7942 | 1066.7893 | 1022.4335 | 878.0508 | 791.6616 | 793.0672 | 763.1657 | 654.3325 | 631.9279 | 705.4624 | 899.5683 | 1062.5713 | 1129.6017 | 1127.7347 | 1069.2377 | 1043.1387 | 957.1483 | 864.7662
2041-02-12 | 783.0125 | 749.0795 | 707.5273 | 683.8795 | 728.3411 | 903.8175 | 1029.3383 | 1088.4728 | 1052.3164 | 869.0717 | 760.8721 | 747.367 | 607.3431 | 544.9318 | 542.7265 | 686.3245 | 936.9203 | 1046.1541 | 1134.1327 | 1123.4932 | 1084.2939 | 1043.4906 | 950.8917 | 867.0146
2041-02-13 | 787.8664 | 759.1221 | 717.6926 | 694.0682 | 736.8039 | 905.5253 | 1026.458 | 1074.6193 | 1107.6189 | 1001.639 | 941.6723 | 792.4573 | 822.5794 | 762.6647 | 701.3462 | 787.6905 | 963.9219 | 1079.5678 | 1134.1999 | 1110.1963 | 1099.4937 | 1050.5583 | 969.7783 | 892.4891
2041-02-14 | 786.0629 | 754.0184 | 712.4345 | 690.1618 | 734.4516 | 893.2634 | 1022.0165 | 1074.9232 | 1052.8965 | 924.5097 | 874.2574 | 891.0104 | 886.5972 | 841.1249 | 692.4042 | 766.0645 | 958.8629 | 1084.2977 | 1125.3354 | 1097.2763 | 1091.1314 | 1056.6709 | 945.5285 | 889.2131
2041-02-15 | 784.6069 | 767.1674 | 728.5741 | 696.2339 | 737.5022 | 860.232 | 949.8389 | 986.7858 | 1006.2594 | 898.8419 | 826.9957 | 761.7541 | 682.0668 | 599.5977 | 687.4461 | 678.2635 | 834.9618 | 987.9198 | 1085.3692 | 1118.3365 | 1101.917 | 1026.1569 | 992.1218 | 930.7939
2041-02-16 | 877.3424 | 755.1619 | 710.0631 | 673.7512 | 692.2831 | 740.3311 | 810.0488 | 845.6144 | 841.4996 | 730.6247 | 665.9675 | 653.5204 | 502.0909 | 430.8584 | 502.4367 | 530.3344 | 762.7783 | 888.9347 | 1064.6522 | 1092.1135 | 1114.0106 | 1034.6412 | 991.4086 | 963.1409
2041-02-17 | 873.6484 | 805.9828 | 710.9855 | 676.3093 | 688.2553 | 769.6255 | 846.1923 | 915.64 | 868.5021 | 733.3312 | 656.3687 | 650.6013 | 524.5042 | 418.1291 | 430.3195 | 592.7187 | 798.7607 | 967.2623 | 1054.3407 | 1103.4333 | 1071.249 | 1040.297 | 947.2563 | 855.5495
2041-02-18 | 823.267 | 771.8715 | 728.6275 | 699.8832 | 723.9719 | 837.5671 | 933.7251 | 963.1859 | 949.2505 | 797.0426 | 763.9058 | 782.8809 | 779.855 | 745.7036 | 654.0127 | 728.2221 | 903.7058 | 1036.1787 | 1091.5468 | 1083.8121 | 1038.1284 | 1052.8265 | 961.0512 | 875.963
2041-02-19 | 786.7822 | 749.2158 | 704.2284 | 688.2953 | 728.8174 | 907.6283 | 1035.3882 | 1079.8841 | 1059.739 | 881.0703 | 779.5167 | 751.3401 | 654.0321 | 557.542 | 591.8639 | 698.2627 | 886.8055 | 1025.565 | 1112.7447 | 1117.2139 | 1080.8752 | 1051.303 | 960.5911 | 875.7501
2041-02-20 | 781.4042 | 756.349 | 711.7845 | 689.1481 | 732.2304 | 900.5435 | 1020.6608 | 1059.9722 | 1032.7927 | 882.4534 | 806.5552 | 766.3142 | 710.2384 | 675.6419 | 662.1576 | 761.7476 | 905.8136 | 1037.8115 | 1120.5642 | 1099.954 | 1088.9565 | 1045.2239 | 961.604 | 884.3072
2041-02-21 | 771.2392 | 738.8937 | 699.6025 | 679.5426 | 723.5645 | 881.2286 | 1020.6144 | 1047.8335 | 1009.5416 | 855.6899 | 774.491 | 765.1551 | 653.4905 | 648.943 | 609.6068 | 684.4651 | 894.4849 | 1029.8778 | 1090.0651 | 1079.496 | 1076.1799 | 1044.7057 | 929.6808 | 878.8501
2041-02-22 | 777.2514 | 763.6977 | 724.4008 | 693.7398 | 735.7493 | 856.8933 | 966.7529 | 978.3131 | 962.2525 | 867.1376 | 862.2468 | 785.0212 | 749.0484 | 635.6633 | 778.683 | 780.2868 | 914.0359 | 1018.1565 | 1091.415 | 1118.4157 | 1101.7457 | 1022.5655 | 985.0948 | 921.5211
2041-02-23 | 886.496 | 764.2798 | 721.6936 | 684.794 | 703.4259 | 757.9208 | 827.9071 | 864.2163 | 855.3871 | 725.3603 | 683.6056 | 660.2516 | 538.6274 | 445.2813 | 557.6253 | 577.3223 | 794.1221 | 921.5407 | 1086.5658 | 1102.1801 | 1131.3338 | 1046.6036 | 998.6872 | 965.3989
2041-02-24 | 873.9374 | 804.4482 | 708.7799 | 677.1399 | 687.6284 | 768.7886 | 841.5481 | 897.5175 | 893.7047 | 732.1428 | 634.5469 | 630.9716 | 605.4224 | 494.9905 | 500.3832 | 653.2152 | 810.8785 | 974.5829 | 1051.2363 | 1081.0185 | 1050.7708 | 1041.4726 | 950.026 | 858.3638
2041-02-25 | 762.3723 | 712.6448 | 666.8239 | 656.8091 | 694.4498 | 860.879 | 997.3805 | 1016.2638 | 956.7852 | 807.2377 | 737.2263 | 741.5243 | 696.7601 | 619.2473 | 691.445 | 761.8949 | 878.6387 | 1005.6748 | 1080.0298 | 1089.8988 | 1024.8639 | 1011.5426 | 926.1269 | 836.1648
2041-02-26 | 759.6131 | 727.5247 | 682.911 | 661.2862 | 704.6066 | 876.4911 | 998.0144 | 1034.9887 | 1007.1245 | 805.8344 | 714.3962 | 700.8332 | 572.3422 | 544.7082 | 522.2626 | 618.0158 | 861.3251 | 1002.0853 | 1088.9672 | 1096.4766 | 1053.0116 | 1008.9173 | 917.2495 | 833.8383
2041-02-27 | 740.0335 | 712.8513 | 669.1562 | 649.9611 | 692.4747 | 853.2131 | 968.7222 | 986.7456 | 943.2129 | 753.3041 | 690.3503 | 665.9894 | 540.3481 | 609.3571 | 625.3401 | 691.9434 | 883.1592 | 991.4557 | 1056.5636 | 1056.9744 | 1044.7746 | 987.6758 | 900.9929 | 829.9949
2041-02-28 | 773.5558 | 744.3415 | 703.9273 | 683.4807 | 726.715 | 884.2674 | 1020.3006 | 1052.2605 | 1034.5751 | 891.5111 | 837.7258 | 848.1461 | 858.2106 | 779.7551 | 791.902 | 847.7658 | 995.0467 | 1078.3727 | 1103.9027 | 1083.3006 | 1086.1284 | 1053.6152 | 936.1049 | 884.2279
2041-03-01 | 859.1295 | 738.4498 | 693.7965 | 653.4557 | 690.2305 | 800.5499 | 897.6951 | 958.9076 | 965.3184 | 873.1639 | 852.6996 | 813.9818 | 743.2573 | 624.8052 | 717.7182 | 727.3359 | 881.9618 | 994.3337 | 1101.4405 | 1096.3455 | 1084.163 | 1037.6717 | 1012.6682 | 972.3842
2041-03-02 | 841.7381 | 765.5779 | 673.9711 | 628.3461 | 639.7268 | 719.5447 | 796.8739 | 884.6643 | 849.7886 | 735.4388 | 664.7775 | 657.3716 | 570.7607 | 456.4297 | 403.5001 | 545.7761 | 756.9041 | 926.631 | 998.021 | 1045.1681 | 970.7378 | 976.9256 | 931.8531 | 855.558
2041-03-03 | 764.32 | 704.631 | 653.4445 | 623.0476 | 624.6976 | 687.3418 | 754.4423 | 797.76 | 791.568 | 699.3197 | 618.9381 | 547.1468 | 475.9742 | 389.0214 | 480.55 | 592.0907 | 765.6525 | 917.8195 | 1009.4756 | 1019.307 | 968.408 | 1002.12 | 913.6454 | 811.2017
2041-03-04 | 748.1717 | 700.2297 | 654.0711 | 632.6521 | 665.1974 | 834.4144 | 958.6638 | 1041.6596 | 1012.4262 | 850.5353 | 778.1052 | 783.9394 | 739.1785 | 628.9277 | 680.4359 | 775.5377 | 949.6461 | 1036.9822 | 1126.5686 | 1109.0098 | 1055.3713 | 1042.9377 | 959.4432 | 853.4042
2041-03-05 | 751.6982 | 705.4339 | 665.4241 | 633.5503 | 671.539 | 826.9109 | 946.7153 | 980.703 | 969.5291 | 808.4756 | 719.8582 | 582.8443 | 479.79 | 464.8363 | 474.3615 | 583.7685 | 784.6351 | 960.0269 | 1076.0791 | 1082.0448 | 1059.4224 | 1008.1241 | 918.8409 | 839.2004
2041-03-06 | 758.4711 | 719.8937 | 676.166 | 645.6995 | 681.9412 | 828.3399 | 964.6589 | 1011.4459 | 956.9105 | 805.2599 | 725.4543 | 636.0756 | 512.1621 | 494.1256 | 496.5936 | 622.9403 | 805.3486 | 982.2537 | 1063.8461 | 1039.6261 | 1031.1985 | 1031.7815 | 938.5898 | 869.6716
2041-03-07 | 749.4413 | 722.2526 | 689.9265 | 652.7499 | 691.8156 | 804.7123 | 912.3881 | 920.4924 | 888.8171 | 779.9858 | 759.6621 | 628.9923 | 561.4855 | 538.3902 | 684.583 | 690.3247 | 853.0094 | 983.2509 | 1064.5032 | 1103.082 | 1072.4273 | 1037.8155 | 958.9073 | 885.0155
2041-03-08 | 846.1395 | 726.1417 | 681.9704 | 643.8835 | 679.6797 | 783.378 | 889.7796 | 917.3642 | 901.128 | 796.6917 | 771.3743 | 743.6534 | 608.0764 | 614.515 | 706.9516 | 679.8148 | 825.4243 | 906.2881 | 1059.4583 | 1065.9652 | 1060.5976 | 1002.5371 | 995.2882 | 952.6466
2041-03-09 | 874.0041 | 797.3784 | 706.8432 | 660.1658 | 672.5479 | 758.5974 | 840.0948 | 920.4556 | 898.6849 | 778.6533 | 679.0789 | 655.862 | 501.4402 | 429.6064 | 470.2016 | 602.827 | 766.064 | 944.0135 | 1062.3972 | 1074.541 | 1009.0317 | 1020.3728 | 972.4539 | 893.0049
2041-03-10 | 792.9421 | 732.0401 | 684.2432 | 643.0196 | 642.7164 | 689.0138 | 758.894 | 797.6744 | 781.5331 | 652.2376 | 598.2132 | 542.8678 | 380.2339 | 344.3711 | 407.2756 | 558.6689 | 749.5755 | 936.9901 | 1044.0944 | 1051.4694 | 1042.84 | 1054.9937 | 965.2833 | 847.4661
2041-03-11 | 755.7913 | 699.5466 | 651.5892 | 623.5257 | 648.8245 | 784.8469 | 939.1003 | 1016.8577 | 1004.1793 | 849.0517 | 785.8142 | 798.3458 | 767.3501 | 619.1924 | 645.2763 | 703.5915 | 891.1527 | 1021.5041 | 1115.0623 | 1098.2996 | 1070.977 | 1062.0345 | 969.6856 | 867.0607
2041-03-12 | 774.5626 | 723.2826 | 685.0443 | 643.2889 | 671.7735 | 798.3623 | 950.1016 | 1008.4598 | 1036.6328 | 882.7818 | 791.8419 | 749.5583 | 695.6104 | 616.5465 | 579.4103 | 637.8059 | 811.6539 | 967.8542 | 1097.7383 | 1103.4494 | 1113.1327 | 1062.8129 | 961.5697 | 875.2683
2041-03-13 | 771.6568 | 725.552 | 679.5283 | 641.0895 | 666.3931 | 788.4748 | 954.8652 | 988.9948 | 959.6293 | 817.0951 | 743.1534 | 722.8084 | 586.9125 | 600.877 | 600.9757 | 700.7967 | 881.0182 | 1019.5059 | 1091.1738 | 1056.4245 | 1082.3982 | 1072.4808 | 968.1975 | 897.0628
2041-03-14 | 754.7303 | 722.02 | 689.5781 | 642.9938 | 669.1064 | 750.0536 | 888.2342 | 902.4991 | 903.4607 | 830.5704 | 828.3647 | 747.7201 | 646.2923 | 617.8213 | 703.2007 | 706.9079 | 857.8455 | 979.2764 | 1071.8771 | 1119.0433 | 1124.4504 | 1074.186 | 979.8777 | 897.585
2041-03-15 | 846.629 | 719.4465 | 671.4974 | 626.1488 | 651.5591 | 726.0981 | 859.2003 | 876.5337 | 889.3162 | 762.4849 | 719.5618 | 658.2253 | 516.3838 | 476.4816 | 586.0704 | 631.3491 | 779.4804 | 895.271 | 1057.1643 | 1062.1532 | 1059.6231 | 1046.9682 | 1006.3189 | 955.5144
2041-03-16 | 831.8242 | 755.552 | 656.9475 | 608.4404 | 616.0836 | 676.3558 | 755.233 | 780.1482 | 741.2134 | 639.4421 | 531.6002 | 479.576 | 335.5534 | 347.8353 | 331.416 | 464.2177 | 675.7819 | 882.4982 | 988.6773 | 1028.5288 | 966.9735 | 970.485 | 919.5346 | 836.1719
2041-03-17 | 769.584 | 705.5719 | 654.2617 | 617.741 | 616.4781 | 668.3657 | 735.3699 | 744.7486 | 726.9503 | 606.7138 | 531.3241 | 412.6742 | 312.7256 | 261.3786 | 318.7052 | 470.7651 | 682.5316 | 878.1096 | 1005.8793 | 1044.1478 | 1010.6725 | 1021.4611 | 932.2338 | 824.348
2041-03-18 | 728.812 | 674.6354 | 627.084 | 600.2573 | 625.2481 | 765.9148 | 915.6882 | 952.6597 | 923.9819 | 745.7299 | 662.387 | 641.535 | 525.3583 | 500.5703 | 546.9377 | 622.1756 | 826.9206 | 961.8336 | 1087.5599 | 1094.6293 | 1047.2153 | 1028.2574 | 933.1552 | 827.6022
2041-03-19 | 751.3154 | 700.9285 | 659.0042 | 620.8826 | 648.5345 | 781.5483 | 929.344 | 950.6909 | 962.8053 | 839.0811 | 761.1652 | 731.6924 | 650.3058 | 615.5118 | 614.5113 | 640.6243 | 806.554 | 945.4809 | 1081.2017 | 1096.9275 | 1089.9225 | 1030.6013 | 928.022 | 842.1096
2041-03-20 | 761.2447 | 716.8695 | 668.1095 | 630.8751 | 656.2462 | 780.6772 | 947.4957 | 974.9473 | 955.6603 | 804.8483 | 760.0324 | 737.8999 | 584.0093 | 608.1159 | 647.2202 | 726.4349 | 885.8211 | 1018.9608 | 1103.7237 | 1073.2287 | 1064.3983 | 1049.053 | 947.3309 | 870.4038
2041-03-21 | 751.1055 | 719.5397 | 686.3283 | 639.0829 | 664.821 | 754.5632 | 891.6131 | 890.3596 | 898.5598 | 827.203 | 835.1722 | 741.6754 | 642.4782 | 565.049 | 674.0762 | 687.7554 | 850.1518 | 975.4511 | 1083.2548 | 1134.7475 | 1120.4089 | 1062.1947 | 970.2055 | 886.542
2041-03-22 | 865.0209 | 739.3791 | 693.7427 | 645.2065 | 672.6471 | 758.8341 | 890.7823 | 904.7192 | 930.6596 | 827.906 | 817.4836 | 815.4972 | 742.3732 | 639.8462 | 734.9296 | 704.6976 | 910.085 | 985.1625 | 1118.28 | 1111.2984 | 1110.9133 | 1081.8766 | 1033.9206 | 988.7726
2041-03-23 | 875.9877 | 796.109 | 698.3894 | 647.1119 | 646.3113 | 713.7807 | 797.4875 | 834.4991 | 834.8413 | 727.2024 | 651.8997 | 634.7001 | 450.4928 | 421.3362 | 442.7124 | 617.815 | 794.5239 | 960.9196 | 1058.5201 | 1080.2055 | 1011.1625 | 1029.2456 | 977.9532 | 894.0052
2041-03-24 | 796.5141 | 730.8466 | 679.9587 | 641.8309 | 641.1298 | 698.7333 | 767.8965 | 772.9343 | 787.132 | 729.0901 | 644.9244 | 662.7738 | 608.3893 | 486.434 | 526.4984 | 596.5485 | 766.2695 | 946.3127 | 1048.9554 | 1065.7554 | 1041.7663 | 1040.9272 | 965.4152 | 853.2296
2041-03-25 | 773.9474 | 717.0479 | 672.1676 | 643.4022 | 669.3133 | 820.9831 | 975.417 | 994.6574 | 971.7712 | 818.043 | 784.198 | 802.3517 | 679.9159 | 624.2467 | 636.3034 | 702.7016 | 894.895 | 1026.3576 | 1137.7868 | 1139.1535 | 1103.695 | 1082.7617 | 990.5343 | 887.0194
2041-03-26 | 815.1592 | 769.1541 | 723.7679 | 664.6776 | 665.809 | 732.1698 | 816.4154 | 814.4898 | 877.2646 | 753.1015 | 679.96 | 572.4194 | 440.7996 | 432.594 | 417.1419 | 533.7998 | 744.1393 | 941.9162 | 1054.8611 | 1043.9726 | 1077.9829 | 1052.3057 | 952.0371 | 875.3863
2041-03-27 | 770.7319 | 720.8151 | 673.5901 | 640.3424 | 670.5578 | 788.5993 | 960.11 | 946.8015 | 904.6273 | 747.0278 | 669.9922 | 492.4942 | 440.5324 | 431.2277 | 443.4029 | 550.2712 | 786.0756 | 975.1255 | 1074.1912 | 1060.3758 | 1066.5694 | 1069.6478 | 966.6312 | 894.8248
2041-03-28 | 748.7265 | 716.0428 | 680.6128 | 636.7529 | 661.8075 | 740.5071 | 875.6924 | 829.621 | 859.6145 | 797.3065 | 815.574 | 700.6875 | 591.5694 | 537.7017 | 610.2163 | 593.1507 | 758.5491 | 929.5568 | 1054.1232 | 1110.0391 | 1115.1329 | 1058.0423 | 967.2548 | 890.4612
2041-03-29 | 853.1228 | 725.2455 | 679.4013 | 631.9318 | 658.8662 | 740.3676 | 869.8092 | 863.3348 | 877.1771 | 779.7209 | 726.2158 | 638.7591 | 494.2269 | 437.0744 | 553.7543 | 604.7589 | 798.4396 | 915.2236 | 1077.3454 | 1083.1993 | 1089.6349 | 1063.3248 | 1021.9012 | 972.0547
2041-03-30 | 877.8189 | 795.183 | 698.8258 | 646.9603 | 654.0358 | 721.4635 | 802.7162 | 807.9788 | 814.8286 | 687.8661 | 602.8129 | 520.2565 | 378.2208 | 336.9962 | 362.472 | 504.5048 | 726.35 | 981.1879 | 1084.4316 | 1114.2085 | 1035.4984 | 1028.6308 | 976.5098 | 894.9564
2041-03-31 | 817.4735 | 749.7137 | 698.6482 | 659.0417 | 664.1522 | 728.1847 | 795.3253 | 784.1388 | 783.9411 | 696.3097 | 657.3978 | 667.7119 | 563.9856 | 484.5405 | 515.6306 | 622.0844 | 839.4829 | 1023.0496 | 1112.3255 | 1107.0663 | 1074.0556 | 1075.7817 | 990.2984 | 880.5987
2041-04-01 | 816.7597 | 758.4216 | 701.5721 | 679.1369 | 712.0876 | 861.2122 | 990.5506 | 1025.9591 | 1025.7743 | 847.6465 | 798.5359 | 759.3097 | 635.7373 | 597.4705 | 651.6773 | 766.2542 | 1017.2138 | 1113.1602 | 1200.054 | 1177.9963 | 1177.1513 | 1142.3042 | 1035.0208 | 948.6847
2041-04-02 | 818.3463 | 765.6681 | 712.2699 | 677.7889 | 717.5997 | 851.2104 | 971.5602 | 989.1654 | 1040.6642 | 904.1039 | 817.4927 | 716.6526 | 633.1992 | 643.3887 | 677.1177 | 769.8574 | 968.8202 | 1089.208 | 1171.8599 | 1164.1559 | 1189.6241 | 1119.6834 | 1001.3699 | 931.3814
2041-04-03 | 799.7963 | 757.1775 | 698.675 | 667.9705 | 705.9314 | 822.8341 | 972.9389 | 984.2894 | 961.2799 | 803.283 | 749.3935 | 591.7123 | 537.3816 | 598.6206 | 649.6097 | 789.0337 | 953.3529 | 1075.6875 | 1143.3276 | 1109.5836 | 1149.2457 | 1126.626 | 1003.6019 | 937.7439
2041-04-04 | 778.6539 | 746.3114 | 700.5692 | 664.984 | 703.287 | 781.9635 | 891.5535 | 859.7454 | 908.3617 | 837.3145 | 807.201 | 663.293 | 595.4196 | 513.1927 | 634.2835 | 688.154 | 863.9296 | 1012.2777 | 1094.9214 | 1148.6556 | 1178.9814 | 1108.1301 | 999.3436 | 933.7889
2041-04-05 | 872.2094 | 746.4939 | 683.8823 | 645.6275 | 684.6179 | 758.9072 | 879.0058 | 858.9448 | 874.6091 | 780.9634 | 750.5267 | 658.5695 | 591.8791 | 478.3698 | 594.5341 | 621.7726 | 843.7628 | 943.7946 | 1086.8974 | 1088.3059 | 1116.2846 | 1083.533 | 1024.504 | 997.7452
2041-04-06 | 887.4915 | 808.4689 | 699.6935 | 655.6988 | 670.2802 | 731.7657 | 805.9957 | 817.1739 | 815.2175 | 722.2782 | 634.6346 | 562.7284 | 408.1879 | 367.4401 | 399.9167 | 551.1432 | 785.4235 | 965.4352 | 1056.8765 | 1086.2707 | 1046.8826 | 1035.5462 | 974.2652 | 912.7375
2041-04-07 | 796.6711 | 735.5334 | 670.9307 | 638.6565 | 645.0849 | 688.5191 | 749.2456 | 766.325 | 803.2558 | 702.4229 | 608.92 | 599.0465 | 537.7929 | 445.1227 | 581.6104 | 700.11 | 861.1673 | 980.4567 | 1048.5022 | 1062.1051 | 1055.7833 | 1044.4034 | 945.0381 | 856.6891
2041-04-08 | 750.0981 | 696.6801 | 639.069 | 621.3872 | 656.3253 | 794.3316 | 921.6265 | 944.2174 | 963.9865 | 784.0606 | 702.1179 | 695.887 | 586.9019 | 573.8126 | 587.3011 | 675.5416 | 895.9899 | 990.4756 | 1095.2669 | 1088.5286 | 1078.6113 | 1052.0302 | 942.1918 | 863.0453
2041-04-09 | 771.8537 | 723.7903 | 671.0551 | 639.1503 | 677.2251 | 803.4859 | 927.0682 | 904.7023 | 937.4002 | 784.7153 | 697.3194 | 543.9812 | 544.1192 | 526.3369 | 547.5078 | 645.6864 | 849.8336 | 987.0177 | 1091.8682 | 1104.6887 | 1127.15 | 1056.0631 | 936.3286 | 873.5335
2041-04-10 | 766.8379 | 726.1091 | 668.8608 | 640.688 | 678.0137 | 793.1051 | 934.6463 | 926.3648 | 889.0273 | 754.6203 | 700.0351 | 553.9325 | 532.1499 | 516.8724 | 561.8194 | 684.7327 | 883.1021 | 1008.5744 | 1078.4533 | 1057.5257 | 1092.694 | 1068.2317 | 945.4664 | 893.62
2041-04-11 | 760.1441 | 730.7542 | 685.5064 | 649.2846 | 687.1199 | 765.2722 | 880.0535 | 855.9835 | 893.7402 | 798.7562 | 808.1907 | 674.2926 | 574.6558 | 481.9095 | 605.6803 | 641.997 | 844.1992 | 963.2171 | 1062.0577 | 1125.6724 | 1149.4375 | 1083.2406 | 969.3372 | 912.2345
2041-04-12 | 852.6967 | 729.9223 | 670.5545 | 631.0077 | 668.9821 | 743.0194 | 849.2882 | 819.9564 | 855.7913 | 764.7616 | 713.3936 | 557.0054 | 506.8367 | 439.0969 | 535.7291 | 597.7313 | 779.9028 | 911.0106 | 1058.7152 | 1071.4905 | 1088.3648 | 1058.5745 | 995.2105 | 973.6725
2041-04-13 | 891.1498 | 813.5979 | 704.2445 | 659.8682 | 674.7676 | 738.9489 | 811.8341 | 836.3232 | 845.3922 | 746.9749 | 623.9553 | 522.6262 | 414.098 | 374.6049 | 450.6845 | 653.831 | 871.8296 | 1005.4049 | 1083.829 | 1116.3753 | 1064.218 | 1050.907 | 999.7294 | 930.204
2041-04-14 | 819.5514 | 751.7475 | 683.7597 | 651.7136 | 657.5752 | 706.3555 | 758.0704 | 771.1237 | 822.275 | 707.487 | 627.7228 | 642.2055 | 535.5598 | 484.8082 | 525.4187 | 667.648 | 867.374 | 1018.0732 | 1077.5983 | 1093.2725 | 1080.6592 | 1059.6064 | 967.0805 | 879.5749
2041-04-15 | 780.4333 | 724.5216 | 676.9837 | 650.9954 | 690.8517 | 831.7914 | 964.9994 | 965.6533 | 940.8964 | 794.2349 | 708.2849 | 602.9152 | 563.8725 | 537.2497 | 600.2276 | 684.746 | 911.6905 | 1030.2071 | 1140.5683 | 1120.3091 | 1120.7397 | 1095.2976 | 988.0558 | 904.3547
2041-04-16 | 802.2339 | 751.5009 | 696.3736 | 663.7057 | 702.3181 | 834.3364 | 957.0226 | 957.0389 | 985.2566 | 848.7556 | 781.151 | 689.5774 | 643.5743 | 633.8705 | 604.7925 | 693.6492 | 887.7075 | 1021.5298 | 1108.635 | 1123.5657 | 1163.4764 | 1094.7738 | 976.0223 | 912.3089
2041-04-17 | 799.9694 | 757.5759 | 700.8211 | 670.0421 | 707.4 | 828.8063 | 950.1314 | 967.0153 | 992.797 | 872.3629 | 816.5306 | 783.0771 | 649.5583 | 653.6225 | 669.5388 | 779.4406 | 972.3377 | 1091.326 | 1126.8463 | 1102.7876 | 1142.9148 | 1109.6089 | 988.767 | 935.4925
2041-04-18 | 778.1649 | 747.6973 | 704.9163 | 668.5115 | 707.025 | 788.5361 | 897.1266 | 854.2086 | 866.9107 | 787.8105 | 771.3712 | 519.951 | 529.7 | 474.4655 | 618.423 | 649.2309 | 849.604 | 990.2111 | 1090.1715 | 1152.6392 | 1167.0885 | 1101.8544 | 995.5709 | 932.716
2041-04-19 | 914.9626 | 791.8735 | 728.3121 | 672.6892 | 692.0761 | 698.392 | 731.4055 | 733.2862 | 866.8476 | 818.5069 | 794.1617 | 733.9019 | 584.5391 | 505.1334 | 618.9962 | 674.6526 | 890.4763 | 986.4567 | 1073.6338 | 1063.8902 | 1101.8209 | 1093.468 | 1031.0343 | 1008.5816
2041-04-20 | 902.9106 | 818.9657 | 707.206 | 668.5974 | 687.6579 | 753.5293 | 817.4867 | 848.6109 | 868.2105 | 784.909 | 738.0884 | 730.9465 | 619.2599 | 502.9656 | 533.1422 | 683.5452 | 848.7667 | 1011.0169 | 1083.0917 | 1105.1909 | 1062.8643 | 1056.9162 | 993.3038 | 933.1266
2041-04-21 | 819.8074 | 757.9103 | 698.3239 | 662.0637 | 668.4189 | 718.7784 | 761.2272 | 773.3657 | 795.3983 | 709.5551 | 632.8619 | 572.2693 | 467.127 | 451.122 | 550.3769 | 675.5902 | 867.5552 | 990.532 | 1084.2229 | 1089.1078 | 1093.4326 | 1077.0555 | 979.611 | 890.5169
2041-04-22 | 791.9408 | 738.1532 | 680.3111 | 660.0304 | 695.1781 | 828.731 | 954.7854 | 952.3013 | 976.5681 | 777.2687 | 697.0029 | 606.2506 | 617.847 | 646.463 | 651.4484 | 719.193 | 939.2343 | 1031.5457 | 1138.4799 | 1126.324 | 1124.9173 | 1097.4706 | 995.0339 | 911.7995
2041-04-23 | 800.7302 | 754.6433 | 696.4517 | 665.275 | 703.9644 | 833.4137 | 960.8044 | 951.1606 | 978.7754 | 858.7031 | 786.0259 | 692.5734 | 674.4769 | 635.2436 | 623.0117 | 736.0186 | 941.104 | 1043.6765 | 1148.719 | 1156.3191 | 1170.1346 | 1100.4177 | 984.139 | 920.6707
2041-04-24 | 794.7269 | 755.332 | 696.4394 | 664.9243 | 702.6866 | 824.8711 | 961.919 | 947.1278 | 967.5597 | 841.1646 | 797.1097 | 710.8634 | 648.3459 | 614.4061 | 655.403 | 790.454 | 960.9322 | 1091.9305 | 1139.7923 | 1118.7726 | 1134.9366 | 1111.7919 | 988.1449 | 934.3959
2041-04-25 | 779.7996 | 748.165 | 705.393 | 668.6275 | 705.9471 | 793.0094 | 907.7238 | 860.4628 | 865.4257 | 766.7109 | 766.9626 | 535.4434 | 603.0227 | 502.8643 | 658.1353 | 665.33 | 858.5447 | 996.0936 | 1101.8984 | 1163.2412 | 1174.7448 | 1109.661 | 995.1523 | 939.3495
2041-04-26 | 888.3297 | 762.6513 | 704.9537 | 664.0673 | 701.6212 | 785.0094 | 890.3625 | 867.5401 | 904.4898 | 795.267 | 769.1105 | 619.5018 | 619.0726 | 566.1581 | 695.9124 | 730.4101 | 921.9497 | 988.0658 | 1121.0565 | 1123.3266 | 1153.0658 | 1108.9489 | 1049.7867 | 1021.1257
2041-04-27 | 901.4004 | 826.9961 | 718.7063 | 670.5643 | 685.1371 | 750.4451 | 815.7351 | 833.3854 | 864.0076 | 748.0344 | 657.9502 | 633.4133 | 534.7251 | 501.0855 | 559.2411 | 714.8436 | 892.0593 | 1017.2681 | 1095.999 | 1121.5306 | 1071.8111 | 1063.9056 | 1003.9625 | 936.7113
2041-04-28 | 814.8848 | 752.1978 | 683.5733 | 649.1893 | 652.3351 | 703.653 | 735.6995 | 738.7019 | 787.6295 | 682.8657 | 609.4327 | 580.6644 | 467.4894 | 442.618 | 510.0041 | 607.1541 | 831.552 | 978.271 | 1061.075 | 1078.4913 | 1071.4396 | 1053.1061 | 956.6951 | 871.0278
2041-04-29 | 778.7804 | 723.3744 | 664.3663 | 645.4247 | 680.8879 | 827.794 | 946.5817 | 947.9626 | 926.6739 | 745.187 | 701.8696 | 584.229 | 605.975 | 596.4626 | 652.3192 | 753.1931 | 949.6323 | 1031.4986 | 1120.2635 | 1137.9865 | 1120.9731 | 1093.9796 | 989.7836 | 903.9733
2041-04-30 | 799.8552 | 743.5951 | 686.3821 | 657.3394 | 701.5446 | 827.2372 | 945.9591 | 939.0736 | 985.8765 | 873.0619 | 792.6324 | 717.6915 | 633.1324 | 636.0567 | 591.2022 | 704.4089 | 884.0594 | 997.3268 | 1085.9978 | 1108.3078 | 1145.4272 | 1073.8424 | 960.6269 | 897.0055
2041-05-01 | 818.6538 | 759.6529 | 717.7647 | 696.678 | 732.4933 | 832.2757 | 913.4125 | 893.4863 | 876.8783 | 721.4015 | 690.7279 | 546.8845 | 547.9993 | 540.7794 | 616.9767 | 718.8376 | 937.8999 | 1062.3455 | 1084.7166 | 1072.4105 | 1095.2567 | 1077.4431 | 982.7575 | 926.7553
2041-05-02 | 807.7195 | 761.0551 | 729.8902 | 701.6141 | 738.0376 | 801.8618 | 888.6436 | 817.0758 | 870.409 | 800.9487 | 796.954 | 634.7405 | 625.6754 | 569.9802 | 698.6833 | 693.2845 | 839.3248 | 988.1758 | 1064.3162 | 1133.8388 | 1149.0059 | 1082.6104 | 1006.3287 | 943.9285
2041-05-03 | 915.4189 | 773.947 | 730.8526 | 700.8455 | 738.4719 | 797.0601 | 879.3568 | 824.5999 | 868.9863 | 791.2969 | 777.8496 | 685.6622 | 613.5498 | 608.5755 | 718.4502 | 733.4383 | 889.4132 | 968.8216 | 1087.4791 | 1101.1551 | 1108.2742 | 1085.7164 | 1052.2974 | 1022.1596
2041-05-04 | 937.2754 | 844.4738 | 750.9005 | 713.1866 | 727.2931 | 783.9995 | 826.2075 | 821.9995 | 894.8919 | 780.9863 | 686.1103 | 754.5179 | 648.942 | 529.5431 | 566.535 | 721.4102 | 898.3549 | 1052.2587 | 1087.0051 | 1102.6462 | 1051.863 | 1050.3812 | 1014.0858 | 948.3597
2041-05-05 | 865.5674 | 786.8131 | 741.5943 | 715.072 | 720.9162 | 769.5783 | 792.5596 | 776.613 | 806.6237 | 707.8357 | 631.9502 | 582.2183 | 470.7589 | 426.9085 | 489.7023 | 622.2364 | 824.906 | 994.4227 | 1078.9906 | 1099.2093 | 1092.4426 | 1090.8648 | 1021.5278 | 922.0279
2041-05-06 | 828.4128 | 756.0615 | 714.9561 | 705.557 | 740.6039 | 857.4204 | 961.1313 | 951.15 | 935.6159 | 769.4686 | 661.73 | 547.1984 | 537.3842 | 536.7106 | 572.1437 | 687.8144 | 891.02 | 1033.8123 | 1105.1243 | 1121.3525 | 1114.0425 | 1094.3388 | 1024.6907 | 935.3067
2041-05-07 | 839.5374 | 771.9461 | 732.5955 | 709.2304 | 738.1189 | 849.7843 | 947.1673 | 925.0904 | 962.9617 | 826.7489 | 769.9653 | 677.6078 | 598.9633 | 583.9927 | 594.0115 | 701.8032 | 907.0267 | 1031.1468 | 1102.0535 | 1128.8801 | 1145.0206 | 1080.3694 | 1000.8164 | 931.6688
2041-05-08 | 829.242 | 774.436 | 733.3195 | 710.461 | 745.3234 | 845.8424 | 959.4582 | 945.9154 | 942.0918 | 840.2349 | 794.4075 | 781.4192 | 752.7656 | 769.2758 | 812.7522 | 910.8091 | 1027.1438 | 1090.3765 | 1102.9731 | 1083.3862 | 1117.58 | 1103.6571 | 1008.4666 | 951.5944
2041-05-09 | 804.351 | 756.8453 | 726.1234 | 699.1749 | 734.443 | 794.0914 | 865.8737 | 815.3796 | 853.7021 | 767.1944 | 756.087 | 606.4671 | 589.1585 | 531.2856 | 654.89 | 683.1966 | 847.337 | 994.0422 | 1056.6371 | 1122.8972 | 1145.6732 | 1079.465 | 1002.2784 | 936.9366
2041-05-10 | 920.9424 | 782.4778 | 740.7998 | 708.9605 | 743.715 | 806.5053 | 895.0848 | 882.3689 | 903.7001 | 764.6732 | 745.3291 | 655.8599 | 587.042 | 526.0237 | 638.295 | 690.4306 | 844.4019 | 947.1799 | 1068.5889 | 1099.9944 | 1119.5588 | 1098.7042 | 1070.6103 | 1038.0692
2041-05-11 | 935.7484 | 840.4493 | 750.7478 | 713.55 | 727.861 | 783.7233 | 795.979 | 799.6128 | 824.5223 | 697.8952 | 627.5835 | 500.0861 | 490.6317 | 440.5115 | 454.2151 | 617.9288 | 831.9817 | 994.3599 | 1059.674 | 1097.6562 | 1048.9617 | 1050.691 | 1013.6121 | 947.1626
2041-05-12 | 832.2372 | 753.4589 | 705.9622 | 682.8691 | 689.2089 | 726.5875 | 741.6678 | 699.4158 | 710.3253 | 624.2438 | 541.1134 | 393.1529 | 351.8608 | 322.4235 | 391.7336 | 540.977 | 754.3717 | 942.7294 | 1009.9213 | 1061.8251 | 1046.6833 | 1043.7213 | 972.6135 | 883.5799
2041-05-13 | 806.677 | 736.5301 | 693.9361 | 685.0889 | 718.6704 | 834.2783 | 924.9278 | 897.9572 | 861.5979 | 709.1923 | 628.828 | 514.3762 | 520.3124 | 483.004 | 517.7125 | 628.063 | 861.4108 | 1001.5641 | 1079.0321 | 1111.2619 | 1087.2674 | 1071.777 | 994.4656 | 908.3675
2041-05-14 | 818.0762 | 753.5379 | 712.5075 | 692.1074 | 730.6597 | 833.7411 | 925.2784 | 882.9518 | 923.8006 | 797.9078 | 738.1363 | 669.4015 | 623.5788 | 574.9566 | 587.8528 | 668.8232 | 843.9491 | 969.4365 | 1064.3529 | 1101.66 | 1119.888 | 1053.7365 | 972.2565 | 905.0554
2041-05-15 | 822.4428 | 767.3621 | 723.1326 | 701.9108 | 737.7529 | 835.5502 | 942.7342 | 893.2478 | 878.354 | 749.5188 | 681.4239 | 548.3872 | 531.661 | 506.693 | 554.0244 | 649.1531 | 856.0723 | 1022.4795 | 1071.4844 | 1061.4092 | 1105.7192 | 1079.7929 | 995.8856 | 936.2276
2041-05-16 | 821.0809 | 775.6909 | 742.8342 | 711.1463 | 750.6139 | 813.5994 | 888.5783 | 832.3002 | 876.9253 | 773.2117 | 758.6778 | 561.5315 | 600.8643 | 522.4652 | 640.0139 | 656.6762 | 822.4184 | 957.5865 | 1050.7347 | 1136.8866 | 1160.2881 | 1097.6417 | 1021.7973 | 959.0984
2041-05-17 | 912.7069 | 770.6961 | 731.1769 | 700.1791 | 735.3531 | 797.1089 | 875.6908 | 843.5196 | 881.0741 | 794.1297 | 739.628 | 644.8612 | 576.3715 | 527.8453 | 646.428 | 698.653 | 825.1643 | 931.1293 | 1067.2281 | 1096.8831 | 1111.4427 | 1087.0012 | 1056.6508 | 1025.6384
2041-05-18 | 930.9788 | 838.8241 | 745.1312 | 707.3954 | 721.6755 | 777.8669 | 816.1035 | 814.8465 | 817.0921 | 711.7623 | 608.498 | 478.4787 | 439.6939 | 379.3739 | 436.67 | 615.7714 | 805.6086 | 966.8674 | 1043.3622 | 1089.9157 | 1038.8206 | 1038.0589 | 1004.0408 | 939.6634
2041-05-19 | 853.7325 | 776.0277 | 731.9547 | 705.6375 | 712.2579 | 754.0932 | 761.4143 | 708.4783 | 735.7556 | 636.4692 | 547.2358 | 394.1591 | 413.4037 | 342.8783 | 432.1038 | 562.5302 | 765.4304 | 932.7761 | 1025.1429 | 1076.4556 | 1070.9334 | 1070.2122 | 999.2596 | 910.1038
2041-05-20 | 825.7361 | 754.7529 | 711.9458 | 700.7903 | 734.6311 | 861.5909 | 950.3873 | 914.3424 | 888.4837 | 730.3814 | 670.4662 | 618.2084 | 615.3944 | 557.2325 | 585.8693 | 675.4318 | 875.5617 | 1009.8469 | 1094.0365 | 1116.7835 | 1106.4353 | 1088.6276 | 1016.2838 | 929.622
2041-05-21 | 832.3483 | 769.5164 | 729.5902 | 707.1127 | 746.0846 | 861.1238 | 939.1188 | 878.7445 | 899.1487 | 789.5598 | 706.8927 | 542.6596 | 579.799 | 527.3663 | 562.0733 | 668.6916 | 923.0451 | 1001.5289 | 1068.4803 | 1106.9834 | 1131.5879 | 1075.3237 | 987.1108 | 921.183
2041-05-22 | 832.18 | 776.7185 | 734.5455 | 712.0938 | 749.3682 | 853.4349 | 950.772 | 913.1963 | 883.5822 | 759.2026 | 713.6 | 588.5672 | 628.2682 | 661.4132 | 712.9576 | 810.7115 | 923.435 | 1056.8554 | 1078.387 | 1082.8607 | 1109.8727 | 1091.3711 | 1005.2619 | 945.3406
2041-05-23 | 826.6384 | 779.8843 | 748.3911 | 717.094 | 754.1315 | 823.1147 | 894.1224 | 828.7793 | 863.7062 | 782.8568 | 765.6038 | 562.7641 | 601.3708 | 530.1621 | 680.8633 | 673.0168 | 831.8108 | 991.1681 | 1074.5926 | 1146.3199 | 1176.8234 | 1108.9536 | 1033.9884 | 969.6787
2041-05-24 | 908.1519 | 770.6796 | 727.8814 | 695.2576 | 733.9681 | 793.7722 | 861.5617 | 813.4384 | 879.7589 | 798.8904 | 766.9352 | 710.6932 | 624.708 | 544.9039 | 647.0526 | 670.9412 | 861.2551 | 934.3725 | 1061.6619 | 1099.134 | 1111.1085 | 1081.4392 | 1051.8931 | 1021.2269
2041-05-25 | 915.6337 | 823.1715 | 729.5825 | 692.5618 | 706.2133 | 758.5505 | 787.433 | 762.4736 | 762.2343 | 666.9661 | 582.5841 | 459.5493 | 497.883 | 517.984 | 533.5538 | 715.9585 | 844.122 | 983.7483 | 1042.1242 | 1081.9426 | 1022.3098 | 1019.8741 | 985.8121 | 920.6205
2041-05-26 | 853.2143 | 774.6554 | 730.4254 | 705.8445 | 713.0939 | 766.6542 | 767.2735 | 729.755 | 742.1691 | 650.9371 | 621.1333 | 608.6702 | 657.1966 | 635.9127 | 691.9347 | 787.399 | 920.7692 | 1010.9838 | 1090.71 | 1112.4754 | 1073.0834 | 1070.7274 | 998.5384 | 907.2334
2041-05-27 | 862.2054 | 792.787 | 745.5863 | 719.6861 | 740.2252 | 827.8579 | 843.782 | 816.6289 | 857.3217 | 709.0542 | 696.5741 | 713.4907 | 705.0329 | 711.8218 | 667.5486 | 794.2087 | 1007.0403 | 1099.8877 | 1125.0827 | 1109.7297 | 1088.0747 | 1085.2161 | 1006.8445 | 934.983
2041-05-28 | 846.0334 | 769.7444 | 723.4475 | 707.6573 | 742.7902 | 857.995 | 935.2963 | 903.2735 | 926.6663 | 822.5065 | 758.7861 | 719.8329 | 698.2837 | 718.3784 | 803.3715 | 882.1095 | 1003.3287 | 1070.309 | 1118.3474 | 1136.1321 | 1150.6472 | 1087.3631 | 1008.7476 | 939.6239
2041-05-29 | 833.8257 | 785.7004 | 740.9601 | 717.956 | 753.7968 | 856.3382 | 952.7477 | 929.865 | 901.799 | 787.8612 | 750.9477 | 675.7051 | 698.1092 | 744.3239 | 821.8061 | 900.42 | 1027.3415 | 1098.0863 | 1103.8107 | 1097.7164 | 1122.4515 | 1115.212 | 1000.7342 | 958.1932
2041-05-30 | 819.5173 | 772.3972 | 739.6653 | 709.8631 | 746.4051 | 808.288 | 881.0571 | 818.3038 | 843.8617 | 788.1732 | 784.801 | 689.7228 | 686.8684 | 649.9549 | 766.9368 | 754.347 | 884.4477 | 995.7063 | 1078.792 | 1154.0429 | 1165.4456 | 1096.6618 | 1018.6868 | 955.3366
2041-05-31 | 922.355 | 779.4698 | 738.2474 | 708.1143 | 748.6301 | 814.3666 | 883.967 | 845.0961 | 900.1119 | 835.8727 | 816.2001 | 816.2301 | 725.8794 | 603.1193 | 759.6922 | 776.8197 | 920.4107 | 989.4898 | 1110.9117 | 1125.3163 | 1134.3347 | 1099.2717 | 1067.8988 | 1034.733
2041-06-01 | 938.768 | 836.5899 | 731.6065 | 691.8066 | 702.6463 | 758.225 | 806.0889 | 822.293 | 888.3598 | 814.3165 | 764.3644 | 760.5423 | 676.1462 | 568.2124 | 621.5326 | 822.391 | 982.154 | 1083.7595 | 1137.2829 | 1157.2494 | 1108.3836 | 1100.3475 | 1078.7385 | 992.2042
2041-06-02 | 855.8995 | 768.7999 | 708.8772 | 679.2343 | 679.1228 | 707.9441 | 722.5952 | 740.1834 | 806.3834 | 726.8602 | 653.8496 | 568.4155 | 487.8814 | 422.3487 | 490.3131 | 626.7764 | 841.4035 | 1011.6578 | 1088.515 | 1136.6969 | 1132.6019 | 1121.9944 | 1053.706 | 938.2426
2041-06-03 | 816.9691 | 735.2771 | 683.79 | 673.1249 | 710.6661 | 851.222 | 968.5217 | 979.7908 | 1018.6447 | 887.6846 | 805.0099 | 759.8223 | 693.9907 | 697.5383 | 729.4844 | 851.3821 | 1047.984 | 1145.3725 | 1198.4454 | 1210.3047 | 1184.6463 | 1153.5511 | 1072.609 | 957.0417
2041-06-04 | 837.0986 | 765.109 | 715.5649 | 692.456 | 734.2364 | 861.5106 | 970.3337 | 976.4817 | 1063.0866 | 986.2497 | 920.5232 | 918.5365 | 890.6173 | 787.2237 | 816.0679 | 917.8499 | 1045.6811 | 1147.8957 | 1204.4812 | 1205.5193 | 1217.2564 | 1140.0069 | 1057.1116 | 962.9424
2041-06-05 | 828.7946 | 762.7353 | 707.6851 | 684.798 | 723.8674 | 840.3742 | 964.4743 | 975.8135 | 997.8838 | 877.338 | 846.1423 | 799.0335 | 694.8461 | 647.8211 | 702.3567 | 836.2224 | 1048.2871 | 1141.9295 | 1160.5445 | 1157.4897 | 1171.5654 | 1140.2318 | 1055.323 | 972.0846
2041-06-06 | 794.5713 | 744.9596 | 702.2008 | 674.4921 | 714.7199 | 791.7426 | 884.4264 | 856.1989 | 904.7534 | 859.783 | 851.5754 | 757.8776 | 773.9252 | 697.1587 | 871.4493 | 939.2497 | 990.1548 | 1082.7784 | 1131.9846 | 1199.4955 | 1203.1528 | 1131.1731 | 1054.3912 | 965.2986
2041-06-07 | 915.8855 | 769.8038 | 713.9767 | 682.3197 | 723.7116 | 796.9996 | 884.5907 | 862.359 | 907.5148 | 824.2533 | 804.439 | 655.3331 | 643.4292 | 585.4769 | 678.3508 | 730.5814 | 913.7512 | 998.8063 | 1121.9128 | 1157.9901 | 1172.2976 | 1134.9863 | 1115.3574 | 1057.3354
2041-06-08 | 928.6032 | 827.6816 | 722.0065 | 682.5481 | 692.5262 | 745.4915 | 784.4386 | 789.8245 | 851.4944 | 772.0002 | 697.1972 | 620.9434 | 536.9604 | 437.4099 | 487.4451 | 676.5469 | 838.3314 | 1009.1081 | 1082.5106 | 1134.9804 | 1084.3813 | 1081.3026 | 1055.7703 | 971.6114
2041-06-09 | 852.392 | 763.5004 | 707.4711 | 678.021 | 678.0512 | 707.9073 | 720.7656 | 734.9222 | 805.0239 | 738.8062 | 686.5158 | 662.8169 | 550.0362 | 502.2716 | 586.9992 | 748.3133 | 929.7176 | 1037.2288 | 1116.8288 | 1143.1969 | 1133.3646 | 1120.8328 | 1051.8843 | 939.6083
2041-06-10 | 816.851 | 736.1172 | 685.5949 | 674.0548 | 710.781 | 847.4341 | 965.4251 | 998.0643 | 1029.3406 | 894.3986 | 846.9152 | 856.4311 | 736.2076 | 664.5165 | 734.3077 | 867.7644 | 1029.1785 | 1124.6374 | 1185.8401 | 1200.9092 | 1177.3619 | 1148.0534 | 1068.0934 | 953.7373
2041-06-11 | 874.925 | 804.0898 | 749.1715 | 706.2823 | 717.889 | 759.6043 | 796.3143 | 789.9771 | 912.4437 | 832.5064 | 765.2601 | 625.4749 | 575.8099 | 577.5966 | 576.8399 | 716.8448 | 879.6693 | 1021.0063 | 1097.0903 | 1129.1659 | 1172.3921 | 1124.0123 | 1040.5678 | 961.9668
2041-06-12 | 820.4672 | 753.3848 | 693.4665 | 678.6014 | 721.8227 | 830.6047 | 950.8033 | 952.5376 | 971.8972 | 872.2955 | 818.1746 | 724.4884 | 684.1225 | 670.1951 | 693.1831 | 840.7497 | 1011.8249 | 1113.3895 | 1147.5167 | 1146.7213 | 1169.9179 | 1139.0362 | 1051.8412 | 971.4418
2041-06-13 | 802.3062 | 749.6957 | 705.7029 | 678.4693 | 716.02 | 789.7052 | 878.3681 | 832.4059 | 906.765 | 838.7156 | 839.8961 | 646.3261 | 666.984 | 604.3655 | 745.554 | 780.1536 | 915.354 | 1048.5982 | 1100.9837 | 1190.9329 | 1207.3798 | 1137.1919 | 1059.7043 | 970.3952
2041-06-14 | 912.4513 | 766.1993 | 711.2292 | 679.4886 | 716.3783 | 789.7905 | 889.1913 | 855.7188 | 925.0466 | 845.284 | 828.0236 | 742.1908 | 671.3552 | 593.3467 | 715.2382 | 789.3222 | 951.8084 | 1025.211 | 1144.3838 | 1158.3516 | 1174.3987 | 1136.8277 | 1114.6182 | 1057.6926
2041-06-15 | 924.429 | 822.5814 | 715.9697 | 677.1976 | 685.8345 | 739.8295 | 787.2841 | 815.9842 | 894.9142 | 841.0797 | 733.6737 | 778.4308 | 665.3336 | 574.2206 | 543.1708 | 690.4826 | 864.2112 | 1026.8981 | 1104.0881 | 1138.0184 | 1081.5005 | 1078.3731 | 1053.6273 | 966.4768
2041-06-16 | 842.3451 | 755.2976 | 696.3776 | 667.2306 | 667.6325 | 693.4028 | 713.3476 | 714.5812 | 791.0127 | 720.6392 | 638.8181 | 545.5622 | 469.3351 | 425.4994 | 519.5062 | 675.5057 | 866.4521 | 1022.6129 | 1084.7094 | 1126.2568 | 1117.413 | 1109.1858 | 1040.4089 | 926.5178
2041-06-17 | 802.1641 | 721.7661 | 669.7308 | 658.9285 | 695.247 | 827.2073 | 944.0837 | 980.6139 | 1034.2755 | 908.686 | 845.4705 | 832.816 | 752.7376 | 635.2711 | 671.7366 | 759.9985 | 934.318 | 1065.6633 | 1151.1624 | 1176.4214 | 1156.1623 | 1125.8897 | 1048.0274 | 935.3585
2041-06-18 | 830.1557 | 755.9601 | 707.957 | 682.8321 | 725.4041 | 841.1317 | 960.2643 | 965.8827 | 1050.0569 | 937.7681 | 845.8456 | 770.9146 | 652.6556 | 630.991 | 626.0139 | 777.6708 | 980.539 | 1076.4625 | 1142.1925 | 1184.7944 | 1206.6206 | 1129.4507 | 1043.932 | 952.7332
2041-06-19 | 809.6865 | 744.1872 | 692.4058 | 668.7724 | 704.0383 | 811.3045 | 944.0844 | 931.1404 | 948.2728 | 828.1533 | 780.4225 | 671.2353 | 655.3946 | 609.1904 | 636.4248 | 789.3535 | 936.7252 | 1055.025 | 1101.7727 | 1121.1709 | 1149.3888 | 1122.1486 | 1035.0284 | 957.1091
2041-06-20 | 779.7172 | 722.7838 | 683.8746 | 657.2552 | 691.0279 | 763.1142 | 849.536 | 827.3946 | 909.3002 | 860.2366 | 836.0041 | 770.9499 | 723.9776 | 621.1845 | 697.7455 | 705.6127 | 838.5682 | 981.4918 | 1062.0741 | 1166.3369 | 1183.9266 | 1105.3998 | 1030.0332 | 942.4394
2041-06-21 | 899.1458 | 749.9292 | 695.2477 | 665.5448 | 702.0374 | 774.6074 | 872.999 | 834.2717 | 877.2251 | 816.0312 | 807.0402 | 731.7389 | 681.6921 | 581.257 | 674.6811 | 725.1523 | 866.2896 | 971.5146 | 1082.7511 | 1135.3425 | 1152.7292 | 1120.1728 | 1091.9335 | 1038.7018
2041-06-22 | 922.9425 | 818.5511 | 714.7883 | 677.1549 | 686.874 | 739.3197 | 777.9665 | 784.8271 | 829.4212 | 764.0234 | 691.6739 | 563.9579 | 473.8728 | 421.8156 | 468.3228 | 639.2718 | 830.41 | 1001.1781 | 1066.4854 | 1121.5665 | 1082.6468 | 1074.6543 | 1049.1945 | 965.0305
2041-06-23 | 839.6027 | 752.1305 | 694.985 | 666.2884 | 665.6771 | 691.2941 | 712.286 | 720.9977 | 800.376 | 715.7119 | 638.1524 | 552.5581 | 458.4709 | 412.2702 | 440.5625 | 589.2851 | 782.3092 | 956.2793 | 1056.36 | 1115.7349 | 1113.0145 | 1101.5177 | 1031.9396 | 922.3321
2041-06-24 | 822.4369 | 740.5953 | 686.7832 | 678.3612 | 715.4039 | 850.3945 | 975.4909 | 997.715 | 1033.3855 | 910.5308 | 867.3269 | 899.7643 | 832.7169 | 742.3852 | 783.8464 | 887.1437 | 1007.1178 | 1119.1518 | 1176.4143 | 1190.7227 | 1176.6851 | 1148.6737 | 1071.5845 | 959.0096
2041-06-25 | 834.4547 | 760.6967 | 710.4696 | 688.0511 | 729.5261 | 853.2254 | 965.2807 | 966.8049 | 1031.8468 | 930.0268 | 832.6424 | 682.3305 | 619.7301 | 630.5018 | 640.7611 | 770.6954 | 946.041 | 1068.9071 | 1141.9827 | 1188.8938 | 1212.9044 | 1129.2222 | 1038.6331 | 955.2251
2041-06-26 | 805.6857 | 738.8486 | 688.3933 | 667.7042 | 703.3231 | 819.3396 | 948.461 | 937.789 | 947.7066 | 863.7311 | 806.236 | 750.2341 | 675.0204 | 640.6866 | 616.6452 | 762.2267 | 965.8266 | 1084.7754 | 1106.236 | 1119.7303 | 1144.6529 | 1115.741 | 1028.5231 | 949.0271
2041-06-27 | 803.6474 | 746.9484 | 710.064 | 681.4376 | 720.5432 | 794.1739 | 892.959 | 850.6882 | 897.4153 | 824.8016 | 823.1407 | 628.2179 | 631.3629 | 594.2525 | 771.9099 | 831.7012 | 957.4031 | 1048.9187 | 1103.34 | 1189.4556 | 1206.7395 | 1140.0848 | 1057.9555 | 970.586
2041-06-28 | 909.7466 | 763.7919 | 710.0824 | 676.8498 | 716.0476 | 788.3418 | 888.3275 | 877.5453 | 935.9013 | 873.4897 | 850.9905 | 779.2128 | 738.7675 | 666.1845 | 767.3769 | 840.7111 | 975.725 | 1029.2951 | 1128.0733 | 1152.7593 | 1166.5171 | 1135.7058 | 1112.258 | 1056.1214
2041-06-29 | 938.8233 | 836.2509 | 732.8188 | 692.5412 | 702.6591 | 758.3786 | 810.2554 | 819.3512 | 872.2351 | 804.5266 | 725.2791 | 635.0457 | 531.6915 | 478.1291 | 548.8928 | 761.3608 | 883.7293 | 1022.2582 | 1094.9806 | 1145.2783 | 1096.5353 | 1097.7916 | 1069.3309 | 986.2409
2041-06-30 | 844.7783 | 757.4953 | 700.7891 | 669.7084 | 671.0045 | 696.8755 | 723.8498 | 739.5033 | 816.0652 | 745.3625 | 645.1474 | 584.7792 | 462.6878 | 411.6119 | 538.3533 | 661.9381 | 872.4913 | 1007.3292 | 1074.4862 | 1110.5213 | 1110.7401 | 1102.4953 | 1041.0928 | 929.449
2041-07-01 | 850.6784 | 777.8161 | 722.5748 | 711.07 | 742.8469 | 899.5215 | 1022.8558 | 1027.922 | 1058.4472 | 922.0281 | 872.0346 | 846.4719 | 785.6885 | 819.9634 | 847.1327 | 917.6854 | 1103.1096 | 1193.3101 | 1260.5683 | 1280.0809 | 1220.2109 | 1192.1077 | 1105.5487 | 984.7866
2041-07-02 | 870.2191 | 802.343 | 751.7915 | 727.9305 | 766.8455 | 915.6903 | 1038.536 | 1021.8377 | 1079.699 | 966.469 | 907.5042 | 797.3318 | 752.7927 | 731.6783 | 741.7915 | 854.4603 | 1027.4514 | 1154.6602 | 1249.6569 | 1286.5169 | 1271.3774 | 1194.277 | 1095.1529 | 994.8957
2041-07-03 | 857.2263 | 799.1793 | 742.9744 | 719.4116 | 753.5624 | 886.3053 | 1027.9785 | 1023.8166 | 1081.1552 | 979.9499 | 932.0962 | 916.5318 | 798.074 | 756.5628 | 764.5961 | 853.1926 | 1027.1097 | 1162.5961 | 1215.6955 | 1225.5134 | 1216.5642 | 1190.235 | 1086.0529 | 1000.8623
2041-07-04 | 861.553 | 811.8402 | 767.3508 | 718.9754 | 726.5117 | 732.6471 | 758.5383 | 732.1706 | 831.8536 | 831.9922 | 848.6915 | 689.8189 | 631.6659 | 553.5461 | 686.462 | 721.3467 | 876.6129 | 1039.2605 | 1084.7493 | 1178.3247 | 1204.1139 | 1148.423 | 1060.5092 | 985.5794
2041-07-05 | 937.3452 | 788.7001 | 731.4304 | 707.5067 | 742.6998 | 820.2524 | 926.2605 | 928.2796 | 969.2219 | 897.2797 | 900.9265 | 812.8842 | 739.567 | 675.1998 | 766.1629 | 809.9803 | 996.1435 | 1064.5804 | 1165.3665 | 1200.2691 | 1198.6857 | 1177.2116 | 1142.055 | 1083.2507
2041-07-06 | 954.0828 | 856.5207 | 749.5482 | 709.6215 | 713.6555 | 762.7199 | 817.3869 | 850.9564 | 899.4171 | 841.2764 | 776.2208 | 764.2089 | 567.5506 | 519.4262 | 534.5064 | 723.6055 | 880.8457 | 1041.6158 | 1106.0503 | 1171.9714 | 1118.869 | 1116.7 | 1083.0415 | 995.1955
2041-07-07 | 881.0114 | 797.0474 | 739.4728 | 709.83 | 704.5411 | 722.8356 | 746.8981 | 788.5239 | 830.0335 | 770.1205 | 709.8578 | 661.5736 | 530.9583 | 509.6294 | 547.3989 | 683.8519 | 871.4209 | 1038.3639 | 1110.4704 | 1174.0291 | 1153.5317 | 1151.5175 | 1072.4717 | 952.8595
2041-07-08 | 848.8633 | 769.0463 | 720.7688 | 708.8919 | 740.3404 | 873.5253 | 1008.0669 | 1051.6344 | 1092.2902 | 939.9422 | 873.0883 | 881.5925 | 771.0347 | 753.5696 | 737.2262 | 803.1205 | 991.1627 | 1134.5874 | 1213.9856 | 1256.8507 | 1226.6534 | 1195.1291 | 1108.1166 | 986.329
2041-07-09 | 847.6641 | 772.8952 | 727.3501 | 703.2184 | 742.8572 | 864.3563 | 993.3227 | 998.2154 | 1036.5477 | 924.6902 | 842.5526 | 712.2913 | 654.1433 | 654.3172 | 652.2284 | 784.9176 | 1000.6296 | 1117.3038 | 1173.9895 | 1234.8969 | 1243.9451 | 1164.7975 | 1064.9509 | 965.6922
2041-07-10 | 841.992 | 783.5669 | 729.9106 | 704.3831 | 737.2109 | 856.0959 | 998.363 | 1012.5831 | 1020.7327 | 913.8019 | 876.0017 | 821.9245 | 707.3289 | 685.18 | 767.0588 | 867.1826 | 1061.9089 | 1148.8638 | 1179.4941 | 1192.3975 | 1203.8218 | 1182.2316 | 1076.1441 | 984.3474
2041-07-11 | 828.6452 | 779.3968 | 737.7204 | 709.0358 | 740.6487 | 818.4971 | 940.9355 | 925.5555 | 993.8706 | 935.8257 | 946.9765 | 887.0813 | 789.4181 | 675.4069 | 774.7493 | 771.2168 | 919.3256 | 1072.0667 | 1138.9495 | 1246.0581 | 1248.1683 | 1175.2387 | 1083.2842 | 993.3063
2041-07-12 | 946.6602 | 801.5108 | 750.2503 | 718.0273 | 749.5673 | 824.6005 | 937.8075 | 944.4773 | 983.4643 | 918.4831 | 909.5279 | 824.975 | 751.4037 | 755.0824 | 888.8258 | 961.5149 | 1080.6094 | 1119.3417 | 1197.6092 | 1219.7328 | 1210.746 | 1193.7231 | 1161.5537 | 1096.9772
2041-07-13 | 964.7807 | 867.6269 | 760.7035 | 719.8761 | 723.2052 | 773.2041 | 824.8942 | 870.8852 | 960.8939 | 924.2621 | 847.209 | 821.0272 | 712.9116 | 573.4872 | 583.4105 | 745.5944 | 927.2463 | 1091.2044 | 1133.5602 | 1183.2195 | 1122.9755 | 1126.5923 | 1096.6681 | 1007.5903
2041-07-14 | 895.53 | 810.9486 | 756.2106 | 723.1044 | 718.6463 | 744.4581 | 777.9508 | 813.1611 | 881.3373 | 815.1547 | 746.6756 | 735.5326 | 581.9088 | 552.4724 | 597.7186 | 766.0752 | 964.0002 | 1103.0162 | 1169.5588 | 1209.3794 | 1191.2906 | 1186.1645 | 1102.4565 | 986.5599
2041-07-15 | 859.7171 | 785.1491 | 734.3226 | 722 | 754.2151 | 892.9417 | 1027.8977 | 1066.8553 | 1071.0189 | 911.6255 | 860.7035 | 861.1335 | 789.8718 | 801.1273 | 824.0351 | 917.5054 | 1076.3135 | 1180.0493 | 1242.0054 | 1272.5859 | 1241.1656 | 1215.5552 | 1123.77 | 1004.2519
2041-07-16 | 870.5164 | 799.8529 | 750.9005 | 727.1592 | 765.202 | 897.3827 | 1026.972 | 1047.7289 | 1099.0174 | 975.6054 | 870.4137 | 795.8799 | 724.8754 | 755.0718 | 778.3981 | 882.4563 | 1027.2242 | 1151.9945 | 1220.5927 | 1261.8287 | 1277.2877 | 1197.6497 | 1102.4878 | 999.3574
2041-07-17 | 842.3908 | 785.3664 | 730.9652 | 707.9284 | 739.1598 | 851.1931 | 1001.0351 | 1035.2575 | 1035.4089 | 947.8996 | 911.145 | 917.1122 | 819.6382 | 817.4693 | 835.2824 | 930.6115 | 1085.7559 | 1199.4092 | 1194.5154 | 1196.7747 | 1200.5238 | 1179.5331 | 1072.548 | 983.8044
2041-07-18 | 823.402 | 776.0938 | 728.5134 | 700.8869 | 737.2338 | 813.4413 | 925.782 | 908.8448 | 982.1508 | 920.0068 | 952.1084 | 906.7473 | 893.8997 | 813.7665 | 938.3328 | 948.453 | 1076.6041 | 1152.0594 | 1168.1571 | 1249.9637 | 1254.7723 | 1179.3716 | 1086.112 | 991.7754
2041-07-19 | 950.7788 | 807.2831 | 752.2028 | 718.425 | 752.893 | 822.3933 | 942.0317 | 952.1358 | 1001.7193 | 930.3536 | 923.4106 | 879.291 | 749.3633 | 712.8884 | 800.6131 | 831.9113 | 1005.3854 | 1093.1227 | 1194.4053 | 1217.6833 | 1211.118 | 1181.5816 | 1153.2811 | 1090.3739
2041-07-20 | 949.7505 | 854.1373 | 747.0504 | 706.0917 | 708.5605 | 755.033 | 811.9053 | 849.698 | 887.8406 | 806.619 | 744.9814 | 665.378 | 555.9806 | 515.5907 | 582.3877 | 761.9477 | 908.3112 | 1079.1501 | 1138.4732 | 1183.8572 | 1118.6189 | 1118.616 | 1082.8684 | 994.5808
2041-07-21 | 895.8869 | 810.7396 | 753.6461 | 721.0823 | 715.3787 | 739.0732 | 770.9702 | 786.2771 | 858.1167 | 776.0175 | 706.1964 | 648.2882 | 555.3557 | 539.7655 | 617.9644 | 777.7633 | 962.9239 | 1099.0441 | 1159.819 | 1199.486 | 1184.4434 | 1180.175 | 1100.6806 | 980.0673
2041-07-22 | 865.6501 | 788.8785 | 737.7709 | 725.2865 | 756.9066 | 899.421 | 1039.1727 | 1103.5492 | 1131.7168 | 945.9689 | 883.0238 | 891.0746 | 774.5681 | 757.4458 | 805.443 | 955.8583 | 1163.0337 | 1222.7904 | 1259.6607 | 1269.5529 | 1242.1523 | 1219.6339 | 1128.1858 | 1006.8058
2041-07-23 | 866.712 | 796.6609 | 745.7933 | 721.014 | 759.0553 | 892.5061 | 1021.8692 | 1039.9935 | 1110.5783 | 1011.0079 | 925.9018 | 879.5564 | 776.1144 | 801.2679 | 800.2137 | 882.9278 | 1037.5154 | 1150.7939 | 1211.9261 | 1253.9079 | 1263.0316 | 1189.1629 | 1086.3134 | 987.5616
2041-07-24 | 847.0034 | 786.8887 | 735.7276 | 712.3844 | 745.296 | 863.7808 | 1016.8083 | 1067.2643 | 1099.7189 | 1011.8395 | 972.4564 | 986.3379 | 1010.8883 | 895.1774 | 879.0495 | 952.1856 | 1096.0947 | 1182.4128 | 1198.4455 | 1195.1133 | 1208.6286 | 1182.9107 | 1079.1347 | 990.0188
2041-07-25 | 828.6397 | 781.9458 | 737.8056 | 708.3504 | 740.7137 | 822.3771 | 938.1574 | 919.3221 | 958.3867 | 894.9563 | 905.7563 | 802.1053 | 751.7413 | 704.6809 | 818.7175 | 857.263 | 1003.5796 | 1117.3108 | 1155.1331 | 1241.0289 | 1246.1197 | 1174.3658 | 1083.0465 | 989.82
2041-07-26 | 941.2411 | 798.6591 | 743.7368 | 711.1337 | 743.1084 | 820.8822 | 936.5333 | 942.6452 | 1006.7208 | 933.9494 | 912.7681 | 911.045 | 780.838 | 682.9913 | 790.0317 | 838.005 | 1016.8478 | 1087.8573 | 1182.0633 | 1210.8701 | 1196.5063 | 1179.83 | 1145.8622 | 1085.9644
2041-07-27 | 971.6856 | 872.5128 | 768.9766 | 727.7884 | 731.1478 | 783.464 | 845.0569 | 890.7308 | 935.8827 | 880.0354 | 788.8772 | 754.4327 | 589.8029 | 540.2131 | 560.3529 | 757.1698 | 931.8234 | 1090.9473 | 1152.25 | 1194.1329 | 1142.7026 | 1141.7812 | 1108.9289 | 1020.5386
2041-07-28 | 897.8247 | 812.8631 | 756.0179 | 724.0515 | 718.8203 | 746.9539 | 783.0298 | 810.1868 | 871.6454 | 790.8187 | 710.1205 | 693.7823 | 590.7887 | 530.6011 | 574.2849 | 739.6936 | 932.7144 | 1096.1788 | 1160.3064 | 1203.2657 | 1186.2139 | 1175.2057 | 1101.3338 | 985.6923
2041-07-29 | 849.2842 | 772.0745 | 721.3164 | 708.5039 | 740.3308 | 878.0281 | 1014.9648 | 1046.7857 | 1039.7714 | 897.362 | 830.7776 | 725.7118 | 673.6453 | 685.9366 | 710.0251 | 813.8649 | 1008.0914 | 1140.6991 | 1215.6915 | 1243.9865 | 1220.8197 | 1191.4297 | 1102.1509 | 982.3256
2041-07-30 | 858.6596 | 787.2284 | 737.4268 | 713.5625 | 751.005 | 875.649 | 1007.5606 | 1018.0765 | 1040.8069 | 917.6021 | 844.8457 | 743.1773 | 668.0716 | 682.5708 | 703.28 | 789.447 | 985.0712 | 1105.1279 | 1198.6873 | 1237.2741 | 1245.107 | 1174.707 | 1072.5886 | 974.1451
2041-07-31 | 844.9527 | 788.0786 | 732.9867 | 707.6505 | 738.8774 | 851.8061 | 999.6897 | 1032.3469 | 1044.6772 | 923.5403 | 895.9506 | 917.7328 | 806.2649 | 836.7218 | 928.4915 | 991.871 | 1135.5281 | 1224.7711 | 1183.7823 | 1186.4662 | 1198.887 | 1183.965 | 1081.2883 | 992.2517
2041-08-01 | 899.3196 | 839.5985 | 793.0658 | 764.0035 | 801.9461 | 897.3562 | 1022.1782 | 1012.4405 | 1084.3357 | 1046.6671 | 1042.3647 | 975.036 | 901.5335 | 806.3417 | 876.3894 | 872.484 | 1015.7382 | 1160.0188 | 1239.7278 | 1326.6727 | 1328.2118 | 1247.8015 | 1147.6028 | 1063.9516
2041-08-02 | 1015.0353 | 862.701 | 805.1078 | 771.8227 | 809.7343 | 900.2942 | 1022.1249 | 1000.0407 | 1049.1716 | 962.4358 | 943.6732 | 859.4577 | 811.6697 | 746.0067 | 852.9034 | 874.9228 | 1063.158 | 1156.3958 | 1251.4011 | 1284.1658 | 1282.0955 | 1248.5391 | 1211.0516 | 1152.0791
2041-08-03 | 1026.1119 | 922.2999 | 812.8056 | 772.6971 | 782.4817 | 851.4934 | 921.8191 | 929.7535 | 952.2251 | 867.5143 | 796.1227 | 655.9269 | 623.5445 | 575.5634 | 611.9151 | 804.0567 | 993.7791 | 1170.1381 | 1215.1287 | 1256.3359 | 1204.9588 | 1196.5812 | 1153.2887 | 1060.6964
2041-08-04 | 952.3634 | 864.8411 | 801.077 | 771.6086 | 771.6525 | 817.9257 | 866.1644 | 879.5763 | 915.6463 | 830.151 | 787.9674 | 738.4747 | 620.8752 | 577.7046 | 604.6732 | 740.2283 | 966.3276 | 1160.7056 | 1223.4881 | 1265.68 | 1249.6854 | 1232.241 | 1146.7176 | 1027.6205
2041-08-05 | 912.4725 | 828.5154 | 771.8035 | 760.7224 | 796.1743 | 942.2499 | 1087.5018 | 1097.592 | 1101.3273 | 958.4011 | 881.149 | 899.9087 | 837.9436 | 793.2478 | 828.6416 | 927.9518 | 1121.1716 | 1219.0875 | 1276.0875 | 1308.2865 | 1280.3797 | 1245.532 | 1149.4277 | 1030.6843
2041-08-06 | 913.3342 | 837.6012 | 777.3757 | 759.792 | 799.5739 | 934.5034 | 1072.517 | 1073.8732 | 1129.0864 | 1036.0588 | 926.769 | 902.4173 | 831.7931 | 810.471 | 811.8771 | 898.5157 | 1081.0419 | 1186.7221 | 1261.1729 | 1293.1311 | 1304.1095 | 1227.6848 | 1121.9606 | 1026.6038
2041-08-07 | 908.1389 | 844.003 | 783.497 | 761.9557 | 798.8455 | 926.655 | 1080.6546 | 1093.1599 | 1123.2089 | 988.9375 | 933.6222 | 898.2603 | 821.7174 | 814.0335 | 834.5338 | 917.0838 | 1109.275 | 1244.066 | 1256.8013 | 1254.7441 | 1266.839 | 1243.4672 | 1134.8031 | 1052.5742
2041-08-08 | 888.3562 | 834.4169 | 785.4952 | 758.4777 | 797.3819 | 891.4588 | 1016.8709 | 975.5287 | 1001.7646 | 941.7829 | 925.1208 | 745.6622 | 754.2685 | 676.2784 | 806.8511 | 815.9918 | 1023.2287 | 1167.0239 | 1217.3722 | 1300.6517 | 1310.1152 | 1238.8181 | 1134.5931 | 1046.6571
2041-08-09 | 1003.1346 | 851.1977 | 792.3433 | 762.9606 | 802.444 | 888.1494 | 1017.1684 | 1028.308 | 1083.975 | 986.0736 | 965.196 | 932.6687 | 849.9254 | 776.0656 | 868.2966 | 916.0821 | 1082.6187 | 1164.8064 | 1231.2549 | 1267.77 | 1264.4197 | 1235.6094 | 1191.4887 | 1138.7683
2041-08-10 | 1025.0397 | 920.421 | 811.9643 | 773.0556 | 782.7074 | 852.0097 | 923.2444 | 951.4182 | 1004.4055 | 917.2848 | 843.5048 | 801.9137 | 663.5326 | 599.3366 | 617.3137 | 753.9164 | 951.8198 | 1144.6434 | 1208.5544 | 1255.6641 | 1191.2187 | 1199.505 | 1148.8591 | 1065.5913
2041-08-11 | 929.111 | 838.0262 | 776.7129 | 750.5849 | 750.6055 | 794.4344 | 847.0433 | 852.7978 | 887.9522 | 800.0331 | 737.7615 | 657.0584 | 551.9656 | 523.08 | 595.5833 | 737.8683 | 984.7417 | 1132.484 | 1194.3255 | 1231.7867 | 1219.1546 | 1199.2475 | 1113.5918 | 996.6669
2041-08-12 | 907.002 | 824.6052 | 766.2249 | 756.2427 | 791.8571 | 941.7293 | 1087.116 | 1088.8608 | 1081.2243 | 918.602 | 866.0704 | 779.8019 | 707.1874 | 691.173 | 736.5881 | 847.972 | 1071.6288 | 1194.8344 | 1266.5544 | 1306.2239 | 1271.6464 | 1239.2244 | 1146.9153 | 1031.3548
2041-08-13 | 924.7891 | 849.2562 | 793.443 | 770.5303 | 811.6644 | 953.6325 | 1095.1854 | 1081.8145 | 1120.8843 | 996.5555 | 902.8969 | 773.861 | 736.3085 | 737.4614 | 758.2 | 871.2022 | 1065.1646 | 1204.6095 | 1271.2174 | 1307.7055 | 1321.8548 | 1236.9497 | 1135.8989 | 1040.8741
2041-08-14 | 910.2322 | 842.6302 | 781.2689 | 761.0923 | 795.0366 | 928.6808 | 1083.6398 | 1091.5049 | 1102.4979 | 955.7974 | 892.857 | 842.8278 | 779.49 | 795.2926 | 862.12 | 979.7484 | 1140.0765 | 1256.1676 | 1255.4638 | 1250.7136 | 1266.6857 | 1238.418 | 1126.8121 | 1044.0296
2041-08-15 | 877.9593 | 822.7246 | 773.3321 | 746.9997 | 785.9399 | 881.0243 | 1007.2151 | 966.8579 | 998.2971 | 905.9111 | 911.8876 | 719.2856 | 749.489 | 688.3957 | 807.7914 | 817.8469 | 1040.8878 | 1150.075 | 1205.69 | 1288.6795 | 1297.3115 | 1220.3902 | 1120.3761 | 1034.9871
2041-08-16 | 1038.8263 | 891.533 | 826.2286 | 776.0629 | 790.8581 | 798.7075 | 842.7736 | 805.562 | 898.3104 | 871.3047 | 875.3858 | 809.1564 | 684.2813 | 652.1 | 801.7062 | 887.7421 | 1048.9731 | 1161.8644 | 1201.9356 | 1193.4262 | 1207.7712 | 1210.1313 | 1171.285 | 1128.223
2041-08-17 | 1020.9792 | 911.2086 | 797.6793 | 766.1633 | 770.8569 | 838.9618 | 915.3124 | 918.9618 | 947.4065 | 864.4419 | 792.6577 | 674.5257 | 611.6498 | 601.251 | 648.9883 | 796.559 | 991.6497 | 1162.1387 | 1198.0479 | 1234.7441 | 1180.8732 | 1178.4705 | 1138.673 | 1049.3114
2041-08-18 | 941.6847 | 850.5877 | 789.2396 | 761.4269 | 762.3232 | 802.6431 | 857.4961 | 855.935 | 892.5668 | 832.0303 | 759.8927 | 695.0433 | 645.1808 | 621.7485 | 714.2977 | 855.6836 | 1043.1173 | 1173.128 | 1227.8956 | 1248.2822 | 1231.1597 | 1218.8576 | 1131.3094 | 1012.3217
2041-08-19 | 897.9188 | 816.4775 | 758.9136 | 748.6216 | 783.4947 | 931.8009 | 1076.9807 | 1090.3094 | 1087.0024 | 935.8116 | 888.3223 | 867.4594 | 718.7389 | 724.0399 | 753.7161 | 857.196 | 1089.0227 | 1225.5702 | 1288.5588 | 1301.0969 | 1269.7103 | 1234.1343 | 1137.9256 | 1026.1274
2041-08-20 | 921.263 | 842.4948 | 787.7689 | 764.9815 | 805.5111 | 944.9362 | 1092.9566 | 1068.5861 | 1099.9007 | 980.1337 | 904.9982 | 779.9872 | 750.551 | 737.4525 | 774.7515 | 945.5941 | 1120.9851 | 1234.9966 | 1280.3848 | 1307.075 | 1311.6678 | 1227.0491 | 1129.125 | 1034.5893
2041-08-21 | 903.1999 | 838.5514 | 778.5616 | 756.1098 | 791.1375 | 926.405 | 1083.1678 | 1085.2461 | 1081.4963 | 988.6176 | 942.1984 | 908.6429 | 795.5434 | 773.0426 | 798.1131 | 906.4519 | 1093.764 | 1231.9184 | 1255.9061 | 1245.7769 | 1263.1545 | 1229.9434 | 1121.61 | 1040.6201
2041-08-22 | 885.9701 | 830.5279 | 783.4452 | 756.3127 | 796.3753 | 891.7996 | 1022.4623 | 991.1098 | 1034.5574 | 989.4293 | 976.039 | 897.306 | 869.535 | 817.3124 | 982.2147 | 967.4193 | 1127.5864 | 1246.8836 | 1253.0625 | 1313.8022 | 1311.3667 | 1234.5824 | 1133.0867 | 1047.7158
2041-08-23 | 997.3573 | 848.1614 | 785.4169 | 756.8383 | 792.3918 | 887.6618 | 1014.9545 | 1028.6981 | 1092.2251 | 1074.8854 | 1074.1869 | 1049.8156 | 1071.7898 | 1005.2213 | 1085.4027 | 1107.0941 | 1227.2548 | 1242.471 | 1263.825 | 1262.9277 | 1262.3839 | 1230.6708 | 1190.9024 | 1138.856
2041-08-24 | 1024.8598 | 916.4304 | 805.118 | 767.5501 | 777.1269 | 845.0382 | 927.4671 | 1002.7318 | 1066.447 | 999.4917 | 925.5724 | 931.3287 | 893.9082 | 753.4949 | 817.3456 | 967.124 | 1125.4294 | 1254.6638 | 1236.063 | 1244.4596 | 1183.999 | 1176.6045 | 1135.9698 | 1047.658
2041-08-25 | 951.9855 | 859.3613 | 794.2187 | 765.2219 | 765.3089 | 806.5922 | 862.1813 | 875.6526 | 953.474 | 864.1531 | 810.1081 | 837.2047 | 775.3027 | 725.8837 | 791.0071 | 914.7724 | 1097.3578 | 1223.256 | 1246.1908 | 1251.6844 | 1244.1248 | 1225.5156 | 1139.531 | 1020.0768
2041-08-26 | 906.8424 | 822.3891 | 761.9737 | 752.0717 | 786.8947 | 934.876 | 1081.563 | 1104.1894 | 1093.0887 | 965.7654 | 883.9655 | 882.7308 | 781.7161 | 786.3711 | 908.4676 | 1046.901 | 1209.2607 | 1264.7832 | 1300.8778 | 1300.6879 | 1270.0689 | 1236.267 | 1138.5464 | 1025.9667
2041-08-27 | 913.5601 | 835.2252 | 779.3047 | 758.2869 | 794.7176 | 938.8808 | 1075.0947 | 1076.5101 | 1130.9046 | 1031.8186 | 949.1691 | 927.7468 | 813.6381 | 850.1705 | 918.3074 | 999.5208 | 1146.3707 | 1239.8613 | 1279.7496 | 1302.1009 | 1305.6081 | 1225.7293 | 1120.2396 | 1025.2068
2041-08-28 | 892.5499 | 823.0619 | 766.0738 | 745.3698 | 779.0219 | 906.8872 | 1066.4167 | 1076.3044 | 1050.672 | 948.7842 | 910.8656 | 872.6262 | 830.6305 | 788.3574 | 820.1712 | 916.1773 | 1121.1497 | 1250.7418 | 1249.0804 | 1232.4485 | 1243.4988 | 1215.4605 | 1105.4311 | 1023.925
2041-08-29 | 873.3399 | 818.1915 | 770.229 | 742.3319 | 778.8273 | 863.1639 | 994.0943 | 943.7011 | 972.5783 | 895.2753 | 899.3606 | 714.8474 | 728.6589 | 712.1797 | 870.3724 | 887.9472 | 1075.2591 | 1184.3067 | 1205.3473 | 1286.3736 | 1293.1553 | 1214.4115 | 1111.5794 | 1024.3662
2041-08-30 | 994.8283 | 841.0789 | 779.9429 | 751.8896 | 789.413 | 869.439 | 994.0018 | 973.1346 | 1016.5349 | 932.6789 | 930.593 | 840.3624 | 763.19 | 726.9809 | 838.055 | 874.3709 | 1060.6759 | 1135.0169 | 1216.1325 | 1230.0587 | 1240.3828 | 1211.5361 | 1172.6909 | 1116.1263
2041-08-31 | 1002.9686 | 900.053 | 792.9131 | 756.2856 | 762.5097 | 826.062 | 899.0043 | 934.7861 | 978.0519 | 883.8617 | 793.8547 | 730.6781 | 612.2111 | 579.8815 | 585.2413 | 739.7708 | 917.865 | 1056.3605 | 1140.8467 | 1198.532 | 1154.1178 | 1153.1081 | 1113.7105 | 1031.0306
2041-09-01 | 918.5983 | 838.155 | 780.3181 | 753.1507 | 758.3035 | 825.3869 | 883.34 | 861.1045 | 913.7297 | 782.3871 | 719.709 | 689.1672 | 640.2128 | 588.4696 | 598.8396 | 703.7205 | 931.9002 | 1081.0485 | 1226.9071 | 1237.4442 | 1193.2373 | 1180.3026 | 1097.0137 | 992.2359
2041-09-02 | 945.1823 | 870.2844 | 817.2045 | 790.2855 | 806.5335 | 900.146 | 977.8835 | 971.3187 | 1034.3992 | 905.8377 | 873.1388 | 875.5142 | 740.9673 | 716.4112 | 718.3773 | 843.9885 | 1055.761 | 1178.012 | 1241.168 | 1215.0556 | 1196.9726 | 1188.2475 | 1109.4378 | 1016.8702
2041-09-03 | 896.5598 | 827.3585 | 780.4396 | 766.9559 | 801.5691 | 935.4673 | 1085.1592 | 1085.399 | 1153.4135 | 1052.0504 | 1012.7253 | 1012.6352 | 1052.6463 | 1012.3997 | 905.9909 | 949.4729 | 1101.1345 | 1174.0264 | 1262.791 | 1253.1368 | 1271.2476 | 1198.4584 | 1101.6383 | 1016.5873
2041-09-04 | 891.0464 | 832.5052 | 779.8693 | 759.5646 | 795.594 | 918.0771 | 1078.9163 | 1065.2821 | 1057.0303 | 952.173 | 921.6008 | 893.9385 | 811.6516 | 830.5608 | 829.1406 | 901.1061 | 1071.5359 | 1210.4918 | 1262.8036 | 1222.102 | 1232.6404 | 1199.7494 | 1098.5563 | 1024.093
2041-09-05 | 886.2442 | 832.178 | 794.4656 | 769.1193 | 804.4116 | 893.6471 | 1019.986 | 963.5406 | 976.4347 | 898.4078 | 915.1944 | 689.4173 | 732.5644 | 697.9442 | 830.0399 | 869.7679 | 1034.4034 | 1153.1476 | 1245.2626 | 1286.9572 | 1285.0042 | 1212.4021 | 1123.3688 | 1042.4287
2041-09-06 | 990.5923 | 848.0077 | 796.3146 | 765.8194 | 800.3316 | 886.774 | 1011.2545 | 964.3372 | 997.4069 | 901.5669 | 904.5346 | 769.7872 | 728.3304 | 665.642 | 765.3683 | 833.6282 | 1017.1754 | 1115.4571 | 1241.9972 | 1228.1086 | 1235.8568 | 1205.403 | 1168.4392 | 1119.627
2041-09-07 | 1015.3065 | 917.5869 | 816.253 | 778.6903 | 787.1433 | 860.981 | 946.3132 | 959.6987 | 1025.4048 | 909.3975 | 812.782 | 777.4505 | 683.7378 | 673.6223 | 685.1799 | 830.7608 | 999.9668 | 1150.474 | 1241.8967 | 1239.9244 | 1168.3636 | 1159.7793 | 1124.1257 | 1039.7977
2041-09-08 | 929.2586 | 843.4772 | 789.4956 | 764.0952 | 763.2199 | 806.6711 | 873.2556 | 857.17 | 885.2983 | 767.9933 | 707.0228 | 635.3711 | 566.3508 | 528.4956 | 591.2761 | 764.8619 | 982.0307 | 1106.0223 | 1215.5309 | 1218.2009 | 1196.4771 | 1182.0385 | 1101.8241 | 987.7667
2041-09-09 | 889.3597 | 816.3154 | 768.7138 | 759.3259 | 787.8059 | 935.5962 | 1088.6771 | 1094.8891 | 1083.4409 | 918.8055 | 887.7413 | 861.0368 | 720.9473 | 729.3529 | 747.3502 | 873.1116 | 1078.0074 | 1194.4372 | 1290.4314 | 1265.6416 | 1239.0463 | 1209.2115 | 1118.0913 | 1014.9015
2041-09-10 | 896.4153 | 832.0305 | 784.3525 | 764.0141 | 802.8514 | 935.1858 | 1077.8213 | 1045.6363 | 1090.7615 | 948.5874 | 886.8129 | 807.3717 | 757.201 | 756.1732 | 735.5915 | 862.4942 | 1071.8964 | 1189.5848 | 1281.6466 | 1268.6277 | 1273.9261 | 1193.3957 | 1092.0312 | 1002.5872
2041-09-11 | 890.0847 | 828.2484 | 775.6144 | 755.9999 | 791.6105 | 910.4526 | 1070.7059 | 1057.9815 | 1081.4098 | 948.9543 | 906.6058 | 919.9603 | 883.5492 | 940.9213 | 948.7926 | 1044.8455 | 1174.7719 | 1259.5815 | 1256.2453 | 1211.9367 | 1222.9271 | 1194.4453 | 1092.1143 | 1014.2005
2041-09-12 | 876.7259 | 825.8256 | 785.9031 | 759.1904 | 790.8797 | 877.1762 | 1012.9808 | 981.3801 | 1030.4897 | 978.9239 | 1020.4265 | 982.9616 | 1037.6079 | 906.0684 | 994.5595 | 1042.5678 | 1157.6916 | 1204.3475 | 1241.235 | 1270.0404 | 1275.4748 | 1199.7896 | 1104.5225 | 1026.9106
2041-09-13 | 991.5132 | 845.0402 | 791.1608 | 763.0688 | 798.3285 | 877.4821 | 1007.3547 | 990.5695 | 1067.9196 | 1025.5832 | 1034.7934 | 1021.6868 | 1047.5606 | 941.7721 | 1028.762 | 1038.6498 | 1179.4079 | 1193.9986 | 1263.9931 | 1236.4017 | 1232.7107 | 1200.9697 | 1163.7723 | 1117.6224
2041-09-14 | 992.3047 | 891.6605 | 788.257 | 752.0439 | 760.7303 | 830.6417 | 910.0375 | 918.1319 | 946.6155 | 871.495 | 829.7518 | 837.7689 | 713.018 | 678.4906 | 683.8119 | 833.9471 | 1018.0521 | 1185.1437 | 1228.3678 | 1224.1681 | 1144.6046 | 1130.8556 | 1093.6209 | 1007.1055
2041-09-15 | 940.4974 | 856.8548 | 803.7756 | 776.5251 | 775.7169 | 829.1605 | 898.8899 | 932.1797 | 990.8263 | 884.2981 | 781.13 | 793.6347 | 723.0761 | 625.6512 | 691.6486 | 832.725 | 1052.7535 | 1174.197 | 1255.1623 | 1237.158 | 1216.8848 | 1207.0187 | 1121.6931 | 1013.0522
2041-09-16 | 910.4589 | 835.6461 | 785.9289 | 775.606 | 809.281 | 966.4472 | 1116.234 | 1131.3564 | 1141.2249 | 974.2634 | 920.3846 | 901.3206 | 711.9144 | 714.8185 | 738.1734 | 852.6897 | 1106.6169 | 1237.5872 | 1325.9944 | 1296.2643 | 1264.2878 | 1235.8948 | 1144.9215 | 1039.161
2041-09-17 | 913.6279 | 841.8753 | 794.794 | 774.209 | 813.0087 | 955.0246 | 1102.8961 | 1081.3355 | 1126.9571 | 1007.5554 | 911.0612 | 859.8056 | 844.9453 | 826.2035 | 800.3478 | 909.3681 | 1117.5286 | 1235.1325 | 1292.361 | 1284.8057 | 1280.6037 | 1203.655 | 1102.9374 | 1016.955
2041-09-18 | 900.304 | 841.3146 | 789.1814 | 768.4843 | 801.6675 | 932.1167 | 1089.9198 | 1077.6512 | 1058.0414 | 900.6691 | 866.8049 | 729.0005 | 676.7841 | 690.6705 | 728.4634 | 853.252 | 1069.5072 | 1206.1502 | 1262.5881 | 1221.8182 | 1237.8232 | 1207.6343 | 1102.6069 | 1030.753
2041-09-19 | 883.21 | 832.6623 | 791.2871 | 764.1182 | 802.035 | 887.7001 | 1022.9759 | 976.2356 | 1019.228 | 942.1886 | 937.8623 | 809.8008 | 751.0548 | 712.8552 | 847.6375 | 864.6993 | 1017.2022 | 1156.1001 | 1240.1915 | 1275.2015 | 1277.6809 | 1203.3366 | 1107.8427 | 1031.5022
2041-09-20 | 991.3462 | 849.9245 | 792.1654 | 766.3305 | 802.332 | 887.5393 | 1019.6548 | 1001.8634 | 1045.2315 | 935.8968 | 920.0293 | 820.1306 | 707.7353 | 663.6245 | 775.9741 | 861.5212 | 1067.1843 | 1146.5628 | 1247.762 | 1238.8539 | 1234.7272 | 1201.9197 | 1168.1966 | 1117.7401
2041-09-21 | 1012.7975 | 916.2656 | 815.8211 | 779.0573 | 788.1675 | 861.7362 | 947.1251 | 958.478 | 1010.7871 | 923.1902 | 850.6546 | 847.0955 | 699.1132 | 676.0555 | 646.6238 | 803.9198 | 1031.5643 | 1215.2862 | 1259.182 | 1240.7831 | 1175.0969 | 1163.8252 | 1129.0363 | 1048.1458
2041-09-22 | 936.8927 | 854.3305 | 798.5697 | 771.8444 | 771.7839 | 821.3243 | 889.0386 | 919.1637 | 941.4936 | 824.8597 | 758.6342 | 710.4355 | 582.5491 | 551.9727 | 604.0669 | 767.0266 | 983.5383 | 1151.2817 | 1235.294 | 1213.3723 | 1203.5999 | 1188.9605 | 1110.5436 | 999.2912
2041-09-23 | 899.5965 | 827.2127 | 776.2616 | 766.3803 | 800.6129 | 943.8756 | 1102.185 | 1108.5336 | 1096.3743 | 889.0092 | 863.7414 | 815.8898 | 718.4637 | 742.8308 | 798.6351 | 917.8311 | 1156.5889 | 1242.751 | 1314.5813 | 1277.2726 | 1246.9148 | 1215.8672 | 1128.907 | 1022.3335
2041-09-24 | 914.6883 | 843.7566 | 796.6012 | 774.6725 | 809.1131 | 948.9724 | 1101.2861 | 1080.1171 | 1114.8115 | 976.01 | 890.8859 | 776.8993 | 710.708 | 722.8319 | 718.0941 | 841.9205 | 1086.9914 | 1231.5634 | 1302.5612 | 1287.116 | 1291.9421 | 1208.0045 | 1106.8671 | 1020.2629
2041-09-25 | 909.0032 | 847.4771 | 796.1792 | 774.6939 | 810.9484 | 943.21 | 1107.4826 | 1123.3396 | 1117.8412 | 1009.5925 | 937.2673 | 899.6352 | 791.4691 | 798.1887 | 831.6745 | 958.7178 | 1155.833 | 1270.4322 | 1308.7197 | 1251.7746 | 1255.0285 | 1224.6291 | 1123.6299 | 1047.6371
2041-09-26 | 896.7392 | 845.1747 | 805.4286 | 778.1244 | 810.5155 | 908.6943 | 1042.8009 | 1010.4671 | 1059.7536 | 1017.4923 | 1037.173 | 981.619 | 934.0953 | 867.0102 | 997.0091 | 969.1342 | 1141.5775 | 1254.8332 | 1280.0835 | 1305.8012 | 1301.8382 | 1226.8798 | 1135.448 | 1054.781
2041-09-27 | 994.2406 | 848.9486 | 797.7615 | 768.6089 | 800.4741 | 887.0666 | 1021.4855 | 1015.6913 | 1068.1452 | 1011.3403 | 1033.1177 | 995.9694 | 954.8156 | 861.4696 | 1002.4379 | 1034.2813 | 1191.3467 | 1231.6096 | 1282.4756 | 1251.4358 | 1248.2951 | 1212.3039 | 1175.1559 | 1121.264
2041-09-28 | 1009.2292 | 907.8329 | 802.6325 | 766.9388 | 775.0433 | 846.5911 | 927.2888 | 955.1265 | 998.2286 | 895.569 | 818.2505 | 787.9785 | 670.8453 | 607.0319 | 633.922 | 824.0563 | 1034.3337 | 1188.1294 | 1239.5374 | 1231.2591 | 1158.2885 | 1146.8452 | 1110.3273 | 1028.9738
2041-09-29 | 938.9273 | 854.2734 | 800.0273 | 772.9345 | 772.3063 | 831.6118 | 898.5555 | 891.1274 | 922.1861 | 798.8745 | 741.1974 | 707.3323 | 598.0615 | 623.9616 | 695.3199 | 847.814 | 1051.5463 | 1183.1286 | 1241.0368 | 1226.4313 | 1214.468 | 1204.2961 | 1122.4339 | 1012.3469
2041-09-30 | 895.7282 | 822.2512 | 769.8736 | 760.4461 | 788.3572 | 938.5037 | 1084.1465 | 1083.2317 | 1057.7076 | 866.8619 | 829.8422 | 811.4395 | 727.7875 | 720.6657 | 710.5817 | 844.9462 | 1090.1466 | 1201.2296 | 1274.4655 | 1254.3629 | 1233.948 | 1200.8659 | 1111.0767 | 1011.4957
2041-10-01 | 859.7591 | 790.7624 | 742.8031 | 721.5681 | 750.6243 | 888.2899 | 1018.5862 | 1012.8156 | 1054.0834 | 940.8428 | 862.5457 | 815.6401 | 694.2147 | 710.9574 | 764.0506 | 885.2773 | 1075.2869 | 1194.6345 | 1259.8437 | 1218.7303 | 1235.942 | 1157.8285 | 1055.8901 | 957.9108
2041-10-02 | 850.8313 | 793.4234 | 743.5583 | 721.7391 | 742.8454 | 860.5847 | 1008.6509 | 1013.2548 | 1012.1657 | 888.9902 | 869.5661 | 888.5299 | 770.7287 | 816.6322 | 839.7509 | 944.9301 | 1102.2816 | 1233.0931 | 1257.1508 | 1177.067 | 1192.0157 | 1167.9985 | 1060.6217 | 968.8654
2041-10-03 | 835.3089 | 784.4585 | 743.8504 | 713.8992 | 739.1852 | 815.8695 | 931.4992 | 903.0536 | 950.2357 | 901.3876 | 944.028 | 901.2451 | 834.0306 | 788.7477 | 878.9063 | 874.8254 | 1059.8305 | 1190.1213 | 1230.1751 | 1230.8412 | 1236.2639 | 1158.0887 | 1063.3156 | 971.8774
2041-10-04 | 937.5055 | 799.1203 | 745.5364 | 714.2439 | 736.4088 | 805.316 | 921.48 | 916.4469 | 967.1679 | 884.7194 | 885.1517 | 888.1351 | 779.1112 | 792.734 | 925.4561 | 1004.4273 | 1136.4699 | 1186.5299 | 1250.8698 | 1194.31 | 1199.0544 | 1161.7877 | 1119.6618 | 1057.9721
2041-10-05 | 948.2566 | 853.3994 | 747.8286 | 711.3036 | 709.5237 | 770.4962 | 842.9498 | 871.1021 | 912.7164 | 859.5251 | 807.4869 | 827.071 | 675.8845 | 651.0764 | 684.009 | 855.0437 | 1027.3041 | 1201.3693 | 1220.3357 | 1175.5815 | 1121.8334 | 1112.5142 | 1064.8493 | 974.4662
2041-10-06 | 880.7978 | 796.2729 | 742.7884 | 716.4964 | 706.3166 | 762.8238 | 805.6603 | 809.5755 | 873.8664 | 812.8921 | 760.8503 | 793.0667 | 714.0727 | 630.2856 | 693.871 | 838.4815 | 1029.7215 | 1174.1379 | 1256.9126 | 1201.8382 | 1162.1079 | 1147.7521 | 1063.6343 | 948.2912
2041-10-07 | 842.9894 | 769.9172 | 717.6658 | 707.3791 | 727.3675 | 860.3541 | 999.8487 | 1016.4795 | 1013.3718 | 870.7671 | 833.0729 | 871.9976 | 757.4889 | 794.7922 | 841.7417 | 969.4333 | 1148.0511 | 1234.8026 | 1298.8774 | 1234.4908 | 1180.9996 | 1168.86 | 1075.6277 | 956.2464
2041-10-08 | 864.998 | 795.6458 | 748.5168 | 726.2795 | 755.4027 | 889.2592 | 1018.162 | 1012.7135 | 1025.5949 | 897.3605 | 822.0483 | 751.9618 | 730.3058 | 809.4846 | 861.8418 | 990.1764 | 1145.8817 | 1260.0902 | 1282.6422 | 1225.6028 | 1237.9851 | 1160.1632 | 1062.1777 | 973.8518
2041-10-09 | 849.3554 | 789.0438 | 737.4646 | 716.5453 | 740.9342 | 854.548 | 1008.0641 | 1017.5717 | 1009.8611 | 868.5344 | 828.8281 | 766.091 | 675.3859 | 691.7943 | 749.1621 | 888.0729 | 1099.4908 | 1239.7365 | 1245.2473 | 1167.9957 | 1191.9822 | 1158.9527 | 1054.8506 | 973.134
2041-10-10 | 833.5593 | 782.3044 | 741.9079 | 713.6236 | 735.9215 | 812.5796 | 933.9794 | 914.7001 | 942.9589 | 887.2093 | 897.1247 | 842.9221 | 784.0184 | 754.18 | 887.5937 | 898.2292 | 1088.1348 | 1212.0642 | 1234.0666 | 1229.2644 | 1234.4492 | 1159.0815 | 1063.9009 | 979.9617
2041-10-11 | 945.8906 | 799.3856 | 749.2053 | 716.0635 | 739.2095 | 813.4032 | 932.319 | 933.9575 | 971.8695 | 888.3377 | 894.4464 | 851.8443 | 761.5085 | 756.4275 | 848.9817 | 935.7064 | 1121.6934 | 1195.548 | 1250.7784 | 1192.217 | 1200.3844 | 1166.6524 | 1128.9029 | 1073.4541
2041-10-12 | 960.5451 | 865.3597 | 762.7405 | 724.2528 | 722.5717 | 786.5432 | 857.8623 | 896.3095 | 938.6993 | 872.7138 | 804.744 | 837.1391 | 757.9522 | 763.6013 | 792.0965 | 926.7013 | 1103.9388 | 1222.4486 | 1225.3138 | 1180.6145 | 1120.2337 | 1118.9704 | 1075.4806 | 988.5041
2041-10-13 | 881.032 | 800.4278 | 743.5248 | 717.2449 | 706.511 | 750.035 | 799.3889 | 832.7222 | 897.3137 | 835.5514 | 772.818 | 799.1823 | 849.6921 | 696.8784 | 726.5591 | 831.1179 | 1039.336 | 1182.585 | 1215.8944 | 1168.8496 | 1155.0742 | 1145.7737 | 1067.5216 | 952.8815
2041-10-14 | 850.8564 | 774.2305 | 723.5785 | 716.9489 | 745.7119 | 914.5942 | 1058.1212 | 1073.2144 | 1062.7481 | 898.6268 | 884.6635 | 933.4247 | 837.0229 | 847.3258 | 907.146 | 1035.8442 | 1195.2142 | 1275.1233 | 1310.1665 | 1247.6236 | 1216.6118 | 1178.4964 | 1089.3544 | 975.3436
2041-10-15 | 868.6123 | 798.5014 | 750.7634 | 728.2802 | 755.0505 | 898.5161 | 1030.2539 | 1086.4598 | 1167.4971 | 1052.5081 | 965.4442 | 935.7481 | 944.2021 | 881.9045 | 893.9616 | 1028.0767 | 1220.533 | 1294.9615 | 1305.429 | 1244.8711 | 1252.5969 | 1176.5838 | 1072.2866 | 985.1936
2041-10-16 | 856.5413 | 796.2065 | 743.1128 | 721.2112 | 744.7918 | 874.6837 | 1025.9971 | 1044.0618 | 1040.8106 | 911.7912 | 867.5623 | 872.6972 | 780.7443 | 800.3163 | 845.8792 | 974.2749 | 1181.5666 | 1289.3841 | 1268.4872 | 1185.5046 | 1197.4872 | 1170.6551 | 1063.7769 | 983.3541
2041-10-17 | 845.8319 | 794.0821 | 752.8783 | 724.6177 | 749.1309 | 842.8964 | 965.6476 | 963.3028 | 1002.1317 | 974.9293 | 976.0735 | 892.2107 | 843.9354 | 814.8409 | 940.7767 | 978.8502 | 1139.099 | 1258.4608 | 1256.5988 | 1251.7408 | 1246.7466 | 1170.796 | 1078.4313 | 996.4657
2041-10-18 | 948.0602 | 804.3835 | 750.032 | 718.6062 | 741.5401 | 824.4662 | 938.7308 | 947.9082 | 993.6937 | 936.7462 | 960.7404 | 928.6802 | 807.1899 | 801.8112 | 868.469 | 911.7478 | 1114.2459 | 1190.6786 | 1252.4229 | 1196.6623 | 1198.3997 | 1166.3271 | 1120.4477 | 1068.276
2041-10-19 | 945.2118 | 848.3081 | 743.5748 | 706.2542 | 703.7994 | 764.754 | 835.6881 | 864.6976 | 902.9332 | 831.5089 | 785.9403 | 799.3929 | 646.9168 | 641.4082 | 704.2274 | 894.5945 | 1053.5977 | 1197.9945 | 1196.8684 | 1161.6969 | 1098.745 | 1086.8415 | 1040.8531 | 958.5037
2041-10-20 | 887.9853 | 807.7421 | 751.3865 | 724.7427 | 714.2219 | 763.3561 | 813.3679 | 875.1517 | 909.8062 | 817.6533 | 766.7843 | 755.1241 | 630.7485 | 600.3035 | 695.6631 | 850.2442 | 1071.0373 | 1215.3717 | 1243.2462 | 1185.3346 | 1178.2764 | 1165.1131 | 1077.316 | 961.7141
2041-10-21 | 855.4682 | 779.9712 | 727.0792 | 715.0792 | 735.9131 | 881.4147 | 1021.396 | 1052.7235 | 1044.7368 | 878.9426 | 832.4943 | 833.6149 | 729.4573 | 738.563 | 804.1005 | 964.2997 | 1165.9581 | 1269.6871 | 1299.3245 | 1229.7566 | 1195.8472 | 1166.8262 | 1078.5514 | 969.2813
2041-10-22 | 852.4357 | 782.8652 | 734.7813 | 714.2 | 742.2781 | 879.0555 | 1011.6524 | 1018.0472 | 1044.4415 | 910.6117 | 841.8379 | 781.2122 | 721.3848 | 774.3901 | 794.4541 | 949.2779 | 1126.8684 | 1262.8998 | 1270.8772 | 1224.7243 | 1228.2363 | 1147.7543 | 1043.1317 | 955.3616
2041-10-23 | 847.8357 | 787.9261 | 735.5517 | 714.0088 | 737.6745 | 861.1874 | 1012.5889 | 1038.5552 | 1042.9601 | 955.0801 | 941.3099 | 968.7689 | 971.7742 | 882.0254 | 908.2609 | 1012.0539 | 1184.4724 | 1290.4609 | 1246.105 | 1165.5476 | 1189.0176 | 1156.3329 | 1053.7126 | 976.7072
2041-10-24 | 832.4198 | 781.1217 | 740.3403 | 712.7779 | 736.8752 | 821.5317 | 944.701 | 944.8167 | 977.8567 | 910.3727 | 903.5601 | 873.5424 | 811.7361 | 788.3152 | 970.2122 | 1001.2047 | 1126.859 | 1231.0141 | 1224.2081 | 1225.5859 | 1229.9004 | 1148.5654 | 1055.8027 | 972.4217
2041-10-25 | 931.9977 | 789.8562 | 735.6866 | 705.5882 | 728.7947 | 807.5408 | 925.2485 | 927.2081 | 953.9321 | 858.1537 | 837.4348 | 863.5925 | 780.2926 | 808.9704 | 892.1021 | 982.7379 | 1129.9272 | 1199.9001 | 1238.0764 | 1180.2342 | 1189.5527 | 1148.8786 | 1106.7074 | 1057.7693
2041-10-26 | 951.6574 | 854.3156 | 750.3235 | 712.5182 | 710.2065 | 772.0974 | 843.823 | 876.1349 | 907.1765 | 820.4511 | 755.1068 | 753.4931 | 626.7282 | 641.4646 | 667.7797 | 876.155 | 1080.2759 | 1218.0496 | 1207.0336 | 1166.9352 | 1104.4998 | 1093.7973 | 1050.2396 | 964.79
2041-10-27 | 855.6821 | 775.0247 | 718.5337 | 693.4726 | 683.047 | 723.2415 | 777.5711 | 797.1328 | 836.9485 | 754.7944 | 694.6155 | 717.7979 | 637.828 | 601.7875 | 690.1487 | 860.9863 | 1065.1693 | 1195.1122 | 1204.3416 | 1153.4723 | 1120.1771 | 1104.7248 | 1026.6842 | 907.8479
2041-10-28 | 834.1651 | 760.2104 | 710.0076 | 698.8166 | 718.7815 | 857.4928 | 1002.1798 | 1044.4296 | 1037.3456 | 891.0924 | 844.175 | 854.3686 | 827.8786 | 846.6293 | 940.0299 | 1054.315 | 1226.377 | 1296.265 | 1298.091 | 1212.3265 | 1179.835 | 1145.5099 | 1060.6946 | 941.1739
2041-10-29 | 853.6788 | 785.3595 | 738.5317 | 717.2213 | 744.8997 | 877.1196 | 1014.1281 | 1037.3677 | 1098.5551 | 1013.498 | 973.7804 | 957.7457 | 977.1119 | 860.1898 | 892.0396 | 1032.3618 | 1223.6386 | 1317.6764 | 1306.4589 | 1242.6795 | 1234.0887 | 1150.5072 | 1044.8613 | 954.86
2041-10-30 | 832.4736 | 773.936 | 721.5927 | 699.137 | 722.6101 | 845.3676 | 1000.6447 | 1031.7715 | 1026.5103 | 936.7494 | 920.0777 | 923.1776 | 895.102 | 849.3368 | 899.2497 | 1040.978 | 1220.0698 | 1293.5529 | 1242.8162 | 1167.6991 | 1171.8688 | 1142.4911 | 1031.624 | 948.8175
2041-10-31 | 821.5137 | 773.1448 | 732.6502 | 706.1236 | 731.108 | 815.9096 | 942.2337 | 946.8111 | 996.8567 | 943.4077 | 948.4417 | 856.3282 | 885.1867 | 777.4696 | 915.046 | 922.2399 | 1095.9493 | 1228.7583 | 1216.0285 | 1224.4427 | 1217.5907 | 1137.0897 | 1038.209 | 961.5052
2041-11-01 | 903.9205 | 757.6858 | 706.8577 | 672.89 | 705.1767 | 789.5892 | 916.991 | 908.5358 | 926.9523 | 861.0257 | 863.1547 | 851.6914 | 742.1759 | 703.0988 | 816.3863 | 941.274 | 1101.9732 | 1173.9847 | 1221.8177 | 1140.5513 | 1140.6625 | 1102.193 | 1069.4396 | 1022.4032
2041-11-02 | 921.3761 | 819.4637 | 718.4916 | 677.1674 | 683.528 | 761.6375 | 842.2499 | 900.8574 | 898.6625 | 793.0591 | 727.4458 | 731.7605 | 573.3206 | 531.8368 | 589.3212 | 801.2297 | 1025.4009 | 1195.6056 | 1194.8851 | 1132.4841 | 1062.6887 | 1052.1007 | 1013.6652 | 938.3619
2041-11-03 | 843.8767 | 764.3524 | 713.7509 | 683.2364 | 680.7972 | 753.8782 | 802.9093 | 814.3605 | 848.161 | 746.5904 | 688.1194 | 699.1726 | 577.7681 | 516.8848 | 620.5182 | 822.4086 | 1031.2072 | 1177.2858 | 1192.9693 | 1123.4084 | 1064.8286 | 1085.6569 | 1014.3469 | 910.6596
2041-11-04 | 809.0474 | 739.0567 | 688.6105 | 677.5501 | 712.3323 | 900.8687 | 1006.3415 | 1054.6841 | 1030.3269 | 888.6062 | 842.008 | 858.8977 | 773.8769 | 718.6319 | 779.3793 | 922.7744 | 1130.2138 | 1225.8587 | 1258.4426 | 1170.3321 | 1099.2793 | 1093.877 | 1021.6362 | 920.9454
2041-11-05 | 818.5271 | 747.7221 | 702.4401 | 679.7233 | 719.1803 | 896.0923 | 1002.4913 | 1044.5196 | 1094.3933 | 997.6349 | 919.4811 | 884.6695 | 852.2321 | 737.3093 | 765.8422 | 896.9402 | 1108.3974 | 1238.876 | 1248.5075 | 1178.0092 | 1146.0512 | 1079.7386 | 1000.2331 | 918.2951
2041-11-06 | 806.6571 | 743.3829 | 694.7761 | 673.4897 | 712.4642 | 874.1272 | 1008.723 | 1038.1147 | 1010.4112 | 875.0564 | 826.907 | 828.9762 | 701.902 | 708.8136 | 753.0633 | 898.0264 | 1101.4451 | 1250.7984 | 1230.9038 | 1126.3809 | 1101.5008 | 1085.1712 | 995.2032 | 924.0031
2041-11-07 | 796.1212 | 744.9498 | 707.3123 | 679.966 | 720.0984 | 850.1644 | 958.1839 | 944.5348 | 963.4117 | 928.2049 | 983.9738 | 925.9659 | 985.873 | 888.3495 | 1010.0726 | 979.6438 | 1110.9843 | 1213.2235 | 1201.6248 | 1182.583 | 1144.5091 | 1085.346 | 1010.5352 | 937.7281
2041-11-08 | 895.0053 | 750.0846 | 697.9456 | 669.4317 | 708.8189 | 833.152 | 939.531 | 948.0069 | 949.3835 | 831.3586 | 836.918 | 814.9871 | 721.8255 | 673.6558 | 821.751 | 920.5975 | 1088.5258 | 1159.9998 | 1203.7265 | 1155.8181 | 1137.3107 | 1066.3351 | 1044.4027 | 1002.3022
2041-11-09 | 898.3375 | 795.8156 | 692.5378 | 656.3373 | 665.9748 | 751.2378 | 827.1902 | 880.4664 | 879.8489 | 771.4377 | 700.1732 | 681.4851 | 543.8124 | 514.2735 | 615.9437 | 833.3973 | 1019.3425 | 1140.8268 | 1120.4267 | 1094.7531 | 1020.6417 | 1014.5739 | 975.1532 | 901.1661
2041-11-10 | 825.8569 | 739.6451 | 684.1747 | 657.9269 | 658.5342 | 727.7195 | 781.1113 | 812.7277 | 858.6235 | 761.182 | 697.4661 | 697.7858 | 710.6487 | 565.4147 | 635.9585 | 775.8924 | 994.719 | 1133.7494 | 1153.3722 | 1090.8467 | 1037.3399 | 1044.268 | 970.1742 | 873.0682
2041-11-11 | 819.3769 | 744.2807 | 688.217 | 661.3633 | 674.759 | 778.0369 | 815.9651 | 860.1971 | 907.6148 | 785.72 | 764.8477 | 773.0245 | 771.9648 | 680.5107 | 758.7189 | 885.1167 | 1062.9649 | 1162.8904 | 1172.6161 | 1082.2236 | 1025.4568 | 1034.5684 | 959.2018 | 871.9877
2041-11-12 | 805.6011 | 729.9085 | 679.0888 | 664.7269 | 699.9204 | 874.4744 | 984.5102 | 1018.2034 | 1044.5149 | 913.8732 | 863.2273 | 827.3567 | 760.4272 | 748.0937 | 772.0947 | 907.7028 | 1101.7339 | 1217.0025 | 1225.9052 | 1156.4189 | 1130.289 | 1065.7323 | 980.197 | 904.0983
2041-11-13 | 808.7252 | 744.0386 | 693.2811 | 673.1641 | 711.0087 | 870.2188 | 999.3638 | 1023.6862 | 1003.2078 | 877.4914 | 812.9798 | 796.9484 | 703.192 | 706.4869 | 753.3166 | 901.215 | 1085.7878 | 1236.6269 | 1210.6052 | 1115.4681 | 1086.31 | 1059.6912 | 978.0169 | 907.4888
2041-11-14 | 791.8119 | 738.7677 | 700.5147 | 673.133 | 712.4318 | 841.3049 | 940.3367 | 940.9781 | 952.2104 | 855.5445 | 854.0877 | 767.4502 | 702.8512 | 626.879 | 795.9396 | 891.5967 | 1086.0468 | 1191.7111 | 1192.3693 | 1177.3572 | 1133.9569 | 1073.1121 | 999.5705 | 923.4564
2041-11-15 | 902.9537 | 757.5241 | 707.3264 | 676.877 | 716.6717 | 842.6967 | 933.1666 | 954.4057 | 982.6196 | 891.7205 | 892.1655 | 890.0754 | 817.5999 | 739.2464 | 912.997 | 982.4053 | 1136.6721 | 1185.3103 | 1221.2612 | 1149.3478 | 1132.9506 | 1065.4988 | 1061.1716 | 1018.1301
2041-11-16 | 907.1962 | 805.8672 | 703.3189 | 665.595 | 675.4189 | 762.8838 | 828.4461 | 905.5766 | 892.7218 | 824.7167 | 776.163 | 815.364 | 760.6007 | 658.5628 | 713.3557 | 911.1864 | 1074.8694 | 1175.6541 | 1147.0802 | 1120.0483 | 1044.4321 | 1035.5489 | 997.5047 | 914.6397
2041-11-17 | 829.2267 | 746.8223 | 690.6707 | 663.3817 | 662.7813 | 734.5584 | 783.2553 | 838.2524 | 862.0686 | 762.195 | 734.3375 | 741.9804 | 791.5807 | 697.2508 | 742.3629 | 856.1644 | 1052.5495 | 1164.1147 | 1173.0049 | 1103.0894 | 1050.2935 | 1061.0265 | 993.4423 | 888.8827
2041-11-18 | 803.6872 | 727.2336 | 675.0482 | 665.1335 | 700.2668 | 886.2886 | 1002.4878 | 1077.7525 | 1069.0499 | 888.8679 | 817.9594 | 821.1812 | 789.5921 | 705.4757 | 812.095 | 965.1736 | 1141.9841 | 1226.9325 | 1243.8833 | 1157.138 | 1089.917 | 1079.5528 | 1005.025 | 907.3089
2041-11-19 | 819.4994 | 746.907 | 701.1357 | 678.7213 | 717.5846 | 894.1871 | 1001.192 | 1049.5334 | 1088.5243 | 983.4907 | 904.0428 | 884.5015 | 922.8298 | 839.0618 | 896.7611 | 995.7049 | 1157.6305 | 1235.5503 | 1232.5238 | 1163.0781 | 1137.4114 | 1074.3417 | 999.8554 | 913.208
2041-11-20 | 805.9712 | 737.1561 | 692.9816 | 672.1677 | 711.6236 | 869.8987 | 1013.2907 | 1088.8954 | 1063.8387 | 922.9499 | 921.3542 | 943.3741 | 970.8551 | 913.254 | 941.2059 | 1043.839 | 1189.0989 | 1264.6184 | 1215.2984 | 1143.75 | 1111.6892 | 1079.0134 | 994.1308 | 922.5339
2041-11-21 | 793.9734 | 740.5308 | 702.3549 | 674.1098 | 710.4413 | 838.0492 | 930.2231 | 965.8588 | 1005.3267 | 965.0589 | 1000.6161 | 955.4553 | 1015.117 | 926.8152 | 963.8378 | 981.4569 | 1117.0471 | 1194.9814 | 1186.546 | 1171.3088 | 1137.411 | 1084.91 | 1009.5598 | 930.2137
2041-11-22 | 898.0869 | 757.423 | 705.8967 | 676.3861 | 706.1285 | 831.0872 | 932.5572 | 982.6909 | 1023.1499 | 953.4568 | 946.4642 | 951.8137 | 961.2523 | 904.4457 | 991.5683 | 1007.6096 | 1143.9552 | 1170.2514 | 1217.3149 | 1148.9643 | 1134.3608 | 1076.1339 | 1066.5523 | 1024.3945
2041-11-23 | 900.9713 | 799.0589 | 696.2005 | 659.4997 | 669.6007 | 755.5456 | 819.6339 | 923.5387 | 977.5046 | 904.8658 | 798.2495 | 797.6311 | 788.2196 | 730.7273 | 721.1612 | 895.7798 | 1069.9533 | 1181.2327 | 1146.0773 | 1125.0193 | 1050.3762 | 1034.3319 | 999.1793 | 919.3279
2041-11-24 | 818.4238 | 731.6469 | 673.0505 | 648.1978 | 647.1075 | 714.2193 | 769.6961 | 840.7116 | 880.5323 | 775.6054 | 710.8012 | 745.6541 | 803.4831 | 761.4333 | 721.3528 | 871.7068 | 1051.9067 | 1153.7856 | 1153.2473 | 1094.4302 | 1032.7067 | 1042.2006 | 964.4099 | 862.8525
2041-11-25 | 787.7621 | 713.7202 | 660.4243 | 651.7846 | 684.6983 | 864.6674 | 992.2222 | 1065.3596 | 1049.872 | 871.709 | 825.2511 | 859.6549 | 910.1179 | 819.8111 | 819.1831 | 935.8591 | 1124.678 | 1199.8063 | 1212.6892 | 1133.4841 | 1064.1293 | 1048.7027 | 974.2735 | 880.8669
2041-11-26 | 803.916 | 733.8306 | 684.9934 | 664.567 | 703.1288 | 875.2104 | 986.0284 | 1038.2339 | 1088.161 | 976.3393 | 876.2127 | 870.2597 | 920.8018 | 803.0906 | 822.7447 | 948.7795 | 1110.8128 | 1199.5175 | 1200.5376 | 1142.4988 | 1109.9595 | 1043.1931 | 958.1872 | 880.2153
2041-11-27 | 786.0696 | 722.6868 | 672.1091 | 652.8937 | 691.4881 | 845.8187 | 980.3584 | 1045.1518 | 1049.3377 | 944.0168 | 907.7378 | 908.2053 | 932.5168 | 878.7983 | 884.8854 | 981.0175 | 1140.4069 | 1226.141 | 1178.5948 | 1089.2784 | 1058.6938 | 1041.845 | 963.6353 | 897.6472
2041-11-28 | 821.2482 | 767.5822 | 722.7613 | 679.8431 | 700.7665 | 757.9952 | 811.6675 | 835.9535 | 928.0491 | 902.5971 | 944.1629 | 878.9411 | 895.0124 | 717.2567 | 870.9874 | 918.3844 | 1074.7557 | 1186.7764 | 1165.0981 | 1135.267 | 1103.1699 | 1064.7508 | 978.6315 | 912.3272
2041-11-29 | 878.4221 | 728.9893 | 672.936 | 650.9794 | 693.9028 | 816.3425 | 897.9391 | 947.0223 | 957.967 | 871.8808 | 868.2204 | 858.8119 | 847.427 | 751.8798 | 882.4974 | 957.614 | 1096.0003 | 1128.3832 | 1166.273 | 1105.843 | 1095.1583 | 1029.5538 | 1029.8599 | 985.6453
2041-11-30 | 896.1043 | 794.6023 | 692.8821 | 656.7758 | 666.7609 | 749.4964 | 810.0321 | 925.0407 | 950.9404 | 898.0266 | 836.142 | 837.1556 | 853.0864 | 830.7212 | 811.1446 | 860.754 | 1046.025 | 1159.3679 | 1129.5385 | 1096.5644 | 1022.0736 | 1010.7849 | 976.8507 | 901.776
2041-12-01 | 793.5084 | 709.719 | 651.5996 | 623.477 | 622.6175 | 673.5534 | 707.3709 | 766.1139 | 801.8624 | 725.3477 | 678.8004 | 665.2575 | 676.4572 | 615.125 | 591.0552 | 747.4395 | 933.4468 | 1071.1768 | 1086.6685 | 1051.1576 | 1016.0833 | 1034.731 | 964.9995 | 870.0341
2041-12-02 | 771.0931 | 696.6673 | 642.9675 | 632.4251 | 663.4118 | 825.2466 | 923.0011 | 1011.8808 | 998.8972 | 857.7689 | 813.0638 | 816.3645 | 860.1515 | 848.0283 | 854.399 | 844.8545 | 1009.1819 | 1108.5946 | 1132.3343 | 1079.5858 | 1043.6381 | 1027.4013 | 970.9181 | 877.845
2041-12-03 | 782.5941 | 708.5701 | 662.6993 | 640.2251 | 678.2225 | 824.9308 | 908.3421 | 949.141 | 980.5615 | 851.1673 | 734.3385 | 710.2379 | 663.3014 | 655.685 | 702.76 | 853.9278 | 996.4246 | 1117.1085 | 1128.2038 | 1084.2412 | 1079.9022 | 1024.2247 | 953.6719 | 885.2546
2041-12-04 | 772.2047 | 710.606 | 657.975 | 635.0977 | 667.6707 | 800.5927 | 907.6253 | 976.3396 | 954.5305 | 841.1845 | 796.6891 | 804.4979 | 804.3966 | 740.1822 | 770.0624 | 879.6682 | 1042.4939 | 1134.7814 | 1110.2798 | 1040.3214 | 1038.1489 | 1034.9909 | 964.1164 | 898.72
2041-12-05 | 772.8134 | 719.3632 | 679.2726 | 649.3271 | 685.4128 | 786.366 | 870.6359 | 901.3219 | 927.8283 | 841.8544 | 838.0548 | 767.9835 | 742.5637 | 645.2883 | 798.4419 | 805.7357 | 984.0116 | 1104.996 | 1104.9595 | 1108.1412 | 1096.0855 | 1052.2445 | 989.7914 | 924.3619
2041-12-06 | 869.3765 | 723.8047 | 670.3596 | 638.8856 | 674.7364 | 771.1329 | 851.2661 | 893.5642 | 893.583 | 808.4612 | 754.1697 | 748.2021 | 673.4903 | 600.238 | 729.8293 | 802.343 | 975.0793 | 1041.9945 | 1101.9653 | 1058.4965 | 1074.1629 | 1013.2954 | 1017.9861 | 985.9202
2041-12-07 | 875.2031 | 775.8752 | 672.2251 | 633.8316 | 642.5685 | 705.7757 | 753.9512 | 858.7976 | 853.819 | 768.6023 | 652.4446 | 659.7353 | 664.8536 | 531.1479 | 591.3935 | 752.1718 | 931.9002 | 1060.1205 | 1046.3509 | 1044.3258 | 996.1021 | 990.5846 | 965.2673 | 894.9121
2041-12-08 | 802.9033 | 718.9293 | 661.4999 | 634.5783 | 634.242 | 686.6693 | 729.6485 | 796.2723 | 837.4326 | 765.644 | 691.623 | 722.3079 | 722.0642 | 711.9753 | 732.6017 | 792.5553 | 933.9798 | 1045.7888 | 1059.3808 | 1034.9735 | 1016.7804 | 1038.0301 | 972.6024 | 862.9173
2041-12-09 | 783.4822 | 709.705 | 658.201 | 646.7593 | 678.4625 | 840.0985 | 942.0152 | 1023.2572 | 1003.1656 | 860.4321 | 788.6896 | 791.4171 | 823.1349 | 791.1486 | 790.7924 | 882.7535 | 1055.1471 | 1125.8589 | 1149.1795 | 1087.7155 | 1057.2115 | 1057.3206 | 994.6621 | 899.6888
2041-12-10 | 798.1641 | 728.3641 | 680.5043 | 656.778 | 695.683 | 845.8496 | 941.5021 | 1002.0633 | 1025.4948 | 912.4125 | 811.0443 | 803.6022 | 840.2282 | 749.39 | 777.6847 | 868.9744 | 1023.8668 | 1131.2604 | 1139.382 | 1094.3297 | 1087.9722 | 1045.619 | 981.8043 | 906.9639
2041-12-11 | 792.3914 | 730.3191 | 679.5033 | 656.0975 | 691.2059 | 828.5376 | 932.4699 | 998.9097 | 974.5958 | 877.3121 | 810.8512 | 811.3556 | 818.0893 | 678.1809 | 730.0624 | 876.2272 | 1064.5369 | 1156.9173 | 1129.9734 | 1055.3164 | 1048.4221 | 1052.1839 | 974.5564 | 917.1244
2041-12-12 | 769.2865 | 717.4563 | 678.0538 | 647.8815 | 684.1472 | 784.217 | 853.4998 | 892.2355 | 910.446 | 858.9456 | 855.9063 | 808.8102 | 880.8261 | 757.3707 | 865.4271 | 868.3805 | 1003.4982 | 1097.9405 | 1103.4125 | 1107.516 | 1098.2382 | 1048.2207 | 990.1755 | 921.6097
2041-12-13 | 869.4364 | 723.5603 | 670.3446 | 637.7269 | 673.6559 | 770.1769 | 839.297 | 887.0801 | 907.3449 | 808.4096 | 779.2891 | 769.098 | 738.6222 | 610.4636 | 718.5022 | 778.5322 | 968.2625 | 1058.189 | 1120.1001 | 1069.2363 | 1086.3714 | 1019.9242 | 1023.2603 | 989.8179
2041-12-14 | 868.9802 | 770.7429 | 667.8301 | 630.0299 | 638.4905 | 704.2669 | 749.3902 | 849.9549 | 852.4246 | 782.3259 | 690.3959 | 691.8422 | 624.9991 | 516.6459 | 555.6943 | 736.4641 | 910.1081 | 1065.0375 | 1059.7238 | 1042.9136 | 995.7396 | 988.3776 | 957.1578 | 886.7619
2041-12-15 | 804.9906 | 721.31 | 663.8757 | 636.5625 | 636.1667 | 687.0714 | 730.88 | 805.7862 | 831.4684 | 736.7267 | 662.3676 | 653.0044 | 654.2375 | 489.0514 | 528.9241 | 696.8015 | 906.0208 | 1065.0221 | 1096.725 | 1050.6921 | 1026.8307 | 1033.2672 | 977.2131 | 874.4343
2041-12-16 | 787.0062 | 712.2148 | 660.3392 | 647.8668 | 679.4048 | 841.3136 | 942.141 | 1029.5269 | 987.1723 | 819.9876 | 749.9129 | 770.2093 | 749.0819 | 655.0029 | 693.9595 | 855.4152 | 1054.9365 | 1152.2263 | 1185.6157 | 1120.0237 | 1073.6801 | 1058.7222 | 994.8522 | 916.1999
2041-12-17 | 794.9167 | 722.6216 | 673.1939 | 650.0068 | 688.6473 | 836.7005 | 932.2696 | 1012.5657 | 1025.6125 | 894.4309 | 809.8177 | 793.6564 | 825.0073 | 717.1353 | 743.8928 | 847.0861 | 1031.8769 | 1158.1881 | 1169.8403 | 1122.1009 | 1112.5844 | 1047.7348 | 975.7414 | 903.949
2041-12-18 | 803.6091 | 739.7202 | 686.8969 | 663.1429 | 697.0738 | 835.4059 | 953.2971 | 1042.8635 | 1034.3381 | 930.4912 | 884.6705 | 889.6811 | 909.5192 | 882.6847 | 843.4648 | 970.847 | 1131.9013 | 1219.0028 | 1182.676 | 1099.6842 | 1092.7744 | 1081.9555 | 1002.8369 | 936.2942
2041-12-19 | 789.9422 | 734.5747 | 695.461 | 664.7198 | 702.0153 | 803.7928 | 893.3637 | 948.5407 | 998.4155 | 959.7892 | 923.0598 | 852.2164 | 942.2807 | 954.7845 | 946.1182 | 918.286 | 1058.1915 | 1137.5982 | 1146.5138 | 1144.4399 | 1129.3567 | 1080.6274 | 1015.5605 | 944.1076
2041-12-20 | 886.0059 | 741.5241 | 686.7137 | 654.183 | 690.2439 | 788.0518 | 873.7663 | 941.6813 | 972.5939 | 923.5787 | 917.5545 | 854.4496 | 873.4924 | 847.6633 | 857.2298 | 886.581 | 1034.9498 | 1087.2501 | 1143.5712 | 1095.9698 | 1107.7454 | 1048.9867 | 1046.2128 | 1006.1726
2041-12-21 | 892.8379 | 791.4631 | 688.9687 | 650.386 | 660.3997 | 728.8439 | 783.0688 | 892.1812 | 883.1915 | 789.7229 | 692.174 | 692.3999 | 684.7873 | 550.7872 | 561.129 | 731.1737 | 908.5805 | 1078.7827 | 1087.0143 | 1067.8295 | 1023.9891 | 1014.8934 | 982.5723 | 910.8581
2041-12-22 | 803.659 | 719.2928 | 661.5274 | 633.2349 | 634.0092 | 684.2615 | 733.1539 | 812.1528 | 819.4947 | 731.4083 | 652.1953 | 668.9064 | 682.2973 | 583.1776 | 539.4742 | 678.5348 | 890.1532 | 1048.2325 | 1087.996 | 1069.1045 | 1032.5991 | 1029.7442 | 964.005 | 865.5661
2041-12-23 | 771.6802 | 698.7894 | 643.6046 | 633.2827 | 664.959 | 824.4908 | 931.887 | 1027.2613 | 1001.4491 | 843.5356 | 761.5011 | 770.7406 | 770.2229 | 625.1323 | 674.4279 | 800.7313 | 1003.3421 | 1112.6067 | 1157.8147 | 1096.9818 | 1051.0721 | 1019.065 | 973.5487 | 879.894
2041-12-24 | 791.354 | 723.5718 | 672.5511 | 649.7935 | 687.1096 | 836.9282 | 939.6036 | 1021.6625 | 1035.6679 | 913.8357 | 814.1661 | 786.5334 | 842.9237 | 772.0422 | 714.9467 | 834.5084 | 1005.9444 | 1112.4328 | 1154.8105 | 1110.5319 | 1096.3691 | 1021.6609 | 962.7183 | 890.8573
2041-12-25 | 804.4564 | 740.3586 | 684.9101 | 643.5234 | 655.124 | 724.3724 | 794.6632 | 866.1404 | 884.7281 | 769.9556 | 739.5284 | 746.8487 | 765.139 | 786.2879 | 679.3282 | 808.4345 | 984.5175 | 1110.9601 | 1098.3802 | 1009.9894 | 1027.7543 | 1033.5879 | 947.2722 | 888.6579
2041-12-26 | 743.2187 | 686.8391 | 642.0954 | 620.6663 | 660.8901 | 756.7729 | 837.668 | 885.7757 | 931.901 | 907.7427 | 895.1149 | 820.3639 | 878.6315 | 847.6315 | 963.5414 | 895.4314 | 989.6088 | 1056.8719 | 1068.9359 | 1092.2404 | 1084.3738 | 1034.9461 | 971.6752 | 893.0966
2041-12-27 | 851.1699 | 705.7843 | 650.9685 | 621.0515 | 656.7683 | 749.2322 | 832.1921 | 891.7079 | 885.2965 | 793.3049 | 752.3313 | 750.6408 | 786.5306 | 654.1887 | 721.2994 | 744.1334 | 927.7866 | 1009.6215 | 1076.3264 | 1037.5976 | 1050.4478 | 987.6986 | 993.9611 | 960.6196
2041-12-28 | 858.0756 | 758.9363 | 654.0206 | 618.113 | 626.9004 | 688.9696 | 739.6008 | 841.0294 | 851.6181 | 763.9583 | 701.3525 | 708.6293 | 704.2424 | 683.3109 | 618.1315 | 723.2688 | 879.8948 | 1026.8955 | 1023.9666 | 1013.2395 | 973.5338 | 975.3764 | 936.4286 | 866.6013
2041-12-29 | 779.8722 | 697.1943 | 638.0216 | 613.2812 | 613.2943 | 660.8944 | 710.1854 | 792.5471 | 817.0338 | 739.8699 | 614.3337 | 603.3169 | 617.1785 | 463.2619 | 486.097 | 645.2906 | 857.0381 | 1006.2102 | 1059.4283 | 1042.8429 | 1014.3802 | 995.5291 | 942.7129 | 840.7657
2041-12-30 | 763.5205 | 689.5733 | 636.0849 | 626.0771 | 657.7155 | 815.3438 | 920.0073 | 1025.9848 | 1011.765 | 856.5129 | 790.8191 | 802.3376 | 815.5374 | 813.6271 | 786.7591 | 826.7836 | 975.2506 | 1084.2146 | 1125.8411 | 1074.9797 | 1035.7217 | 1008.9109 | 960.3274 | 863.681
2041-12-31 | 764.9989 | 699.0336 | 648.3341 | 627.4186 | 664.2275 | 817.9904 | 918.8671 | 1006.5601 | 994.1871 | 828.7871 | 700.9944 | 694.4644 | 725.561 | 570.112 | 610.0054 | 745.069 | 944.7934 | 1054.2974 | 1102.7381 | 1062.5685 | 1025.7765 | 983.7111 | 937.6147 | 847.9382
2042-01-01 | 779.0128 | 738.7562 | 690.9372 | 653.2957 | 666.0637 | 770.6787 | 848.2586 | 918.5318 | 953.9541 | 808.7067 | 724.6537 | 726.0049 | 692.8301 | 617.9024 | 698.4458 | 805.8601 | 1037.7715 | 1141.3742 | 1138.483 | 1065.4949 | 1014.8724 | 1024.503 | 944.5769 | 841.5529
2042-01-02 | 755.9193 | 704.5828 | 665.0668 | 654.8317 | 698.9154 | 870.4162 | 1008.5184 | 1061.5286 | 1099.3165 | 956.5015 | 867.6146 | 840.7596 | 867.8321 | 771.4304 | 774.6091 | 898.1334 | 1072.8216 | 1181.8948 | 1187.5753 | 1139.0505 | 1123.3762 | 1050.5938 | 965.6206 | 870.8507
2042-01-03 | 737.5963 | 692.8557 | 646.3662 | 627.728 | 668.9134 | 820.7797 | 975.4528 | 1024.8215 | 1029.6224 | 861.1688 | 770.5297 | 749.9998 | 773.6917 | 655.5231 | 666.6242 | 767.895 | 977.4055 | 1114.2273 | 1089.4069 | 1032.6412 | 1018.3122 | 979.6326 | 918.6641 | 853.9967
2042-01-04 | 721.7168 | 683.1672 | 642.8373 | 611.1498 | 621.0086 | 652.3105 | 724.1503 | 766.7154 | 792.5098 | 718.0779 | 690.1514 | 594.1144 | 563.4139 | 436.7161 | 596.3061 | 617.2294 | 811.1441 | 971.4757 | 1014.8446 | 1042.4597 | 1039.2793 | 951.3872 | 903.0671 | 839.1682
2042-01-05 | 828.1138 | 678.6636 | 631.0992 | 599.2286 | 610.088 | 622.7211 | 677.008 | 707.7113 | 735.4193 | 631.9258 | 607.4546 | 586.5768 | 618.5078 | 447.3303 | 524.7254 | 625.7669 | 868.3701 | 966.1867 | 1112.6271 | 1079.5435 | 1102.9995 | 1008.7507 | 936.4954 | 879.1599
2042-01-06 | 814.478 | 725.9492 | 626.1147 | 609.8328 | 645.6315 | 813.849 | 965.3818 | 1035.7391 | 975.7283 | 812.8668 | 718.4755 | 734.9418 | 727.1647 | 600.9479 | 620.013 | 788.4062 | 977.939 | 1105.4764 | 1125.6904 | 1120.7736 | 1027.0768 | 997.8578 | 920.0552 | 814.6008
2042-01-07 | 731.1134 | 668.8479 | 626.1425 | 609.5042 | 643.3459 | 804.6821 | 958.1397 | 991.9236 | 976.6085 | 838.9133 | 738.1131 | 724.4252 | 730.6097 | 603.8165 | 603.9655 | 729.637 | 930.9156 | 1094.4525 | 1108.4445 | 1095.8512 | 1013.8571 | 982.2285 | 893.1349 | 785.1893
2042-01-08 | 740.5401 | 701.5597 | 656.3507 | 637.546 | 676.7683 | 854.2868 | 992.0561 | 1064.5134 | 1046.8389 | 876.6407 | 793.3785 | 796.1888 | 750.4986 | 647.6021 | 681.2655 | 818.6549 | 1061.3381 | 1171.068 | 1195.8633 | 1131.1182 | 1069.6361 | 1041.3815 | 958.2615 | 845.8211
2042-01-09 | 721.0919 | 671.8133 | 633.1736 | 616.7256 | 655.7024 | 816.0702 | 948.8751 | 994.0958 | 1017.4368 | 893.5926 | 827.3256 | 776.7611 | 776.5877 | 655.5879 | 648.5533 | 757.6981 | 973.4884 | 1099.0919 | 1131.1355 | 1092.4977 | 1075.402 | 998.9141 | 902.1209 | 815.2815
2042-01-10 | 756.0822 | 710.2536 | 663.0387 | 644.0831 | 683.8129 | 837.401 | 993.9335 | 1052.7733 | 1047.8708 | 896.7549 | 810.874 | 781.0107 | 757.7839 | 660.8175 | 683.1794 | 830.9653 | 1023.1113 | 1152.8097 | 1143.7577 | 1066.3903 | 1054.9556 | 1015.7711 | 946.0209 | 881.9537
2042-01-11 | 750.6098 | 710.716 | 671.1193 | 636.6196 | 647.6756 | 679.5958 | 757.9587 | 803.3203 | 857.4847 | 806.7191 | 811.824 | 748.046 | 766.769 | 546.6184 | 680.3829 | 674.2236 | 896.1177 | 1037.7881 | 1086.346 | 1097.0324 | 1089.4725 | 997.9593 | 948.5828 | 879.9092
2042-01-12 | 872.9255 | 722.0826 | 674.682 | 638.9433 | 652.0673 | 672.4552 | 735.1978 | 786.2732 | 813.0982 | 714.6463 | 695.172 | 666.9174 | 586.4873 | 437.6913 | 581.0355 | 650.6276 | 889.777 | 1032.8939 | 1192.3349 | 1155.8579 | 1177.1975 | 1074.2134 | 999.7025 | 935.71
2042-01-13 | 837.6549 | 746.51 | 647.6763 | 631.8755 | 669.2881 | 839.9913 | 992.6475 | 1065.1426 | 1012.063 | 848.5516 | 761.0264 | 753.9111 | 631.9362 | 579.971 | 597.931 | 792.6864 | 991.7348 | 1138.6379 | 1184.213 | 1167.2985 | 1082.3216 | 1035.3805 | 958.4708 | 846.3915
2042-01-14 | 770.0562 | 710.6284 | 668.9967 | 650.3756 | 683.5941 | 853.366 | 1008.1318 | 1063.3554 | 1044.2904 | 918.9768 | 810.5569 | 806.7434 | 797.4992 | 662.5154 | 706.2112 | 838.8382 | 1030.6602 | 1163.5745 | 1167.7346 | 1140.7553 | 1063.7297 | 1039.7011 | 949.1886 | 843.5895
2042-01-15 | 722.5131 | 682.8455 | 638.0476 | 621.2743 | 651.764 | 824.7766 | 964.4347 | 1035.2673 | 1034.3656 | 864.2493 | 782.7791 | 781.6617 | 799.791 | 674.3663 | 715.7887 | 843.8734 | 1057.2461 | 1148.6585 | 1160.3039 | 1096.0648 | 1047.136 | 1015.0366 | 933.5106 | 823.4669
2042-01-16 | 748.0366 | 702.5911 | 662.9018 | 645.3223 | 684.3318 | 851.3335 | 987.9488 | 1042.6665 | 1093.174 | 968.5573 | 891.9262 | 844.8265 | 877.4841 | 734.2831 | 722.0428 | 832.8273 | 1040.4948 | 1150.1099 | 1185.1024 | 1137.7242 | 1119.5974 | 1040.3931 | 944.8094 | 853.2067
2042-01-17 | 751.7684 | 706.849 | 659.4942 | 640.6811 | 680.1309 | 832.795 | 988.336 | 1047.5954 | 1053.3523 | 911.6002 | 838.7372 | 809.7417 | 791.168 | 674.3707 | 701.1178 | 796.6978 | 981.2144 | 1131.5404 | 1135.3029 | 1057.2528 | 1051.3695 | 1006.2365 | 936.3687 | 875.2747
2042-01-18 | 748.7033 | 706.654 | 666.8191 | 633.1867 | 643.4563 | 679.3517 | 753.8423 | 803.0803 | 836.5544 | 769.1748 | 735.9996 | 639.33 | 525.7835 | 433.0167 | 578.1555 | 613.3694 | 827.994 | 995.3198 | 1074.0271 | 1094.4966 | 1086.5849 | 1002.0867 | 949.0701 | 873.7202
2042-01-19 | 859.1866 | 702.7154 | 659.4353 | 625.8282 | 637.4774 | 654.7648 | 710.9981 | 757.0853 | 799.4489 | 702.9229 | 677.1739 | 644.1692 | 543.0077 | 409.5639 | 538.7747 | 603.6106 | 853.5003 | 977.7693 | 1146.84 | 1108.3426 | 1134.1369 | 1052.2323 | 977.5308 | 912.5085
2042-01-20 | 844.0571 | 751.8399 | 648.69 | 619.6987 | 638.6089 | 738.0121 | 831.1083 | 899.7884 | 929.7258 | 829.7522 | 731.5597 | 763.495 | 762.5777 | 719.4864 | 685.7896 | 855.1951 | 985.0433 | 1097.1473 | 1128.7141 | 1123.9999 | 1042.1107 | 1020.2782 | 921.1563 | 813.947
2042-01-21 | 758.7232 | 692.897 | 649.7256 | 638.3258 | 676.6054 | 844.8113 | 998.9327 | 1046.9296 | 1031.4362 | 917.4384 | 835.8624 | 837.7347 | 861.7164 | 692.2977 | 689.021 | 830.0807 | 998.791 | 1133.0443 | 1158.6476 | 1141.8948 | 1062.6387 | 1023.7495 | 942.1359 | 834.7264
2042-01-22 | 726.4496 | 690.8309 | 645.2847 | 627.0607 | 666.2984 | 841.8012 | 980.2633 | 1046.9687 | 1051.6868 | 904.2413 | 842.9476 | 825.1004 | 829.1947 | 702.4952 | 717.0464 | 836.1041 | 1024.377 | 1144.2481 | 1185.2099 | 1119.7328 | 1061.9399 | 1027.742 | 946.0417 | 833.2291
2042-01-23 | 695.937 | 650.0157 | 606.7701 | 594.3967 | 632.1284 | 788.9856 | 921.7367 | 962.5512 | 988.9074 | 845.1798 | 740.0208 | 711.665 | 748.4987 | 684.7673 | 669.3319 | 767.257 | 957.4784 | 1038.4878 | 1093.0149 | 1067.2363 | 1046.2634 | 965.2892 | 866.0624 | 779.6237
2042-01-24 | 713.3216 | 667.9121 | 619.5458 | 603.235 | 641.8967 | 787.6814 | 940.075 | 1000.8451 | 995.7548 | 836.948 | 760.9788 | 736.9467 | 745.582 | 641.5743 | 624.2876 | 721.8953 | 903.5215 | 1042.8309 | 1063.6024 | 1003.9588 | 988.62 | 949.3711 | 880.149 | 822.2563
2042-01-25 | 723.7167 | 684.4204 | 643.0407 | 610.5269 | 620.9622 | 651.9929 | 723.8474 | 767.373 | 812.8919 | 759.033 | 720.0214 | 637.6733 | 687.2482 | 508.2475 | 624.8474 | 613.1509 | 785.6343 | 941.5067 | 1030.2463 | 1045.4415 | 1043.6118 | 954.8137 | 904.3987 | 839.0706
2042-01-26 | 874.1007 | 721.519 | 677.5323 | 642.2746 | 654.6396 | 676.0893 | 735.2706 | 787.9052 | 818.9397 | 707.678 | 661.1489 | 626.4585 | 511.5872 | 402.4163 | 509.4397 | 594.9957 | 819.9801 | 955.1685 | 1143.8927 | 1112.7912 | 1141.7011 | 1073.3923 | 1000.0811 | 935.018
2042-01-27 | 818.588 | 731.6503 | 635.3903 | 619.8155 | 656.0263 | 825.5856 | 969.8649 | 1043.1331 | 990.0814 | 827.7811 | 746.1835 | 779.3079 | 789.2596 | 689.3874 | 692.1517 | 872.8566 | 993.0463 | 1086.963 | 1127.3842 | 1118.096 | 1041.3957 | 1013.4201 | 931.7497 | 823.1836
2042-01-28 | 733.2846 | 672.2986 | 629.2487 | 612.2713 | 644.7534 | 807.9466 | 959.3086 | 1005.7511 | 970.1386 | 845.2886 | 763.5394 | 788.5888 | 805.9498 | 644.8689 | 605.7496 | 736.5548 | 914.2211 | 1045.3523 | 1113.8607 | 1100.0643 | 1017.5463 | 995.0251 | 906.748 | 800.1653
2042-01-29 | 719.3983 | 682.8603 | 637.8794 | 621.2163 | 660.0388 | 833.7856 | 973.2958 | 1048.3448 | 1040.3371 | 860.5682 | 775.7032 | 747.8666 | 747.5501 | 623.5813 | 634.2657 | 744.4728 | 969.0482 | 1082.6093 | 1138.2155 | 1076.7642 | 1021.1194 | 1000.1804 | 925.1208 | 816.7761
2042-01-30 | 731.634 | 686.0166 | 645.9135 | 630.101 | 670.8182 | 839.9637 | 977.3805 | 1026.0869 | 1028.0443 | 893.5861 | 790.2765 | 757.512 | 695.7478 | 638.3938 | 601.4919 | 720.2963 | 906.4438 | 1031.4766 | 1138.8053 | 1097.9448 | 1083.0249 | 1010.8418 | 916.9338 | 832.7204
2042-01-31 | 745.967 | 701.2307 | 655.5902 | 636.954 | 674.9066 | 826.541 | 987.9322 | 1049.8399 | 1046.362 | 886.7546 | 806.5476 | 777.7657 | 725.2351 | 623.4686 | 656.7587 | 763.3369 | 937.1958 | 1077.2121 | 1122.652 | 1042.1708 | 1035.3928 | 993.1119 | 931.4132 | 872.4845
2042-02-01 | 788.2243 | 761.8272 | 722.7556 | 684.1123 | 703.0589 | 755.9557 | 827.6588 | 873.8021 | 882.3492 | 782.1824 | 787.7586 | 732.1352 | 679.581 | 548.2375 | 652.7247 | 644.9417 | 837.8528 | 1022.2657 | 1082.2603 | 1125.0044 | 1119.2005 | 1028.8448 | 973.9516 | 914.5975
2042-02-02 | 890.6212 | 750.9016 | 702.0964 | 668.4964 | 686.9563 | 723.0865 | 773.4125 | 825.4495 | 856.9567 | 772.4492 | 779.0356 | 726.832 | 673.902 | 490.0844 | 666.6131 | 660.553 | 892.4809 | 988.2431 | 1154.0364 | 1133.3569 | 1165.8392 | 1074.881 | 995.4646 | 946.1536
2042-02-03 | 857.7939 | 785.0431 | 683.8346 | 662.1459 | 700.0422 | 873.8096 | 1010.0753 | 1107.0639 | 1072.1126 | 937.8455 | 825.6931 | 849.6134 | 826.5285 | 776.9341 | 673.3095 | 801.4622 | 995.5054 | 1128.1242 | 1154.8221 | 1171.0772 | 1094.5933 | 1057.2352 | 968.9399 | 874.0442
2042-02-04 | 785.3096 | 737.4612 | 692.4469 | 669.7366 | 705.9788 | 875.9295 | 1014.0452 | 1071.3079 | 1048.3914 | 936.1537 | 825.8142 | 818.1877 | 851.7424 | 705.2246 | 658.5138 | 743.0787 | 938.866 | 1083.6237 | 1110.2899 | 1120.4587 | 1059.6239 | 1027.7826 | 937.3797 | 845.2318
2042-02-05 | 782.4636 | 752.3148 | 705.4421 | 681.8374 | 724.3087 | 907.5364 | 1035.3927 | 1110.1223 | 1093.3946 | 890.7327 | 810.2741 | 790.7521 | 815.1363 | 695.4642 | 686.473 | 755.0266 | 958.7509 | 1110.4759 | 1160.1604 | 1130.1862 | 1076.6925 | 1058.6175 | 973.5849 | 874.6827
2042-02-06 | 780.8122 | 748.9563 | 704.3919 | 682.6181 | 727.0514 | 900.7911 | 1021.3796 | 1073.6385 | 1096.4575 | 966.782 | 888.5334 | 859.9165 | 852.1082 | 774.328 | 668.5777 | 754.9312 | 960.6684 | 1095.3457 | 1145.3075 | 1133.9002 | 1125.161 | 1044.7457 | 943.5304 | 872.3533
2042-02-07 | 785.5797 | 752.2555 | 704.9336 | 682.8204 | 727.0504 | 888.9111 | 1030.2177 | 1098.9807 | 1042.1123 | 856.3945 | 775.0402 | 756.2282 | 578.3585 | 596.3363 | 598.9082 | 722.5492 | 930.2626 | 1073.2948 | 1123.9717 | 1088.3006 | 1091.7554 | 1049.071 | 964.5919 | 916.3434
2042-02-08 | 790.8018 | 764.5193 | 722.4655 | 683.7657 | 702.6885 | 756.0189 | 826.4161 | 867.1653 | 876.1754 | 766.3744 | 731.7749 | 662.0104 | 510.1657 | 439.856 | 598.6518 | 610.552 | 816.2083 | 994.6703 | 1084.302 | 1126.9288 | 1119.5995 | 1026.7186 | 964.6964 | 914.4285
2042-02-09 | 924.547 | 783.7103 | 737.7717 | 699.8842 | 717.5184 | 759.2595 | 805.7231 | 854.1826 | 862.8911 | 733.7535 | 710.1859 | 688.7009 | 514.9879 | 442.6347 | 532.9518 | 588.0502 | 854.8809 | 992.8708 | 1179.35 | 1170.3211 | 1195.8571 | 1113.9812 | 1034.3243 | 983.2914
2042-02-10 | 892.5739 | 814.3894 | 715.5162 | 693.2183 | 732.048 | 911.4678 | 1055.4585 | 1135.7223 | 1101.221 | 913.8255 | 832.8854 | 827.8529 | 782.6053 | 682.5627 | 690.8476 | 851.1935 | 1012.0037 | 1145.2065 | 1189.4368 | 1193.967 | 1126.2766 | 1089.6693 | 1004.7929 | 908.1779
2042-02-11 | 792.5617 | 747.138 | 703.3125 | 679.7667 | 716.424 | 889.0307 | 1029.4636 | 1076.6519 | 1053.4491 | 912.8153 | 819.0073 | 804.9455 | 770.1067 | 650.2556 | 623.7925 | 702.9907 | 902.1829 | 1073.3368 | 1121.058 | 1131.9479 | 1068.6188 | 1045.1018 | 953.468 | 862.2017
2042-02-12 | 777.9048 | 752.4271 | 707.5325 | 684.5635 | 727.5094 | 911.77 | 1036.3615 | 1097.22 | 1057.6661 | 863.2702 | 755.6686 | 749.4579 | 613.9226 | 548.5843 | 551.8743 | 697.803 | 950.5298 | 1057.9176 | 1134.9838 | 1108.2579 | 1070.0008 | 1053.8088 | 972.1484 | 878.3301
2042-02-13 | 789.77 | 755.1782 | 714.938 | 692.3097 | 737.5522 | 914.5041 | 1026.0955 | 1081.2137 | 1132.8563 | 1023.7961 | 972.8862 | 817.7022 | 857.0531 | 798.6335 | 720.3308 | 805.2039 | 992.1514 | 1109.0199 | 1157.6553 | 1141.1122 | 1128.9354 | 1064.1678 | 967.8641 | 892.0077
2042-02-14 | 789.2884 | 756.7552 | 708.4356 | 684.4525 | 726.0433 | 888.7398 | 1010.2735 | 1085.9928 | 1087.6841 | 947.3322 | 882.5213 | 897.4194 | 890.3898 | 842.5095 | 706.1082 | 781.0442 | 958.3932 | 1086.2338 | 1117.2165 | 1072.0079 | 1070.2494 | 1025.6428 | 964.0529 | 913.3764
2042-02-15 | 800.9663 | 773.778 | 735.8985 | 695.4662 | 714.6293 | 767.1781 | 839.2161 | 890.101 | 930.5759 | 840.2838 | 769.8295 | 701.6268 | 616.3959 | 503.862 | 601.0466 | 587.9991 | 776.671 | 955.019 | 1075.7046 | 1136.4888 | 1135.5541 | 1048.5681 | 993.8462 | 937.3855
2042-02-16 | 897.9083 | 758.9294 | 714.079 | 679.5502 | 699.9391 | 738.8591 | 796.6168 | 828.6563 | 848.1971 | 719.9174 | 655.7371 | 640.2316 | 492.7294 | 423.9594 | 518.4008 | 537.5632 | 794.7465 | 927.6162 | 1124.753 | 1151.1989 | 1184.0672 | 1089.3269 | 1010.6078 | 960.8112
2042-02-17 | 895.0878 | 821.6674 | 721.0716 | 683.2726 | 707.4887 | 822.8884 | 915.5325 | 971.6876 | 926.2949 | 781.4677 | 728.7475 | 720.4843 | 600.9257 | 505.0676 | 485.5774 | 654.7938 | 844.5391 | 1010.2738 | 1072.1414 | 1095.0113 | 1035.9955 | 1044.0493 | 945.7675 | 857.3724
2042-02-18 | 803.4542 | 753.7655 | 712.2367 | 695.5933 | 736.0993 | 914.0938 | 1055.7149 | 1095.5307 | 1054.7139 | 889.7378 | 835.3696 | 855.809 | 871.1721 | 828.1564 | 733.3475 | 791.7509 | 962.9218 | 1091.1451 | 1133.8378 | 1145.5071 | 1085.1592 | 1066.6838 | 981.2046 | 890.2782
2042-02-19 | 786.6214 | 758.9691 | 713.3769 | 690.6441 | 726.2079 | 912.5146 | 1039.2656 | 1090.4355 | 1075.2964 | 894.7842 | 798.9728 | 774.2956 | 680.1804 | 576.3507 | 622.0569 | 735.9084 | 927.1983 | 1059.7889 | 1128.4769 | 1111.6182 | 1072.6987 | 1064.9582 | 983.6084 | 887.6351
2042-02-20 | 782.6992 | 752.8784 | 710.3994 | 689.2965 | 734.1964 | 911.6174 | 1035.1011 | 1075.4637 | 1069.4195 | 916.9452 | 839.6237 | 795.022 | 746.2638 | 713.6688 | 684.8205 | 776.8958 | 929.1195 | 1064.3033 | 1145.512 | 1136.8833 | 1125.6152 | 1061.64 | 963.939 | 890.4551
2042-02-21 | 781.9143 | 749.6216 | 703.8491 | 681.5952 | 724.1176 | 885.2075 | 1027.4341 | 1068.8484 | 1054.5972 | 883.69 | 791.1187 | 778.5452 | 660.7357 | 663.6049 | 648.0618 | 733.029 | 930.0635 | 1054.773 | 1100.7181 | 1068.6811 | 1066.3588 | 1025.6243 | 953.2968 | 905.2728
2042-02-22 | 797.7281 | 771.8002 | 733.5221 | 695.309 | 714.3006 | 771.2087 | 842.5511 | 874.1849 | 881.0997 | 801.9218 | 804.4453 | 717.8391 | 674.5136 | 534.2124 | 682.0634 | 688.5993 | 859.5683 | 1000.6294 | 1085.5788 | 1133.5169 | 1131.5789 | 1040.3595 | 984.9324 | 925.9084
2042-02-23 | 902.0839 | 764.0579 | 720.079 | 684.48 | 703.4964 | 743.1354 | 797.1633 | 827.1254 | 849.6919 | 698.3688 | 674.3502 | 654.0498 | 539.6424 | 440.5867 | 572.3961 | 572.8135 | 807.4596 | 934.8728 | 1132.8357 | 1133.0491 | 1179.7924 | 1099.4546 | 1017.1547 | 962.5383
2042-02-24 | 872.2125 | 795.2146 | 697.3086 | 678.0508 | 716.5076 | 893.4067 | 1029.558 | 1084.6341 | 1039.3716 | 864.0645 | 768.6933 | 780.0729 | 774.0685 | 666.6238 | 641.4932 | 789.8299 | 924.3821 | 1070.9622 | 1122.1943 | 1152.8728 | 1078.0093 | 1058.3432 | 971.6835 | 878.4446
2042-02-25 | 770.6393 | 725.3827 | 679.5968 | 657.9624 | 693.3747 | 862.3158 | 998.9379 | 1022.4229 | 985.1494 | 840.7274 | 756.5092 | 753.4044 | 706.6132 | 623.1502 | 691.3905 | 766.8031 | 895.8107 | 1033.8164 | 1085.8294 | 1103.5066 | 1033.7896 | 1010.2336 | 923.2115 | 832.185
2042-02-26 | 754.3689 | 729.5328 | 683.2529 | 662.9788 | 706.1317 | 886.782 | 1008.1824 | 1050.1406 | 1022.9661 | 814.8016 | 729.75 | 719.2174 | 595.4666 | 564.5294 | 556.1673 | 657.1303 | 895.7717 | 1028.7141 | 1100.6438 | 1091.8076 | 1046.8925 | 1025.9615 | 940.3067 | 847.3908
2042-02-27 | 741.0703 | 709.0634 | 665.5923 | 646.4129 | 688.0008 | 854.7189 | 970.533 | 994.8965 | 973.7028 | 784.5065 | 720.8806 | 688.9804 | 562.4113 | 634.2135 | 631.8524 | 689.1324 | 893.72 | 1009.6167 | 1075.9968 | 1085.9312 | 1074.5013 | 998.221 | 900.4443 | 831.3192
2042-02-28 | 782.362 | 752.1988 | 703.1595 | 679.9547 | 723.4213 | 882.0788 | 1022.5978 | 1078.3016 | 1091.0623 | 932.434 | 871.4215 | 881.1958 | 891.1803 | 811.5936 | 845.0375 | 901.1082 | 1032.1827 | 1120.3611 | 1124.065 | 1074.402 | 1066.4622 | 1042.1753 | 953.7381 | 907.5477
2042-03-01 | 892.05 | 746.7721 | 701.7635 | 652.8989 | 664.8982 | 706.766 | 768.2531 | 846.7553 | 881.8554 | 807.6302 | 789.0425 | 746.6543 | 665.7232 | 515.2303 | 599.7004 | 622.3726 | 817.9783 | 958.6737 | 1098.4025 | 1106.9284 | 1113.853 | 1057.3761 | 1024.1874 | 991.8931
2042-03-02 | 865.387 | 780.703 | 678.0581 | 634.7824 | 644.9221 | 714.1827 | 777.1461 | 858.842 | 849.189 | 714.8915 | 641.0904 | 645.7018 | 571.869 | 458.5669 | 418.2777 | 559.1559 | 787.9754 | 966.4561 | 1050.9404 | 1083.1911 | 1010.6784 | 1026.6202 | 942.8768 | 838.5058
2042-03-03 | 748.7028 | 685.2153 | 638.8907 | 620.552 | 652.7602 | 816.0588 | 952.3941 | 1000.0723 | 951.7494 | 835.5356 | 766.1052 | 704.6436 | 651.7129 | 570.5424 | 631.6776 | 730.7577 | 874.5782 | 1008.0897 | 1094.9474 | 1108.5541 | 1021.1338 | 1032.5577 | 946.7386 | 837.1979
2042-03-04 | 760.3949 | 715.4056 | 673.5904 | 640.9134 | 671.2196 | 845.027 | 971.2763 | 1057.7519 | 1055.2219 | 891.7666 | 804.8436 | 801.2884 | 755.6897 | 639.5442 | 698.4656 | 797.4582 | 981.3639 | 1071.448 | 1123.4993 | 1113.3425 | 1054.9705 | 1040.0898 | 950.7306 | 848.5819
2042-03-05 | 747.9086 | 711.3492 | 665.3743 | 635.1346 | 671.4815 | 832.1823 | 949.9951 | 994.1329 | 989.7777 | 820.428 | 729.1045 | 590.741 | 487.3617 | 477.4047 | 487.4679 | 596.3401 | 792.2304 | 967.2785 | 1072.6889 | 1063.7542 | 1043.5265 | 1013.6928 | 938.5198 | 851.2029
2042-03-06 | 760.0164 | 717.7005 | 677.763 | 647.2669 | 686.1184 | 839.0359 | 979.1657 | 1022.9137 | 971.2708 | 822.1779 | 755.9261 | 660.8078 | 539.5849 | 520.0687 | 505.4313 | 629.7897 | 826.1527 | 1001.228 | 1078.67 | 1062.3567 | 1049.2036 | 1046.9367 | 936.6202 | 873.8297
2042-03-07 | 758.0094 | 730.7833 | 693.6357 | 654.5445 | 691.1784 | 797.4493 | 904.4184 | 919.4445 | 915.2524 | 791.2194 | 767.1596 | 619.5229 | 551.9944 | 522.6864 | 704.9893 | 701.3108 | 849.6199 | 981.6788 | 1051.7716 | 1079.4189 | 1057 | 1003.1324 | 980.1432 | 910.6964
2042-03-08 | 874.8059 | 730.8803 | 686.0574 | 641.1625 | 653.2066 | 692.2483 | 754.6046 | 799.0808 | 816.6243 | 729.1739 | 710.1456 | 680.9272 | 534.3132 | 521.0071 | 613.7842 | 591.343 | 768.3766 | 872.9147 | 1080.7242 | 1077.5718 | 1091.6781 | 1027.1287 | 1001.5212 | 967.7222
2042-03-09 | 892.3521 | 806.9137 | 706.4606 | 652.7759 | 661.1227 | 712.8204 | 778.591 | 866.4588 | 866.7453 | 750.3773 | 655.6027 | 648.3313 | 491.1745 | 418.9125 | 473.813 | 609.8981 | 799.3385 | 993.4767 | 1100.5623 | 1112.7925 | 1079.144 | 1079.5251 | 990.0885 | 874.9191
2042-03-10 | 773.7191 | 702.0478 | 656.5398 | 629.1024 | 654.1315 | 786.7754 | 955.5823 | 998.5835 | 943.0185 | 780.6601 | 722.0854 | 680.0145 | 533.1074 | 498.8045 | 530.6499 | 666.2699 | 840.3522 | 1005.7852 | 1095.8356 | 1115.7434 | 1071.4149 | 1083.0998 | 986.9565 | 870.3065
2042-03-11 | 765.077 | 716.5524 | 673.2109 | 631.8417 | 652.0366 | 791.9254 | 949.9335 | 1032.1105 | 1043.9361 | 876.7975 | 804.1763 | 801.9203 | 778.7742 | 632.2192 | 657.7453 | 719.9761 | 907.8964 | 1038.3925 | 1111.6037 | 1101.6054 | 1076.7197 | 1060.9232 | 965.0814 | 862.3873
2042-03-12 | 771.2227 | 724.8743 | 680.5866 | 639.5659 | 664.812 | 802.3886 | 952.0759 | 1010.7782 | 1049.1423 | 898.872 | 808.0838 | 759.2799 | 712.9086 | 631.7209 | 599.3253 | 662.7917 | 840.3803 | 995.9028 | 1114.9247 | 1101.4318 | 1113.4789 | 1073.0366 | 982.9574 | 890.2391
2042-03-13 | 775.5288 | 726.458 | 683.6262 | 646.1721 | 672.2154 | 793.6697 | 966.1717 | 1012.2211 | 996.8627 | 854.1867 | 781.7883 | 760.5447 | 620.4247 | 633.8768 | 621.2819 | 711.4271 | 901.6454 | 1043.447 | 1111.574 | 1086.5249 | 1113.1629 | 1095.3245 | 970.7762 | 904.0245
2042-03-14 | 767.7153 | 733.4745 | 696.4938 | 646.452 | 671.8001 | 749.5207 | 884.8174 | 903.0423 | 928.7227 | 839.9157 | 834.9641 | 747.0248 | 648.6533 | 618.9761 | 741.2502 | 736.3163 | 875.9261 | 995.8948 | 1070.9047 | 1105.605 | 1080.8208 | 1064.9022 | 1006.5082 | 929.6677
2042-03-15 | 877.355 | 732.4216 | 683.7057 | 632.2362 | 639.9482 | 661.3973 | 724.5045 | 746.7623 | 786.5204 | 696.1277 | 676.5135 | 611.4872 | 456.1903 | 393.2239 | 496.6269 | 548.3837 | 732.1905 | 882.7324 | 1090.9363 | 1082.549 | 1104.1395 | 1042.9158 | 1013.5381 | 973.9919
2042-03-16 | 850.3605 | 760.9212 | 653.6394 | 607.5648 | 615.0175 | 669.01 | 730.8755 | 761.0732 | 754.2544 | 629.1386 | 517.0676 | 473.4551 | 329.2558 | 348.5483 | 349.8794 | 491.7736 | 710.2501 | 914.6962 | 1022.9304 | 1076.1879 | 1021.1514 | 1023.5931 | 929.9938 | 818.2516
2042-03-17 | 754.827 | 686.5229 | 639.0221 | 613.1793 | 638.0261 | 776.8639 | 941.4942 | 963.6164 | 899.5697 | 754.0883 | 679.0587 | 566.36 | 490.6619 | 442.3764 | 474.6633 | 614.9007 | 806.0762 | 977.256 | 1087.4067 | 1129.2722 | 1051.7958 | 1054.1471 | 960.2955 | 846.0077
2042-03-18 | 740.6767 | 692.0445 | 648.275 | 609.694 | 629.0169 | 775.4738 | 929.1668 | 971.8307 | 969.9476 | 783.7934 | 685.3255 | 649.9333 | 531.2465 | 507.773 | 550.5036 | 619.056 | 836.687 | 978.0859 | 1076.4517 | 1090.6921 | 1057.068 | 1030.808 | 932.1009 | 827.5047
2042-03-19 | 752.8024 | 708.4717 | 659.6293 | 620.8145 | 645.9157 | 784.261 | 934.0918 | 968.3886 | 987.1613 | 865.6532 | 784.6697 | 752.4104 | 669.2414 | 630.7411 | 639.8771 | 672.3359 | 836.1928 | 982.2726 | 1115.016 | 1096.7189 | 1087.6674 | 1038.138 | 948.075 | 854.123
2042-03-20 | 761.9285 | 713.7414 | 668.9862 | 632.299 | 657.5302 | 786.5537 | 956.6243 | 979.0504 | 974.5428 | 819.4896 | 787.5117 | 767.3301 | 611.3858 | 636.4618 | 659.4353 | 730.9477 | 900.7737 | 1035.1495 | 1108.149 | 1098.0022 | 1092.7523 | 1069.7738 | 948.0685 | 874.4723
2042-03-21 | 762.3064 | 729.4325 | 691.356 | 641.8318 | 669.5459 | 754.3425 | 887.3879 | 894.8337 | 924.9907 | 838.2621 | 840.1672 | 739.2024 | 646.0104 | 565.7433 | 708.4703 | 716.328 | 865.2275 | 986.465 | 1076.5511 | 1117.5397 | 1090.0412 | 1057.1932 | 999.4911 | 922.2535
2042-03-22 | 905.9329 | 759.3967 | 712.4038 | 657.1216 | 664.0413 | 689.789 | 754.201 | 780.7244 | 845.6873 | 768.4387 | 762.2721 | 760.3572 | 680.1333 | 550.1113 | 638.8441 | 612.2757 | 853.7236 | 966.9263 | 1151.7998 | 1131.4091 | 1143.0898 | 1085.3529 | 1049.8462 | 1007.2437
2042-03-23 | 889.7886 | 799.4479 | 692.5387 | 645.1807 | 645.2473 | 707.4529 | 774.2729 | 803.883 | 820.2558 | 708.8592 | 634.5448 | 624.2657 | 433.2771 | 412.4145 | 449.6134 | 629.7135 | 812.6312 | 981.0147 | 1075.8114 | 1106.1483 | 1062.988 | 1069.2446 | 978.4261 | 867.9384
2042-03-24 | 777.9901 | 707.9163 | 661.4128 | 634.0931 | 659.4629 | 805.1153 | 973.0807 | 992.3799 | 948.069 | 855.1768 | 773.3784 | 799.5137 | 765.3891 | 644.8415 | 654.8727 | 704.8628 | 862.2764 | 1021.5464 | 1106.5369 | 1142.0907 | 1082.7138 | 1069.5826 | 987.2147 | 874.6066
2042-03-25 | 781.9485 | 732.3684 | 692.7134 | 650.9389 | 671.3743 | 825.6398 | 984.543 | 1004.5425 | 1012.6905 | 848.2271 | 798.0522 | 805.8191 | 685.2713 | 625.1884 | 635.5984 | 706.9648 | 909.332 | 1042.8108 | 1129.2735 | 1126.7005 | 1096.9149 | 1079.0629 | 983.9275 | 881.3107
2042-03-26 | 809.4043 | 768.3298 | 717.0474 | 658.2549 | 656.8873 | 717.523 | 805.384 | 802.3528 | 879.8139 | 758.5838 | 691.8337 | 574.8522 | 448.4911 | 439.1633 | 435.3848 | 559.9472 | 761.9288 | 959.4452 | 1064.954 | 1037.3255 | 1075.2431 | 1060.6757 | 971.4431 | 887.3081
2042-03-27 | 770.9509 | 717.0274 | 673.0816 | 639.9776 | 668.8445 | 789.2816 | 958.7819 | 956.205 | 928.677 | 769.9369 | 702.8472 | 517.8573 | 470.0061 | 460.9591 | 456.2203 | 550.4134 | 801.0662 | 993.2025 | 1086.4144 | 1081.8297 | 1091.5982 | 1087.836 | 966.1669 | 898.5113
2042-03-28 | 759.2762 | 725.4466 | 685.7307 | 637.8922 | 664.7337 | 746.3028 | 879.5879 | 840.215 | 899.6089 | 825.6816 | 842.4677 | 713.5138 | 605.8191 | 547.221 | 658.3076 | 642.7276 | 800.4645 | 967.5211 | 1070.6599 | 1109.028 | 1086.0199 | 1052.3897 | 996.0178 | 925.9817
2042-03-29 | 901.9566 | 750.3681 | 702.6922 | 649.1848 | 656.4391 | 680.9201 | 741.862 | 746.8778 | 798.5115 | 722.2233 | 682.2918 | 590.2723 | 443.7729 | 363.9553 | 477.7123 | 535.1689 | 767.5487 | 941.2371 | 1147.1498 | 1139.4531 | 1145.3893 | 1075.7999 | 1045.6228 | 997.987
2042-03-30 | 893.3858 | 801.0723 | 694.4046 | 645.3759 | 658.6753 | 723.948 | 785.4074 | 787.1682 | 806.1697 | 658.511 | 562.3273 | 496.3253 | 351.2989 | 321.5587 | 365.8424 | 513.0299 | 747.3077 | 992.0196 | 1099.7118 | 1131.547 | 1078.8087 | 1067.5586 | 977.1701 | 872.4967
2042-03-31 | 801.6101 | 728.2049 | 682.856 | 655.536 | 687.2979 | 837.0777 | 989.9527 | 989.8551 | 938.3933 | 822.3575 | 785.1628 | 802.12 | 711.4603 | 641.2795 | 644.5739 | 736.983 | 932.9839 | 1092.8302 | 1177.6467 | 1179.0407 | 1114.7391 | 1114.5221 | 1022.5841 | 911.0027
2042-04-01 | 824.9761 | 772.8926 | 719.1236 | 684.7008 | 715.1712 | 865.2862 | 991.3717 | 1027.4896 | 1064.1889 | 881.2573 | 814.6159 | 764.7212 | 648.2526 | 606.1597 | 652.7396 | 765.5088 | 1028.311 | 1136.5592 | 1191.8926 | 1181.6408 | 1181.4525 | 1139.2903 | 1026.6709 | 941.6645
2042-04-02 | 811.5541 | 767.948 | 709.2359 | 676.6707 | 715.8659 | 850.2048 | 984.0275 | 1006.0877 | 1054.8574 | 913.8502 | 837.4023 | 735.0044 | 649.5084 | 656.2156 | 697.2007 | 795.9267 | 994.9426 | 1109.0872 | 1193.1469 | 1166.7293 | 1197.2304 | 1142.9483 | 1035.066 | 949.4279
2042-04-03 | 800.9409 | 752.7359 | 698.9129 | 670.6169 | 709.0751 | 828.5444 | 968.8594 | 978.6811 | 977.5602 | 826.7897 | 778.0555 | 614.1612 | 563.7808 | 627.5089 | 668.8722 | 797.1503 | 967.5007 | 1092.1719 | 1144.5325 | 1124.1365 | 1169.9359 | 1136.5699 | 992.7898 | 937.4877
2042-04-04 | 821.0989 | 789.4388 | 730.7854 | 671.935 | 691.2571 | 691.3136 | 739.8611 | 702.5831 | 852.9413 | 790.1979 | 768.7998 | 591.5698 | 501.8982 | 419.606 | 573.5825 | 651.4259 | 820.1916 | 987.1513 | 1034.9167 | 1059.2682 | 1080.2454 | 1071.7998 | 1001.427 | 951.0955
2042-04-05 | 906.4908 | 755.5703 | 690.3906 | 651.5976 | 671.2906 | 689.5025 | 751.2812 | 746.7749 | 794.6871 | 735.2943 | 724.7141 | 623.0875 | 549.3077 | 401.1292 | 514.1996 | 544.1091 | 802.8918 | 934.4767 | 1119.5237 | 1107.077 | 1150.7013 | 1079.738 | 1034.1859 | 1014.6795
2042-04-06 | 902.6031 | 816.2035 | 698.0228 | 654.4729 | 669.0894 | 719.3679 | 772.0369 | 788.7703 | 805.8879 | 687.0993 | 596.0515 | 541.843 | 389.6283 | 356.0418 | 403.6144 | 561.3445 | 810.5404 | 988.4199 | 1082.4803 | 1122.9856 | 1105.9916 | 1077.8733 | 977.1733 | 888.8406
2042-04-07 | 776.9311 | 708.8485 | 650.7001 | 634.4926 | 670.0285 | 806.5999 | 955.2195 | 973.1949 | 959.4407 | 835.9625 | 736.9051 | 741.6795 | 699.9258 | 622.9271 | 731.446 | 826.3418 | 968.8638 | 1063.0526 | 1112.4905 | 1130.0004 | 1084.8626 | 1077.2871 | 972.2691 | 882.1463
2042-04-08 | 766.2988 | 719.8932 | 664.3226 | 632.7417 | 662.7708 | 803.1496 | 930.3806 | 953.5273 | 1001.3037 | 820.2062 | 736.3585 | 716.1293 | 612.2193 | 595.6071 | 608.7818 | 707.0796 | 927.9344 | 1027.0508 | 1108.3684 | 1109.8823 | 1104.6045 | 1059.8767 | 945.7052 | 864.3375
2042-04-09 | 766.5121 | 725.8049 | 668.4044 | 639.7313 | 677.075 | 807.1657 | 935.0573 | 927.992 | 965.7809 | 814.2521 | 726.7927 | 566.7284 | 566.9001 | 541.8439 | 564.2976 | 663.9226 | 870.4609 | 1007.6268 | 1101.7805 | 1096.021 | 1121.1662 | 1069.6073 | 957.8077 | 889.0379
2042-04-10 | 771.6782 | 726.6908 | 671.8314 | 644.0693 | 681.6868 | 798.8754 | 945.0642 | 934.3905 | 920.6759 | 779.0476 | 723.6626 | 562.9681 | 541.5556 | 533.6503 | 568.197 | 683.5606 | 892.026 | 1023.8183 | 1092.9927 | 1084.994 | 1125.8534 | 1091.9381 | 947.4611 | 901.7157
2042-04-11 | 772.3835 | 740.9934 | 690.4936 | 649.0247 | 687.6386 | 764.1616 | 874.2494 | 859.5813 | 924.123 | 820.4103 | 827.5557 | 681.1853 | 580.8618 | 480.8055 | 637.7605 | 672.5243 | 860.1282 | 978.8617 | 1058.0321 | 1105.2971 | 1105.4005 | 1068.8122 | 992.0966 | 941.8742
2042-04-12 | 889.6763 | 745.5443 | 683.8737 | 637.8844 | 652.7382 | 668.7416 | 720.6445 | 706.8696 | 778.7972 | 716.679 | 685.7951 | 521.1279 | 464.7799 | 366.8585 | 462.8301 | 531.2228 | 753.1371 | 909.6155 | 1099.3169 | 1102.0665 | 1130.9902 | 1062.2993 | 1020.8584 | 1001.3322
2042-04-13 | 918.1857 | 826.0842 | 704.648 | 661.6739 | 675.7689 | 729.8975 | 778.1444 | 807.9732 | 832.8971 | 716.4666 | 587.0807 | 505.608 | 399.968 | 372.2367 | 461.1321 | 671.4595 | 899.0035 | 1042.901 | 1120.1553 | 1151.583 | 1117.5226 | 1086.3482 | 992.9982 | 901.8907
2042-04-14 | 793.1678 | 724.1416 | 673.9085 | 650.0003 | 690.3502 | 826.7557 | 972.334 | 971.9723 | 971.0515 | 830.7482 | 748.8826 | 775.0308 | 682.8664 | 641.7687 | 653.9849 | 779.2336 | 969.2712 | 1088.9601 | 1131.2483 | 1147.5588 | 1108.7165 | 1097.0889 | 993.7076 | 903.9755
2042-04-15 | 797.0654 | 747.7547 | 693.5698 | 658.8833 | 689.0845 | 835.2158 | 970.778 | 984.2748 | 981.3861 | 817.5748 | 717.3443 | 593.586 | 563.5687 | 530.585 | 592.3732 | 677.5479 | 911.2497 | 1037.4721 | 1134.6222 | 1139.2913 | 1138.7948 | 1101.032 | 987.7755 | 904.8482
2042-04-16 | 795.4832 | 753.0535 | 693.3634 | 663.6202 | 701.2204 | 837.6391 | 961.0996 | 962.3592 | 1006.0346 | 871.1961 | 807.3652 | 707.3867 | 659.7306 | 650.5004 | 629.5772 | 724.1006 | 910.6206 | 1049.9375 | 1118.1167 | 1113.7598 | 1162.0678 | 1105.0306 | 994.9503 | 922.2323
2042-04-17 | 801.7214 | 755.1171 | 703.017 | 675.1436 | 714.02 | 836.1663 | 960.9397 | 979.2807 | 1019.9931 | 899.0366 | 845.862 | 806.5617 | 678.5557 | 687.8903 | 691.5853 | 794.2991 | 1000.3269 | 1119.4766 | 1144.7696 | 1135.9194 | 1172.5809 | 1131.8031 | 992.9246 | 940.6612
2042-04-18 | 791.006 | 759.2916 | 710.3546 | 669.3372 | 707.8465 | 789.1124 | 892.5467 | 867.6924 | 909.6961 | 816.7095 | 792.0034 | 515.4411 | 528.875 | 469.3328 | 653.5022 | 678.1198 | 868.8652 | 1014.7807 | 1093.5636 | 1135.7393 | 1131.5419 | 1095.4632 | 1025.1804 | 972.4209
2042-04-19 | 928.2191 | 780.679 | 720.2934 | 673.7721 | 689.1357 | 711.8779 | 764.0212 | 778.0995 | 874.4253 | 815.1419 | 798.6451 | 754.7064 | 613.5611 | 496.713 | 613.4223 | 644.5863 | 881.8891 | 989.6623 | 1138.2166 | 1128.1081 | 1170.7935 | 1103.2903 | 1054.6915 | 1032.9052
2042-04-20 | 916.7281 | 830.4265 | 713.545 | 668.9053 | 684.5059 | 739.9265 | 777.7934 | 811.3372 | 853.9799 | 754.8382 | 698.2886 | 703.812 | 598.152 | 490.1611 | 540.2764 | 705.5043 | 882.6997 | 1042.9044 | 1119.7984 | 1143.0148 | 1125.9335 | 1102.7789 | 999.1219 | 909.9742
2042-04-21 | 802.6597 | 732.9057 | 678.8444 | 658.9005 | 693.8159 | 822.2885 | 957.8878 | 966.2121 | 941.425 | 832.1933 | 754.2267 | 707.5889 | 616.7301 | 612.8511 | 673.3923 | 775.9495 | 952.4907 | 1047.5292 | 1126.1679 | 1143.111 | 1111.1148 | 1101.4596 | 999.5217 | 910.4243
2042-04-22 | 801.7048 | 755.9908 | 696.1658 | 665.1222 | 695.823 | 840.2284 | 969.8351 | 972.037 | 1020.7132 | 821.7241 | 735.7158 | 629.55 | 646.8447 | 672.1574 | 676.3363 | 748.4544 | 974.9446 | 1078.0637 | 1165.2627 | 1164.4403 | 1153.8585 | 1111.9739 | 1002.4415 | 919.9604
2042-04-23 | 799.7501 | 759.8065 | 700.4391 | 668.5776 | 706.7084 | 845.2903 | 973.5784 | 978.6426 | 1018.709 | 898.5054 | 829.511 | 729.945 | 714.66 | 670.3564 | 668.0787 | 790.6889 | 996.7987 | 1096.716 | 1177.721 | 1159.8314 | 1176.3816 | 1117.1683 | 1010.8438 | 937.7283
2042-04-24 | 802.429 | 758.294 | 703.8853 | 673.65 | 711.1547 | 839.3582 | 979.2472 | 961.7027 | 992.1403 | 860.8085 | 822.5375 | 731.9948 | 674.9291 | 645.6368 | 674.6364 | 796.9047 | 973.6104 | 1105.1266 | 1154.9544 | 1150.3139 | 1169.1065 | 1136.3307 | 989.692 | 944.4593
2042-04-25 | 793.3749 | 760.9237 | 710.4404 | 668.4222 | 706.2095 | 789.3783 | 903.2326 | 863.7329 | 898.0472 | 783.3005 | 774.5465 | 523.7774 | 595.6392 | 492.1067 | 684.6478 | 688.8197 | 868.2106 | 1006.5591 | 1091.1375 | 1137.7129 | 1134.4833 | 1097.6384 | 1022.6425 | 972.1099
2042-04-26 | 928.5325 | 785.2078 | 725.4999 | 675.7516 | 690.2696 | 713.101 | 757.412 | 751.7847 | 827.3407 | 736.8239 | 726.8613 | 569.7686 | 556.3712 | 475.0782 | 600.544 | 637.5983 | 867.687 | 962.0234 | 1144.5821 | 1141.7501 | 1192.6741 | 1117.95 | 1068.903 | 1043.606
2042-04-27 | 921.2201 | 830.395 | 709.7999 | 665.0995 | 677.136 | 735.2897 | 774.3405 | 790.4379 | 840.2588 | 714.7156 | 614.0006 | 605.4454 | 510.5261 | 489.4472 | 562.2288 | 716.282 | 914.2256 | 1045.9096 | 1129.7106 | 1150.0415 | 1115.2711 | 1084.9721 | 993.9947 | 903.2741
2042-04-28 | 788.269 | 722.6463 | 664.6574 | 645.5882 | 680.7777 | 823.5037 | 953.8629 | 957.4865 | 941.8153 | 806.6615 | 736.3838 | 714.9047 | 619.8269 | 602.1873 | 639.7643 | 724.7679 | 923.9434 | 1050.6524 | 1113.6581 | 1151.2089 | 1109.531 | 1101.9516 | 995.0001 | 904.3211
2042-04-29 | 803.8827 | 745.4711 | 686.8633 | 657.4332 | 693.9584 | 835.0748 | 954.2928 | 951.7555 | 963.5213 | 778.8075 | 728.27 | 598.9158 | 623.5394 | 610.3031 | 667.1307 | 773.1814 | 978.1218 | 1063.9464 | 1132.1238 | 1151.3502 | 1130.8547 | 1088.4412 | 979.8386 | 897.6553
2042-04-30 | 780.7712 | 743.0082 | 681.9977 | 653.6149 | 694.2261 | 822.3173 | 943.1581 | 947.9992 | 1003.4166 | 886.5701 | 803.0643 | 724.6089 | 644.4927 | 643.5917 | 608.525 | 730.4601 | 912.3378 | 1025.422 | 1101.8986 | 1102.3916 | 1137.3654 | 1082.9037 | 976.9755 | 903.9993
2042-05-01 | 821.584 | 757.5224 | 718.7522 | 698.3262 | 735.2897 | 838.0275 | 921.5719 | 902.4423 | 910.0118 | 756.4294 | 734.1687 | 575.3488 | 576.4904 | 569.7231 | 630.6921 | 724.9026 | 956.5037 | 1082.6443 | 1096.8647 | 1093.8355 | 1128.3127 | 1098.8774 | 987.5878 | 936.6469
2042-05-02 | 820.7691 | 773.8183 | 737.3102 | 705.6793 | 743.0609 | 801.2849 | 887.206 | 817.4037 | 889.6985 | 803.9489 | 796.0579 | 623.8016 | 618.9164 | 559.4167 | 722.3339 | 710.5874 | 841.561 | 993.2854 | 1056.3047 | 1116.3013 | 1103.3769 | 1072.1347 | 1028.3805 | 970.6829
2042-05-03 | 949.6146 | 785.9018 | 742.5242 | 705.4033 | 720.088 | 731.4836 | 759.798 | 715.8908 | 793.8839 | 736.1846 | 729.7167 | 624.1327 | 552.8816 | 526.4069 | 637.1805 | 655.6647 | 845.6747 | 955.2157 | 1123.0779 | 1118.7441 | 1145.7331 | 1084.3242 | 1061.9298 | 1038.5352
2042-05-04 | 955.022 | 852.6634 | 749.2737 | 713.026 | 727.5709 | 779.5387 | 792.13 | 794.3413 | 889.0899 | 768.3622 | 672.377 | 760.7983 | 647.0462 | 533.6351 | 581.7685 | 743.6042 | 932.0495 | 1087.1849 | 1114.8852 | 1139.0256 | 1116.4775 | 1101.082 | 1028.298 | 934.1721
2042-05-05 | 849.2944 | 765.2427 | 725.966 | 714.0224 | 749.0404 | 862.1867 | 983.6746 | 968.4684 | 961.7328 | 838.9111 | 766.8509 | 727.2964 | 626.4536 | 587.0374 | 619.5518 | 731.6213 | 914.1843 | 1063.9863 | 1126.0084 | 1152.8845 | 1115.2289 | 1116.233 | 1042.74 | 942.5187
2042-05-06 | 843.2367 | 773.7934 | 735.4464 | 713.7506 | 735.0016 | 863.4131 | 968.295 | 964.7591 | 974.2287 | 802.753 | 686.5321 | 558.5315 | 556.5272 | 555.4987 | 591.7525 | 714.6781 | 928.4457 | 1066.8559 | 1122.6158 | 1147.4192 | 1132.9058 | 1101.7679 | 1028.8786 | 938.9296
2042-05-07 | 829.5476 | 771.8764 | 729.0373 | 706.4833 | 741.395 | 856.8762 | 955.496 | 947.1332 | 991.539 | 852.8243 | 798.5058 | 702.8908 | 623.5041 | 607.3676 | 629.5282 | 738.8192 | 943.9738 | 1070.1139 | 1125.226 | 1132.3523 | 1152.2067 | 1096.8107 | 1020.9034 | 943.3363
2042-05-08 | 837.9126 | 776.812 | 737.1543 | 714.8858 | 751.0566 | 854.811 | 970.0565 | 953.1095 | 964.853 | 854.1298 | 806.8571 | 787.3078 | 773.5837 | 795.8831 | 825.0233 | 913.9039 | 1038.2342 | 1110.1211 | 1117.0911 | 1108.3218 | 1147.7623 | 1125.5963 | 1015.0536 | 958.8956
2042-05-09 | 815.3495 | 768.5547 | 733.4293 | 703.1249 | 737.7013 | 797.4869 | 867.7198 | 823.3126 | 885.1007 | 786.0286 | 773.7518 | 613.9784 | 597.2832 | 528.948 | 683.9851 | 712.8182 | 860.1865 | 1008.0637 | 1054.6163 | 1110.6755 | 1105.2405 | 1071.053 | 1027.3804 | 970.9451
2042-05-10 | 960.7379 | 799.5777 | 756.5108 | 718.1413 | 733.1357 | 746.2882 | 781.9461 | 774.7761 | 829.1371 | 712.4218 | 706.9555 | 609.5695 | 534.6825 | 451.3276 | 554.0685 | 611.0473 | 807.719 | 938.6168 | 1103.1802 | 1123.3476 | 1156.8298 | 1097.9019 | 1081.3155 | 1053.9767
2042-05-11 | 951.2709 | 845.4525 | 746.6224 | 710.0202 | 724.8283 | 770.94 | 757.3333 | 774.7259 | 817.1581 | 681.0662 | 606.311 | 486.4712 | 477.5587 | 438.2499 | 467.5193 | 633.4158 | 858.3838 | 1030.7661 | 1094.4487 | 1135.1927 | 1109.2393 | 1100.8487 | 1026.3688 | 934.0393
2042-05-12 | 818.7323 | 735.0923 | 691.5536 | 683.8066 | 717.7885 | 828.391 | 933.4922 | 888.2181 | 860.6779 | 749.3201 | 671.154 | 533.2106 | 506.943 | 479.5182 | 518.9869 | 654.1701 | 855.1794 | 1024.5629 | 1068.4376 | 1125.1131 | 1078.945 | 1074.8693 | 997.1486 | 905.6819
2042-05-13 | 822.3344 | 755.8247 | 715.4307 | 695.2638 | 726.4228 | 845.8784 | 941.0768 | 912.0999 | 903.6323 | 748.1761 | 658.1214 | 528.5781 | 542.5004 | 500.0806 | 539.6808 | 650.4912 | 882.7372 | 1011.8799 | 1075.9555 | 1121.9595 | 1103.19 | 1077.2095 | 996.7947 | 910.7453
2042-05-14 | 808.6011 | 752.8857 | 708.0026 | 687.9747 | 723.8379 | 833.9042 | 922.3662 | 894.3107 | 937.8016 | 808.7136 | 749.3842 | 673.4708 | 627.9255 | 581.7555 | 601.8377 | 686.9358 | 862.8022 | 989.3898 | 1074.2998 | 1096.0327 | 1119.7058 | 1064.7469 | 989.5674 | 914.7772
2042-05-15 | 829.2411 | 767.9755 | 726.1057 | 702.3904 | 742.211 | 843.8087 | 956.6501 | 907.9007 | 913.6284 | 778.8128 | 716.066 | 574.4145 | 564.0632 | 545.2093 | 575.7035 | 661.4129 | 873.5423 | 1042.3289 | 1082.285 | 1082.6472 | 1131.8138 | 1099.2393 | 999.6983 | 944.1821
2042-05-16 | 830.7834 | 783.7946 | 749.0527 | 716.4901 | 752.1062 | 816.086 | 891.1392 | 840.6013 | 908.7292 | 796.3034 | 774.4815 | 559.803 | 602.6305 | 516.5492 | 672.6098 | 684.3262 | 839.7277 | 977.5514 | 1052.7772 | 1127.2429 | 1122.7493 | 1093.1914 | 1048.5133 | 990.8868
2042-05-17 | 952.1098 | 789.3546 | 746.9101 | 707.7512 | 722.7709 | 735.3606 | 759.1567 | 740.2138 | 802.2325 | 735.913 | 697.4104 | 604.3725 | 528.2129 | 457.3096 | 575.4818 | 631.6473 | 790.9804 | 921.3139 | 1106.091 | 1121.7927 | 1147.3154 | 1081.7653 | 1064.6284 | 1041.4103
2042-05-18 | 949.0439 | 848.4631 | 746.4485 | 710.1078 | 725.1594 | 771.3258 | 780.9051 | 788.2791 | 823.317 | 704.3807 | 592.9088 | 470.9307 | 429.6712 | 373.8218 | 444.8816 | 627.9587 | 826.3598 | 991.6545 | 1065.1397 | 1123.1614 | 1100.5155 | 1088.9335 | 1018.5794 | 927.5929
2042-05-19 | 840.9221 | 756.3898 | 714.3414 | 703.2785 | 737.2913 | 860.047 | 959.4152 | 900.3942 | 885.1838 | 763.9638 | 677.9447 | 526.3247 | 567.1763 | 500.6662 | 562.4934 | 679.087 | 863.5954 | 1010.5204 | 1081.0754 | 1135.0378 | 1101.1749 | 1101.5115 | 1024.282 | 932.4381
2042-05-20 | 840.8359 | 774.9664 | 737.0985 | 714.037 | 745.5187 | 877.9559 | 969.8462 | 934.4818 | 931.7909 | 767.5545 | 699.4964 | 633.6604 | 634.9466 | 576.7773 | 599.9213 | 689.0675 | 903.485 | 1044.0576 | 1103.8228 | 1133.3632 | 1125.6491 | 1095.5418 | 1020.1225 | 931.6427
2042-05-21 | 821.1861 | 767.3772 | 723.5663 | 701.7636 | 738.8498 | 856.4284 | 936.6984 | 886.9094 | 913.476 | 802.481 | 722.5557 | 554.3768 | 600.5123 | 548.7557 | 593.2487 | 704.911 | 950.0171 | 1024.2459 | 1083.5205 | 1105.8832 | 1127.7526 | 1084.2526 | 1002.3331 | 928.373
2042-05-22 | 837.1327 | 774.1353 | 733.7727 | 710.6279 | 748.1573 | 856.2052 | 955.927 | 923.9886 | 912.0556 | 783.6511 | 742.4798 | 614.055 | 659.4873 | 697.8731 | 740.0235 | 828.712 | 950.1746 | 1089.0349 | 1105.3876 | 1117.098 | 1148.1 | 1117.976 | 1014.1437 | 958.3676
2042-05-23 | 840.888 | 795.1131 | 759.346 | 723.9837 | 763.5912 | 828.1368 | 899.5744 | 842.7115 | 905.423 | 814.584 | 792.8146 | 567.2105 | 605.3612 | 522.676 | 705.2323 | 695.1714 | 847.6196 | 1008.8131 | 1074.6683 | 1138.1507 | 1142.5251 | 1105.6619 | 1063.0134 | 1004.0933
2042-05-24 | 949.714 | 788.2143 | 743.5065 | 704.5359 | 718.698 | 729.5305 | 742.5429 | 708.5189 | 813.4358 | 758.6526 | 737.3897 | 673.9618 | 577.1398 | 473.0936 | 573.3291 | 601.0317 | 825.6477 | 930.1971 | 1105.8322 | 1126.8731 | 1147.4574 | 1080.837 | 1064.0217 | 1039.1197
2042-05-25 | 933.1732 | 831.7183 | 730.4214 | 696.6012 | 712.1587 | 767.9108 | 772.0098 | 745.4691 | 763.1716 | 653.7725 | 568.7276 | 451.0846 | 499.7459 | 528.4491 | 557.2654 | 746.9076 | 882.4444 | 1022.5021 | 1101.535 | 1147.1944 | 1084.4266 | 1067.9172 | 996.5909 | 905.3464
2042-05-26 | 867.9731 | 783.0314 | 737.7288 | 712.436 | 733.1924 | 814.6774 | 836.5848 | 801.5714 | 818.9724 | 721.1504 | 700.5499 | 690.3872 | 742.8541 | 735.6195 | 762.7358 | 864.9154 | 989.4163 | 1078.3532 | 1104.185 | 1112.9268 | 1068.2684 | 1081.8492 | 1003.0673 | 924.0939
2042-05-27 | 851.7683 | 774.3504 | 728.3173 | 711.8803 | 747.4081 | 878.9856 | 964.7792 | 943.804 | 961.46 | 787.3542 | 760.8551 | 776.2025 | 789.3729 | 786.9204 | 744.0244 | 849.0242 | 1065.1094 | 1141.4447 | 1152.9449 | 1165.7461 | 1141.0848 | 1112.6973 | 1031.1913 | 945.479
2042-05-28 | 835.6265 | 790.2453 | 744.7523 | 721.3213 | 749.3952 | 868.4719 | 946.7989 | 930.3973 | 952.4028 | 843.4378 | 779.3611 | 737.3823 | 718.0926 | 738.3531 | 832.9906 | 917.5756 | 1036.129 | 1098.9417 | 1136.1271 | 1133.5544 | 1160.0458 | 1118.688 | 1025.8589 | 962.0655
2042-05-29 | 840.7014 | 773.7562 | 732.21 | 709.9236 | 747.0233 | 849.2549 | 950.6616 | 928.2551 | 930.1111 | 816.3879 | 785.2072 | 701.713 | 729.5607 | 779.3427 | 842.2656 | 911.049 | 1045.7395 | 1116.6715 | 1118.7356 | 1124.1412 | 1146.3057 | 1117.2853 | 1005.5083 | 952.7745
2042-05-30 | 826.7146 | 779.6753 | 742.7629 | 712.1259 | 752.8174 | 818.2248 | 890.5599 | 833.5598 | 878.2204 | 809.7369 | 805.541 | 701.2625 | 698.1515 | 652.8425 | 800.1416 | 780.1402 | 892.8965 | 1006.8918 | 1075.9883 | 1143.0249 | 1129.9198 | 1088.2476 | 1040.8342 | 981.8901
2042-05-31 | 958.6709 | 793.9678 | 752.0676 | 714.8863 | 731.7033 | 749.0894 | 763.3304 | 729.8128 | 819.9781 | 779.3532 | 773.1641 | 765.1293 | 668.3052 | 522.0799 | 680.8631 | 703.2727 | 882.5152 | 978.1042 | 1147.5197 | 1149.6028 | 1175.1401 | 1104.0125 | 1086.3159 | 1057.8173
2042-06-01 | 954.8884 | 842.1308 | 728.0517 | 687.8116 | 696.0048 | 730.1773 | 746.9325 | 779.7334 | 872.7458 | 784.1141 | 724.2526 | 734.9644 | 651.3013 | 557.9042 | 624.5937 | 825.3413 | 1002.92 | 1111.8915 | 1167.6169 | 1195.7808 | 1167.8467 | 1146.3808 | 1080.9273 | 964.3597
2042-06-02 | 831.0727 | 739.6822 | 685.681 | 673.6498 | 711.4432 | 847.6233 | 973.572 | 984.1861 | 996.4437 | 884.1508 | 811.0828 | 730.1623 | 672.6342 | 608.9571 | 650.7454 | 782.3995 | 978.1394 | 1122.1604 | 1174.874 | 1224.7106 | 1178.0377 | 1160.0167 | 1082.1238 | 957.0231
2042-06-03 | 834.5563 | 759.7005 | 710.5389 | 688.8892 | 722.967 | 865.8524 | 981.6248 | 991.3842 | 1051.1651 | 912.5895 | 825.2554 | 772.9588 | 714.1809 | 717.8216 | 744.5628 | 862.6811 | 1064.2553 | 1168.2086 | 1194.6809 | 1218.6213 | 1195.1122 | 1155.0148 | 1071.6497 | 958.9081
2042-06-04 | 828.2496 | 763.7076 | 708.9627 | 685.8048 | 725.2451 | 857.7355 | 966.2902 | 977.2103 | 1069.7165 | 993.3037 | 928.0842 | 924.3891 | 901.7436 | 796.4677 | 838.9732 | 948.0786 | 1073.6302 | 1170.9044 | 1218.3986 | 1197.2357 | 1208.1913 | 1146.0944 | 1075.0644 | 973.0697
2042-06-05 | 825.3429 | 755.9737 | 705.5851 | 684.5058 | 724.7334 | 844.1367 | 971.2876 | 984.9037 | 1022.0749 | 903.3329 | 869.0476 | 816.0615 | 714.6061 | 668.8131 | 701.4179 | 827.1664 | 1050.8105 | 1152.3824 | 1165.9576 | 1179.0955 | 1204.8831 | 1164.1189 | 1058.4833 | 977.7037
2042-06-06 | 811.1432 | 758.4642 | 708.5013 | 676.4436 | 718.5959 | 790.1188 | 882.3184 | 858.9567 | 932.9347 | 872.0592 | 865.4894 | 757.0644 | 773.1626 | 690.6533 | 907.3319 | 970.0954 | 1000.1298 | 1085.4121 | 1115.2233 | 1168.7456 | 1148.9318 | 1113.4713 | 1076.1347 | 992.6908
2042-06-07 | 952.9423 | 783.436 | 726.7629 | 686.2828 | 696.186 | 706.3021 | 725.0517 | 716.1755 | 808.8887 | 752.7458 | 745.8817 | 585.0257 | 557.59 | 468.8211 | 561.4166 | 622.4275 | 848.3001 | 965.1451 | 1141.8843 | 1166.6043 | 1198.3282 | 1124.9254 | 1122.1648 | 1077.7399
2042-06-08 | 941.3077 | 831.0723 | 716.5586 | 676.8167 | 685.1726 | 718.4951 | 724.653 | 748.5441 | 833.8081 | 742.796 | 662.8874 | 597.134 | 512.7668 | 429.1372 | 490.6269 | 689.1799 | 869.0661 | 1053.4294 | 1127.0525 | 1183.6052 | 1155.6734 | 1134.1862 | 1064.4458 | 949.9423
2042-06-09 | 829.982 | 736.1164 | 685.6365 | 674.2657 | 711.1408 | 843.3084 | 971.4507 | 979.4192 | 989.1964 | 890.1139 | 836.9989 | 820.8409 | 734.5288 | 689.0503 | 744.0342 | 886.9546 | 1047.7667 | 1127.6754 | 1185.8067 | 1219.341 | 1172.0777 | 1154.3933 | 1076.2273 | 954.6675
2042-06-10 | 830.9295 | 755.9311 | 707.69 | 684.5797 | 718.4355 | 855.377 | 972.2957 | 1005.6777 | 1068.1288 | 929.3987 | 871.4469 | 872.3054 | 752.9842 | 676.3552 | 743.0974 | 876.4662 | 1039.7028 | 1133.4537 | 1172.5832 | 1205.8453 | 1185.7655 | 1148.5018 | 1065.7338 | 953.0979
2042-06-11 | 864.486 | 801.7064 | 740.0617 | 698.4263 | 707.8337 | 750.787 | 788.6176 | 788.1205 | 913.0539 | 830.4896 | 766.2297 | 620.5795 | 584.786 | 588.6807 | 602.2477 | 744.4145 | 903.8489 | 1045.6876 | 1109.12 | 1116.0988 | 1161.5388 | 1128.384 | 1055.8401 | 972.0836
2042-06-12 | 820.1234 | 747.0961 | 692.0056 | 678.6837 | 720.1528 | 835.3075 | 955.3687 | 959.581 | 1001.1918 | 900.1989 | 852.0865 | 749.4797 | 708.6662 | 694.3346 | 698.1511 | 840.7523 | 1020.2584 | 1124.0744 | 1150.836 | 1166.1266 | 1199.7303 | 1160.976 | 1053.9967 | 974.8204
2042-06-13 | 813.6187 | 761.4349 | 713.192 | 680.6471 | 717.8413 | 790.5945 | 878.9225 | 837.8299 | 932.6519 | 847.8683 | 844.0817 | 634.3686 | 660.5031 | 594.088 | 775.111 | 805.908 | 930.1783 | 1065.6528 | 1101.2855 | 1174.2378 | 1158.9607 | 1123.6186 | 1085.6299 | 1001.8212
2042-06-14 | 952.3469 | 781.2258 | 723.5134 | 683.059 | 691.784 | 703.7989 | 735.282 | 709.4485 | 828.9727 | 781.2304 | 779.8684 | 685.0503 | 595.7672 | 488.92 | 609.0461 | 692.9845 | 895.2055 | 1002.791 | 1172.1723 | 1171.8183 | 1203.4498 | 1129.288 | 1123.324 | 1078.3154
2042-06-15 | 937.8816 | 825.3867 | 710.9827 | 671.7661 | 680.9184 | 711.0066 | 729.443 | 775.9563 | 878.3792 | 810.728 | 693.1391 | 754.2083 | 642.4331 | 564.0929 | 542.0249 | 696.1867 | 879.6162 | 1046.8761 | 1126.8872 | 1175.4348 | 1149.8771 | 1129.2085 | 1061.384 | 944.7108
2042-06-16 | 820.4503 | 729.3429 | 675.6558 | 664.251 | 700.7237 | 829.1295 | 956.2386 | 953.1086 | 975.1809 | 868.9592 | 790.5043 | 703.8054 | 651.5573 | 612.0944 | 679.9276 | 816.4947 | 988.5355 | 1117.6624 | 1157.2484 | 1201.6832 | 1153.1239 | 1143.0372 | 1064.9663 | 943.0271
2042-06-17 | 817.369 | 742.7477 | 693.3988 | 669.1184 | 703.7901 | 832.8195 | 952.597 | 992.3034 | 1070.018 | 941.9155 | 869.057 | 847.4126 | 768.489 | 645.3567 | 675.9168 | 766.8211 | 952.7814 | 1088.8381 | 1149.8638 | 1185.0235 | 1166.8567 | 1125.6202 | 1044.2218 | 933.8944
2042-06-18 | 817.2192 | 751.8736 | 699.0441 | 674.2018 | 709.8223 | 833.8327 | 953.9238 | 965.6384 | 1050.3364 | 936.3269 | 847.9496 | 774.3474 | 663.3638 | 640.7552 | 652.8604 | 810.2997 | 1008.9315 | 1097.2716 | 1153.387 | 1175.7487 | 1197.1865 | 1130.9226 | 1061.4221 | 964.705
2042-06-19 | 811.6172 | 738.5554 | 692.136 | 671.6158 | 705.9168 | 821.3423 | 955.4135 | 945.3275 | 982.3761 | 865.2055 | 822.7995 | 702.0097 | 687.2623 | 642.7442 | 650.4036 | 794.2147 | 950.1322 | 1074.6919 | 1111.3664 | 1146.8041 | 1183.4259 | 1151.3129 | 1039.8002 | 962.0885
2042-06-20 | 794.4473 | 737.3473 | 689.356 | 660.2038 | 696.5841 | 766.6728 | 851.3972 | 829.9402 | 927.6724 | 864.9657 | 839.0431 | 764.4893 | 719.2465 | 612.6249 | 728.6732 | 732.3749 | 853.8999 | 1000.9873 | 1055.4595 | 1147.7517 | 1137.8736 | 1091.7391 | 1054.7613 | 973.7185
2042-06-21 | 937.4226 | 765.8706 | 710.7655 | 670.885 | 680.4058 | 688.8742 | 718.9907 | 692.9139 | 788.3808 | 753.7655 | 756.5787 | 669.8844 | 602.3088 | 471.6671 | 562.6194 | 622.7611 | 802.063 | 934.1293 | 1097.8826 | 1137.6421 | 1178.4589 | 1109.9243 | 1099.6582 | 1058.9774
2042-06-22 | 936.7047 | 822.8012 | 710.4247 | 672.9067 | 681.124 | 711.7031 | 720.5898 | 742.531 | 813.6377 | 730.0053 | 647.7573 | 529.2463 | 441.6057 | 402.822 | 463.0099 | 640.7027 | 846.2586 | 1027.1679 | 1101.4557 | 1161.1012 | 1149.7421 | 1126.7646 | 1057.3709 | 943.4839
2042-06-23 | 817.9084 | 724.4798 | 672.505 | 661.5726 | 698.3919 | 825.605 | 960.2659 | 963.7102 | 980.9579 | 868.7376 | 792.4853 | 714.2631 | 644.3107 | 593.5369 | 595.3265 | 724.6075 | 894.6573 | 1037.0905 | 1116.7498 | 1186.934 | 1145.124 | 1131.8473 | 1052.1319 | 935.4229
2042-06-24 | 835.5168 | 759.7735 | 708.9087 | 689.5703 | 723.3058 | 863.5086 | 984.4538 | 1001.7202 | 1066.3965 | 939.4758 | 888.0481 | 911.7721 | 850.0882 | 767.677 | 804.9493 | 909.7295 | 1039.3055 | 1160.5333 | 1188.5655 | 1210.7192 | 1193.5518 | 1147.1593 | 1064.9936 | 959.7607
2042-06-25 | 825.3906 | 758.2584 | 704.952 | 682.5544 | 718.7494 | 853.5258 | 966.6787 | 976.6695 | 1041.424 | 930.7126 | 834.5611 | 682.3017 | 626.7269 | 637.4373 | 661.8967 | 797.9504 | 973.8956 | 1092.5623 | 1154.9624 | 1179.3783 | 1203.8155 | 1140.8691 | 1065.7654 | 968.9079
2042-06-26 | 806.3871 | 734.1244 | 687.7866 | 668.2825 | 707.062 | 818.6847 | 951.7747 | 945.636 | 974.9543 | 893.5184 | 837.0405 | 773.0873 | 697.1504 | 663.6529 | 618.5749 | 756.665 | 965.7258 | 1090.6712 | 1105.1074 | 1137.3154 | 1173.1236 | 1136.5413 | 1027.4578 | 949.5179
2042-06-27 | 812.5864 | 758.6782 | 712.9546 | 678.9187 | 718.5091 | 790.0412 | 888.2205 | 851.2363 | 922.6593 | 833.2247 | 829.9975 | 620.5262 | 626.4479 | 584.4727 | 802.7774 | 857.6995 | 964.3465 | 1054.097 | 1093.2666 | 1165.8757 | 1155.5416 | 1125.5037 | 1084.1719 | 1002.756
2042-06-28 | 951.6659 | 779.6476 | 724.7613 | 683.958 | 693.9599 | 704.7692 | 735.7408 | 734.167 | 835.3051 | 802.0862 | 798.1057 | 714.8906 | 654.8488 | 550.979 | 649.5897 | 725.1417 | 909.387 | 992.5405 | 1146.4469 | 1164.0089 | 1191.8294 | 1127.382 | 1118.4418 | 1075.9993
2042-06-29 | 945.2572 | 834.2669 | 721.5283 | 679.8531 | 690.011 | 720.9967 | 747.5938 | 771.0755 | 848.5879 | 771.0773 | 681.9117 | 607.0886 | 507.6475 | 463.8828 | 547.0511 | 772.3041 | 900.7321 | 1050.0068 | 1117.3696 | 1167.2825 | 1150.663 | 1137.263 | 1066.1464 | 955.7783
2042-06-30 | 820.2839 | 728.1697 | 676.6208 | 664.2227 | 700.3481 | 850.4267 | 985.7813 | 983.6058 | 1012.6354 | 909.755 | 816.2 | 756.0555 | 655.3411 | 608.5686 | 703.7619 | 805.3054 | 994.1578 | 1103.6128 | 1186.0789 | 1224.7052 | 1152.7061 | 1135.0973 | 1064.8779 | 943.581
2042-07-01 | 861.7027 | 793.9793 | 742.0658 | 718.7309 | 750.3155 | 915.6502 | 1043.4585 | 1046.6856 | 1098.5686 | 953.9158 | 895.074 | 857.039 | 800.5553 | 834.7191 | 860.3971 | 934.1908 | 1127.7088 | 1222.779 | 1267.232 | 1300.4494 | 1243.0958 | 1201.271 | 1107.5732 | 985.1754
2042-07-02 | 861.8799 | 801.8914 | 745.8379 | 722.4659 | 758.689 | 912.5191 | 1035.6755 | 1027.7738 | 1094.2914 | 983.4075 | 929.1324 | 815.0141 | 773.0405 | 750.0953 | 772.6345 | 890.0874 | 1059.8147 | 1184.1379 | 1267.4968 | 1281.5251 | 1266.0725 | 1204.4343 | 1117.1656 | 1007.4473
2042-07-03 | 856.0706 | 790.8956 | 738.4712 | 716.9513 | 750.3896 | 875.5869 | 1023.3228 | 1034.847 | 1107.3622 | 1007.7975 | 963.6444 | 945.8965 | 824.097 | 783.5051 | 776.0063 | 858.6406 | 1043.0717 | 1181.5932 | 1199.6134 | 1232.6546 | 1257.4395 | 1218.434 | 1092.9396 | 1008.3194
2042-07-04 | 872.7928 | 823.0069 | 771.2864 | 718.5069 | 725.2094 | 725.6592 | 749.3104 | 733.1578 | 864.95 | 852.8487 | 864.5766 | 687.8997 | 632.5848 | 545.8453 | 716.781 | 749.1453 | 888.4552 | 1047.8078 | 1068.1871 | 1145.9642 | 1171.6331 | 1131.1455 | 1084.7247 | 1016.3946
2042-07-05 | 978.1896 | 803.8604 | 743.3015 | 710.0791 | 717.5684 | 724.496 | 756.1585 | 764.4535 | 852.1501 | 811.7783 | 830.338 | 736.6453 | 654.0021 | 565.059 | 652.8728 | 705.2829 | 938.5319 | 1035.1206 | 1192.3202 | 1214.9624 | 1234.6362 | 1173.6239 | 1153.7182 | 1106.5019
2042-07-06 | 970.6024 | 863.6613 | 747.5997 | 707.8065 | 711.0973 | 732.4241 | 758.1054 | 818.2193 | 890.6317 | 818.1333 | 749.4133 | 752.3197 | 554.1463 | 520.0855 | 545.8281 | 739.8866 | 909.6873 | 1076.0343 | 1137.8979 | 1214.7638 | 1186.3664 | 1167.592 | 1087.2682 | 964.1438
2042-07-07 | 848.5639 | 755.9433 | 707.0576 | 695.7383 | 727.3315 | 855.6191 | 999.6716 | 1034.7692 | 1025.9453 | 936.6592 | 876.6413 | 840.0814 | 725.7357 | 707.4279 | 716.7455 | 828.983 | 997.6989 | 1146.6238 | 1196.9027 | 1264.6709 | 1202.8281 | 1190.1515 | 1100.4493 | 971.6386
2042-07-08 | 863.7957 | 786.1565 | 741.6417 | 716.32 | 748.8822 | 890.6576 | 1028.5016 | 1070.2923 | 1125.0929 | 962.6813 | 887.7985 | 884.2321 | 784.0828 | 761.2782 | 740.8307 | 822.8893 | 1019.208 | 1163.2291 | 1217.4847 | 1276.234 | 1248.4788 | 1207.189 | 1111.4732 | 987.7203
2042-07-09 | 833.019 | 772.6288 | 718.2064 | 693.0792 | 726.2667 | 860.3592 | 988.6677 | 1005.1093 | 1048.9244 | 934.9201 | 855.6439 | 728.4696 | 670.2635 | 672.1952 | 682.9447 | 812.9191 | 1024.5732 | 1141.2477 | 1188.0938 | 1223.7499 | 1232.5915 | 1170.634 | 1081.3261 | 969.991
2042-07-10 | 849.4389 | 783.4845 | 732.8496 | 711.277 | 743.4795 | 863.62 | 1012.6039 | 1026.3353 | 1062.7036 | 959.8439 | 923.9664 | 859.0824 | 747.8888 | 727.241 | 790.3788 | 878.3064 | 1079.695 | 1168.3308 | 1194.6829 | 1223.8462 | 1241.8581 | 1208.0023 | 1077.6308 | 997.0007
2042-07-11 | 835.2989 | 785.1594 | 739.6201 | 705.6944 | 737.4758 | 810.6822 | 933.2127 | 930.2177 | 1026.3301 | 950.1815 | 954.8291 | 884.2809 | 784.7939 | 663.5446 | 802.0009 | 798.164 | 928.9732 | 1085.4291 | 1128.8211 | 1219.4537 | 1189.5633 | 1161.7462 | 1117.8154 | 1026.8467
2042-07-12 | 991.6021 | 821.3619 | 764.0209 | 722.9128 | 726.2633 | 734.6995 | 768.2222 | 782.8519 | 870.5008 | 841.7109 | 851.2286 | 756.4897 | 673.6914 | 648.3465 | 782.6825 | 862.8045 | 1024.0846 | 1085.329 | 1218.4704 | 1225.7271 | 1238.6112 | 1181.4287 | 1166.3926 | 1116.7185
2042-07-13 | 975.8065 | 869.5197 | 756.2054 | 713.7625 | 717.119 | 744.9145 | 771.8214 | 835.1702 | 949.0742 | 898.2639 | 819.6286 | 811.271 | 699.9881 | 579.0655 | 601.8939 | 769.1889 | 969.7349 | 1143.2241 | 1185.0522 | 1242.3151 | 1205.4022 | 1190.3663 | 1108.8055 | 987.6749
2042-07-14 | 869.0379 | 781.8801 | 730.086 | 716.6264 | 749.4645 | 884.4783 | 1034.4432 | 1063.7503 | 1070.0522 | 974.257 | 911.1869 | 909.3062 | 778.6552 | 750.6288 | 761.5788 | 911.8371 | 1091.1148 | 1204.4523 | 1244.6586 | 1291.7444 | 1233.2784 | 1221.4286 | 1126.1749 | 1000.1229
2042-07-15 | 875.6803 | 802.1895 | 753.6985 | 730.4877 | 761.2692 | 911.985 | 1049.1363 | 1091.266 | 1112.4512 | 941.6633 | 875.4247 | 870.0333 | 804.8611 | 818.6175 | 842.4202 | 940.6392 | 1101.3876 | 1208.532 | 1249.6648 | 1293.1476 | 1267.5564 | 1227.1547 | 1130.1121 | 1007.9315
2042-07-16 | 858.6667 | 798.0797 | 745.6664 | 721.21 | 753.3187 | 885.2954 | 1019.5679 | 1047.7587 | 1108.407 | 993.0769 | 893.1973 | 810.5074 | 744.1046 | 773.0763 | 807.5294 | 918.2981 | 1058.8875 | 1180.6034 | 1237.1072 | 1256.8463 | 1266.9073 | 1203.3228 | 1117.3655 | 1004.7957
2042-07-17 | 846.16 | 781.6994 | 725.3239 | 704.58 | 741.456 | 860.9079 | 1010.9995 | 1043.0124 | 1075.932 | 989.8869 | 967.0357 | 965.1363 | 861.0068 | 867.3501 | 870.9907 | 954.7709 | 1121.7836 | 1239.5308 | 1221.878 | 1235.9148 | 1247.0719 | 1212.4421 | 1086.4129 | 999.5645
2042-07-18 | 840.3077 | 790.45 | 740.3531 | 706.6728 | 741.5063 | 809.0635 | 928.295 | 929.3286 | 1026.1218 | 947.7202 | 965.8057 | 911.0463 | 896.0684 | 800.7894 | 963.9111 | 968.8967 | 1079.8361 | 1158.2516 | 1152.501 | 1217.5733 | 1187.2013 | 1154.4919 | 1108.3869 | 1019.9193
2042-07-19 | 985.4127 | 818.6997 | 761.024 | 717.6777 | 720.0799 | 726.1704 | 769.4959 | 785.066 | 885.31 | 846.0655 | 860.0342 | 811.1477 | 672.3714 | 608.2306 | 695.9056 | 738.3657 | 950.7556 | 1067.6663 | 1226.8322 | 1236.0919 | 1252.4225 | 1181.6107 | 1163.9385 | 1115.3604
2042-07-20 | 968.5189 | 862.0827 | 745.5275 | 703.7132 | 705.9297 | 730.0638 | 754.6341 | 802.7242 | 869.3254 | 776.4532 | 705.5949 | 644.1825 | 540.4006 | 511.4013 | 590.4429 | 775.4231 | 934.3666 | 1108.3527 | 1165.4166 | 1223.0536 | 1189.2146 | 1173.6473 | 1091.3966 | 970.1754
2042-07-21 | 868.499 | 779.6595 | 728.0041 | 715.5427 | 747.3374 | 885.1923 | 1036.6235 | 1048.0039 | 1057.7952 | 940.7038 | 870.0452 | 817.9088 | 745.9417 | 735.4604 | 780.8197 | 918.7193 | 1081.2004 | 1190.654 | 1231.9329 | 1282.5176 | 1225.9252 | 1218.0837 | 1126.114 | 994.4021
2042-07-22 | 879.5558 | 807.4975 | 759.4267 | 733.8845 | 764.9685 | 918.9469 | 1059.0531 | 1132.9183 | 1176.9964 | 983.949 | 913.2359 | 909.1819 | 791.5405 | 772.4203 | 816.9198 | 968.884 | 1187.3035 | 1253.6478 | 1268.4517 | 1290.7491 | 1268.4255 | 1231.3028 | 1133.9577 | 1011.1348
2042-07-23 | 854.8809 | 792.9759 | 737.7886 | 713.6381 | 747.2497 | 883.8326 | 1018.4696 | 1043.9574 | 1116.1894 | 1016.6201 | 936.0302 | 891.1116 | 790.2031 | 813.4608 | 824.134 | 913.2852 | 1063.7305 | 1172.7865 | 1224.9498 | 1243.8749 | 1251.6475 | 1193.9585 | 1102.567 | 993.9301
2042-07-24 | 849.6601 | 784.4344 | 735.125 | 712.8379 | 745.7166 | 870.4168 | 1026.5712 | 1081.0224 | 1129.5204 | 1038.7566 | 1004.4054 | 1014.5727 | 1044.4027 | 936.0046 | 901.1255 | 963.154 | 1114.9827 | 1206.9315 | 1212.1705 | 1222.2146 | 1244.6422 | 1208.4012 | 1082.3558 | 997.4883
2042-07-25 | 840.2662 | 791.7193 | 740.6683 | 707.5572 | 739.5449 | 817.3453 | 933.1393 | 925.6959 | 997.8365 | 920.8882 | 922.678 | 807.0062 | 757.9421 | 696.5621 | 857.376 | 893.9358 | 1024.4783 | 1135.3606 | 1152.8653 | 1222.8305 | 1185.9169 | 1158.8162 | 1114.0882 | 1026.2339
2042-07-26 | 982.0721 | 815.3584 | 757.7834 | 715.8467 | 719.3482 | 726.566 | 768.6741 | 781.3241 | 895.488 | 858.2039 | 857.9777 | 848.4912 | 700.5862 | 581.2604 | 681.9277 | 740.2934 | 960.6469 | 1057.3719 | 1203.2267 | 1218.7446 | 1235.3229 | 1175.7091 | 1154.5954 | 1109.105
2042-07-27 | 988.3292 | 877.289 | 765.2067 | 723.1272 | 726.0773 | 757.77 | 792.7791 | 858.5673 | 927.9983 | 856.0789 | 754.2838 | 741.6867 | 583.967 | 539.3825 | 576.9753 | 778.5484 | 964.4013 | 1133.4974 | 1193.525 | 1246.0378 | 1214.9383 | 1193.7189 | 1117.48 | 997.7341
2042-07-28 | 872.7727 | 782.7163 | 731.526 | 717.6721 | 749.8434 | 886.7759 | 1038.1973 | 1061.8958 | 1066.4798 | 952.9542 | 878.6351 | 864.8869 | 780.6095 | 727.5905 | 732.4676 | 878.5032 | 1049.3895 | 1189.0603 | 1235.6638 | 1284.2452 | 1233.1794 | 1218.1198 | 1127.8437 | 999.4828
2042-07-29 | 860.5643 | 786.5038 | 739.8586 | 715.5454 | 745.9072 | 888.9985 | 1030.9121 | 1058.8627 | 1072.4594 | 924.82 | 844.4906 | 732.6678 | 680.3875 | 694.7905 | 719.2559 | 821.1979 | 1026.386 | 1167.6559 | 1218.0988 | 1257.8879 | 1237.3253 | 1198.3561 | 1102.0752 | 981.1614
2042-07-30 | 840.6868 | 780.4924 | 723.4958 | 698.3147 | 729.6189 | 858.3423 | 988.4707 | 1012.8752 | 1046.42 | 925.202 | 856.1679 | 745.6558 | 683.3431 | 696.3897 | 730.6581 | 822.4043 | 1014.3256 | 1124.8645 | 1205.4187 | 1222.4462 | 1228.3223 | 1178.0036 | 1088.6433 | 981.0254
2042-07-31 | 844.0562 | 778.8514 | 727.4961 | 703.162 | 736.057 | 856.5338 | 1010.8028 | 1049.635 | 1083.9305 | 964.1408 | 945.0064 | 957.5406 | 837.7561 | 867.7161 | 944.236 | 1003.115 | 1157.5373 | 1251.2199 | 1201.6186 | 1219.9003 | 1238.3143 | 1207.4078 | 1084.6261 | 1000.0035
2042-08-01 | 923.4364 | 862.8879 | 809.3318 | 774.9852 | 812.8675 | 902.4583 | 1024.6446 | 1021.3658 | 1120.4005 | 1060.6667 | 1046.2407 | 968.5241 | 900.33 | 799.3049 | 905.1561 | 898.3331 | 1028.9747 | 1173.2551 | 1233.0021 | 1302.667 | 1275.5091 | 1237.737 | 1178.5385 | 1098.3771
2042-08-02 | 1057.1 | 882.5223 | 824.2319 | 782.8741 | 792.7892 | 819.6264 | 874.0432 | 866.7709 | 963.8799 | 911.2506 | 911.9672 | 819.5481 | 758.5205 | 667.6652 | 769.8946 | 798.6553 | 1028.1421 | 1145.8242 | 1284.4113 | 1303.9001 | 1324.303 | 1251.1225 | 1228.6173 | 1175.1731
2042-08-03 | 1048.5788 | 936.0131 | 817.3849 | 778.0026 | 786.6655 | 836.949 | 883.3194 | 904.1749 | 946.3659 | 844.1585 | 768.7094 | 641.9813 | 619.1787 | 578.3127 | 634.6376 | 827.0689 | 1027.8318 | 1212.7373 | 1262.042 | 1307.2327 | 1283.6089 | 1256.2293 | 1165.9676 | 1044.9328
2042-08-04 | 936.049 | 841.3645 | 782.566 | 770.766 | 806.6367 | 949.0989 | 1104.7357 | 1110.7236 | 1086.7241 | 973.2244 | 926.4333 | 887.8698 | 784.7415 | 749.8319 | 741.053 | 858.125 | 1063.1674 | 1237.5376 | 1286.8451 | 1340.407 | 1284.0354 | 1264.6799 | 1170.9549 | 1044.6494
2042-08-05 | 922.9764 | 846.259 | 787.8708 | 769.7761 | 801.9803 | 954.4444 | 1098.586 | 1110.6749 | 1138.8418 | 986.1645 | 903.6048 | 917.6009 | 856.9323 | 815.4551 | 845.1825 | 947.9838 | 1153.4269 | 1251.4027 | 1283.3039 | 1319.6762 | 1301.9224 | 1257.0108 | 1155.9621 | 1040.4784
2042-08-06 | 905.6207 | 840.3724 | 778.107 | 756.8418 | 793.9685 | 935.9905 | 1073.3558 | 1079.8835 | 1143.4689 | 1053.7944 | 943.7074 | 910.9134 | 845.5137 | 821.7383 | 837.6257 | 928.1364 | 1103.6027 | 1210.4581 | 1272.5391 | 1289.7609 | 1295.0216 | 1236.1717 | 1143.2166 | 1043.9262
2042-08-07 | 911.8512 | 842.1105 | 784.9871 | 765.3559 | 804.2668 | 939.0575 | 1100.3068 | 1113.765 | 1159.1962 | 1022.3383 | 972.0115 | 931.8011 | 851.4511 | 844.2113 | 848.0702 | 922.596 | 1118.8917 | 1256.8698 | 1264.3355 | 1280.1801 | 1301.6037 | 1264.5244 | 1134.2914 | 1053.8589
2042-08-08 | 910.6969 | 853.8284 | 798.0707 | 767.8626 | 807.9131 | 893.0188 | 1018.4699 | 987.4942 | 1042.9606 | 969.9667 | 949.5019 | 753.0127 | 765.8185 | 677.7417 | 846.0401 | 849.5134 | 1043.047 | 1185.6294 | 1213.294 | 1277.964 | 1256.9577 | 1228.6317 | 1163.565 | 1086.3132
2042-08-09 | 1047.1928 | 871.8447 | 813.4272 | 773.7629 | 783.7256 | 809.0496 | 868.2816 | 893.4859 | 994.9571 | 930.3389 | 928.1225 | 891.1905 | 792.4329 | 694.05 | 788.6624 | 845.2582 | 1052.1907 | 1154.3597 | 1269.793 | 1294.1812 | 1304.272 | 1240.2931 | 1208.6577 | 1166.3484
2042-08-10 | 1049.2548 | 934.4225 | 818.0348 | 779.6374 | 788.2602 | 840.2857 | 888.9249 | 928.8691 | 1011.7881 | 901.6045 | 819.6174 | 785.0835 | 655.835 | 603.6716 | 636.338 | 773.9686 | 989.5186 | 1189.1512 | 1257.3344 | 1305.9261 | 1278.3462 | 1257.6987 | 1167.1161 | 1048.3428
2042-08-11 | 913.6951 | 815.5114 | 759.5231 | 750.8904 | 786.666 | 930.6942 | 1089.5739 | 1087.9018 | 1058.3971 | 945.8681 | 881.9449 | 814.4961 | 721.7243 | 701.3682 | 741.2327 | 865.3229 | 1091.8722 | 1225.6665 | 1267.5493 | 1316.1452 | 1255.6839 | 1237.1768 | 1143.003 | 1022.2326
2042-08-12 | 921.8608 | 847.2569 | 790.4499 | 767.831 | 801.2387 | 958.0881 | 1102.8809 | 1104.5249 | 1118.682 | 951.4716 | 895.2026 | 795.3844 | 726.9322 | 703.3175 | 743.6585 | 864.586 | 1092.5575 | 1224.1198 | 1270.0288 | 1322.1947 | 1293.8345 | 1250.0396 | 1151.096 | 1036.4859
2042-08-13 | 919.9452 | 851.4772 | 789.4526 | 768.9855 | 802.9913 | 953.5449 | 1097.2249 | 1091.929 | 1138.5634 | 1011.0843 | 917.2698 | 787.972 | 758.6516 | 762.7537 | 790.7746 | 902.2252 | 1093.3185 | 1225.2727 | 1283.1612 | 1297.7403 | 1314.1346 | 1246.1357 | 1156.6702 | 1052.5353
2042-08-14 | 911.5063 | 838.8588 | 781.1296 | 760.9279 | 800.5452 | 938.0983 | 1096.9209 | 1102.7768 | 1135.1922 | 987.2278 | 926.8663 | 864.3291 | 799.6942 | 816.219 | 874.9182 | 983.1676 | 1154.068 | 1274.8022 | 1265.9123 | 1275.3547 | 1300.732 | 1260.7042 | 1129.5531 | 1053.1461
2042-08-15 | 934.0856 | 880.5862 | 820.5633 | 770.389 | 784.944 | 789.3996 | 832.0996 | 797.9732 | 931.8311 | 860.4511 | 879.3442 | 657.7784 | 667.6427 | 602.5797 | 747.5348 | 784.5909 | 996.3781 | 1122.9405 | 1141.8194 | 1192.4783 | 1185.4399 | 1185.5506 | 1128.018 | 1060.709
2042-08-16 | 1045.4936 | 866.4797 | 802.7636 | 770.2048 | 783.4332 | 808.1447 | 864.6235 | 842.2279 | 909.1716 | 882.8669 | 886.0231 | 825.6084 | 715.2571 | 650.5868 | 806.4054 | 872.4627 | 1068.3196 | 1187.4291 | 1286.2992 | 1278.6236 | 1296.7792 | 1226.3291 | 1201.9945 | 1154.6068
2042-08-17 | 1038.5327 | 926.1366 | 806.7783 | 768.2259 | 768.9248 | 813.2327 | 866.7555 | 890.2677 | 946.0041 | 845.2134 | 768.514 | 663.9347 | 606.022 | 608.4989 | 670.6491 | 818.3423 | 1029.1939 | 1204.0553 | 1246.3536 | 1290.0947 | 1262.2096 | 1238.2482 | 1152.5276 | 1031.8703
2042-08-18 | 924.7972 | 827.2484 | 772.0914 | 761.8585 | 797.1945 | 942.8442 | 1103.3438 | 1095.8411 | 1068.9613 | 980.5948 | 914.0034 | 861.3425 | 825.7858 | 809.9776 | 874.23 | 997.8547 | 1156.0929 | 1272.1485 | 1311.1936 | 1339.1653 | 1277.0302 | 1260.3882 | 1162.1329 | 1043.4481
2042-08-19 | 917.0149 | 840.7862 | 786.3385 | 763.71 | 796.517 | 950.9661 | 1097.4891 | 1111.5936 | 1127.7012 | 966.3728 | 906.6578 | 870.3654 | 727.5354 | 730.0663 | 754.2214 | 870.2011 | 1118.6432 | 1253.8303 | 1287.6959 | 1314.7726 | 1289.175 | 1243.5053 | 1145.5251 | 1032.3817
2042-08-20 | 915.2208 | 845.7157 | 784.5889 | 761.7199 | 797.0716 | 949.3715 | 1095.5823 | 1077.5486 | 1116.3976 | 993.4455 | 921.7366 | 796.3839 | 773.1214 | 760.815 | 810.8424 | 980.678 | 1149.3751 | 1260.988 | 1292.864 | 1296.8655 | 1304.1419 | 1236.8525 | 1146.9248 | 1046.0476
2042-08-21 | 905.1128 | 833.7691 | 778.4123 | 758.7139 | 799.195 | 934.5616 | 1098.4947 | 1103.9532 | 1117.0266 | 1031.3436 | 987.7564 | 943.8983 | 829.3928 | 809.1584 | 819.1312 | 922.2957 | 1124.8223 | 1269.7977 | 1284.9043 | 1282.932 | 1301.0571 | 1254.4364 | 1125.6579 | 1048.7719
2042-08-22 | 908.5648 | 852.1247 | 796.1894 | 766.8252 | 802.7379 | 898.762 | 1026.0302 | 1000.3415 | 1077.9636 | 1016.1075 | 997.645 | 905.1708 | 875.8988 | 818.225 | 1022.0412 | 998.6687 | 1141.881 | 1262.6161 | 1247.8059 | 1286.0702 | 1262.668 | 1226.655 | 1168.5823 | 1089.7771
2042-08-23 | 1045.1024 | 872.3961 | 809.7447 | 771.1868 | 781.0112 | 805.4456 | 866.1954 | 892.8247 | 1002.448 | 1015.3244 | 1032.0191 | 1001.5424 | 1015.6063 | 916.3666 | 991.1605 | 1019.0068 | 1177.0202 | 1215.816 | 1288.676 | 1282.7621 | 1295.9515 | 1225.0764 | 1200.7425 | 1156.3947
2042-08-24 | 1040.7998 | 923.064 | 802.6121 | 764.1607 | 772.514 | 816.2366 | 874.498 | 964.8125 | 1056.3659 | 970.3571 | 889.9617 | 910.4709 | 881.5787 | 751.5389 | 835.5846 | 989.3022 | 1163.1296 | 1295.7601 | 1279.733 | 1291.8647 | 1266.465 | 1238.0897 | 1150.1629 | 1029.3958
2042-08-25 | 934.6379 | 836.741 | 776.9779 | 766.0485 | 800.7808 | 946.3265 | 1108.6381 | 1118.6139 | 1130.447 | 1014.5525 | 959.5236 | 997.6965 | 951.2894 | 904.5873 | 933.495 | 1041.0227 | 1205.5325 | 1314.9727 | 1320.9156 | 1336.7438 | 1280.1951 | 1260.5011 | 1165.246 | 1045.5883
2042-08-26 | 920.8686 | 842.405 | 785.509 | 764.3494 | 793.1124 | 953.4489 | 1098.6636 | 1123.3351 | 1134.2366 | 996.2775 | 911.4399 | 906.7044 | 810.0609 | 811.3609 | 928.5782 | 1072.9348 | 1237.13 | 1296.2486 | 1306.362 | 1317.1093 | 1294.7574 | 1249.4062 | 1147.6884 | 1033.4371
2042-08-27 | 911.2411 | 839.4587 | 779.2012 | 757.6609 | 791.7714 | 938.0315 | 1077.2489 | 1088.0281 | 1148.1018 | 1047.1169 | 961.8951 | 936.6225 | 824.5312 | 862.6958 | 947.4978 | 1028.61 | 1175.475 | 1264.0631 | 1292.8294 | 1290.2807 | 1294.9945 | 1233.817 | 1141.9482 | 1038.7727
2042-08-28 | 892.085 | 818.8252 | 763.7923 | 743.0866 | 779.8641 | 903.7635 | 1069.1833 | 1078.4199 | 1075.6062 | 977.7364 | 949.946 | 902.6105 | 857.804 | 816.99 | 833.0769 | 918.8249 | 1130.9692 | 1267.044 | 1253.204 | 1256.2961 | 1277.0397 | 1233.5022 | 1100.023 | 1025.0647
2042-08-29 | 892.8871 | 835.3046 | 777.8884 | 750.1047 | 787.4773 | 865.2146 | 984.7284 | 950.7139 | 1016.5224 | 926.3919 | 924.4924 | 729.5385 | 739.9008 | 718.0821 | 909.3997 | 923.416 | 1086.311 | 1181.1507 | 1177.5527 | 1238.0715 | 1224.1651 | 1192.019 | 1136.0716 | 1051.6558
2042-08-30 | 1036.3936 | 862.9894 | 806.4199 | 767.875 | 774.8011 | 796.5855 | 858.4011 | 840.0414 | 924.0207 | 870.3747 | 877.7824 | 773.4617 | 696.6912 | 634.3708 | 744.9576 | 780.6582 | 1011.4961 | 1109.687 | 1248.1152 | 1246.4045 | 1277.8661 | 1212.3453 | 1191.0158 | 1148.3031
2042-08-31 | 1022.6776 | 911.0318 | 792.2207 | 751.2518 | 760.9155 | 822.3389 | 869.7897 | 908.0839 | 981.4313 | 870.6856 | 778.8214 | 728.9718 | 613.0809 | 584.3962 | 607.254 | 770.5141 | 951.5345 | 1095.2231 | 1212.1209 | 1281.2588 | 1243.6637 | 1226.3124 | 1133.525 | 1021.2
2042-09-01 | 949.5982 | 861.9754 | 804.808 | 781.4298 | 797.8918 | 884.8336 | 975.9709 | 959.5584 | 1013.2178 | 871.3418 | 824.5992 | 789.548 | 740.9098 | 706.0983 | 673.831 | 786.9418 | 1008.6338 | 1154.0112 | 1219.0875 | 1215.9438 | 1175.042 | 1178.2 | 1101.3462 | 1003.3749
2042-09-02 | 901.7998 | 833.1346 | 786.3666 | 772.2448 | 807.2015 | 957.289 | 1107.6554 | 1107.2644 | 1130.2247 | 977.2412 | 920.5076 | 929.8641 | 815.3074 | 784.2267 | 795.4322 | 899.4026 | 1115.487 | 1221.1481 | 1282.1382 | 1285.244 | 1260.79 | 1218.4315 | 1120.7085 | 1017.9138
2042-09-03 | 895.7907 | 836.8107 | 787.1838 | 766.5204 | 794.6849 | 933.8404 | 1080.83 | 1092.116 | 1167.0354 | 1066.3862 | 1033.0111 | 1031.5162 | 1081.3223 | 1037.5859 | 939.2631 | 988.8785 | 1139.1665 | 1219.6605 | 1296.3713 | 1261.3375 | 1271.3704 | 1214.3565 | 1131.2037 | 1038.2286
2042-09-04 | 902.3964 | 828.4922 | 782.2368 | 764.7292 | 800.3073 | 928.8086 | 1093.3931 | 1082.3739 | 1091.0884 | 980.1595 | 955.6877 | 920.1565 | 841.311 | 864.0107 | 845.4616 | 906.3288 | 1088.9028 | 1228.4869 | 1276.8942 | 1250.2992 | 1262.7927 | 1223.1471 | 1103.6268 | 1032.7306
2042-09-05 | 898.4763 | 850.3301 | 804.1596 | 772.9259 | 806.9588 | 893.1976 | 1017.2351 | 962.0276 | 1013.0772 | 924.8871 | 935.4055 | 692.9972 | 735.5206 | 696.4741 | 860.498 | 895.6207 | 1041.2359 | 1161.0074 | 1224.3533 | 1250.4636 | 1228.9772 | 1197.648 | 1146.5746 | 1071.4357
2042-09-06 | 1032.2818 | 865.0024 | 812.7675 | 774.2984 | 783.2707 | 812.5459 | 871.0214 | 836.1687 | 903.1348 | 828.7892 | 843.424 | 700.7486 | 652.8889 | 560.3692 | 662.8776 | 740.0996 | 966.5819 | 1091.338 | 1279.5543 | 1252.262 | 1266.9924 | 1196.028 | 1176.7422 | 1134.4684
2042-09-07 | 1031.8858 | 924.3207 | 814.0294 | 777.1841 | 784.724 | 834.1275 | 903.47 | 932.5972 | 1019.3744 | 889.4229 | 785.9191 | 763.676 | 668.1531 | 667.6766 | 693.7378 | 846.1094 | 1021.9747 | 1176.176 | 1266.1615 | 1275.1469 | 1240.0792 | 1213.3791 | 1131.4787 | 1018.8078
2042-09-08 | 901.7574 | 815.04 | 766.7041 | 758.5412 | 786.6618 | 929.189 | 1092.2671 | 1071.631 | 1040.1484 | 899.2715 | 844.0655 | 781.315 | 730.9534 | 698.6614 | 730.9757 | 887.9426 | 1092.2259 | 1194.9888 | 1283.7462 | 1286.8635 | 1227.3262 | 1208.5154 | 1123.3255 | 1011.0021
2042-09-09 | 899.715 | 835.3865 | 790.8308 | 770.2091 | 801.2147 | 950.1012 | 1103.8166 | 1108.8222 | 1126.6584 | 947.822 | 903.9717 | 865.7115 | 731.5291 | 739.7673 | 755.5953 | 882.6752 | 1094.5675 | 1216.9958 | 1294.3633 | 1283.7612 | 1260.5612 | 1219.4012 | 1120.5746 | 1011.5315
2042-09-10 | 897.5472 | 834.2162 | 781.0414 | 760.6367 | 796.0765 | 931.2988 | 1071.6079 | 1045.6472 | 1095.9419 | 956.5885 | 898.9264 | 815.215 | 766.2975 | 766.697 | 756.9248 | 886.0552 | 1092.8465 | 1207.4095 | 1290.1226 | 1255.2314 | 1264.8918 | 1200.0687 | 1114.642 | 1018.1976
2042-09-11 | 894.728 | 825.6375 | 777.41 | 758.7169 | 790.8109 | 916.6752 | 1080.6381 | 1064.0704 | 1096.389 | 968.6914 | 934.627 | 941.1695 | 906.922 | 969.2033 | 962.5341 | 1053.0909 | 1193.0845 | 1281.3261 | 1272.9866 | 1239.4703 | 1253.6062 | 1215.8231 | 1091.7311 | 1025.398
2042-09-12 | 891.6788 | 842.6786 | 795.6209 | 766.8939 | 802.2679 | 880.6272 | 1012.4936 | 989.2154 | 1074.2015 | 1000.201 | 1035.0287 | 990.5147 | 1049.2817 | 906.5384 | 1032.2718 | 1078.2084 | 1183.1337 | 1231.3473 | 1238.9893 | 1248.5652 | 1226.8519 | 1192.0248 | 1131.3371 | 1058.1219
2042-09-13 | 1027.0535 | 857.7485 | 803.775 | 765.6355 | 774.7329 | 803.7383 | 867.905 | 866.6254 | 983.096 | 975.331 | 999.825 | 979.6491 | 1002.6388 | 868.0967 | 951.2295 | 964.8253 | 1142.3633 | 1186.3976 | 1309.6569 | 1268.0687 | 1270.0757 | 1193.2224 | 1177.3877 | 1132.999
2042-09-14 | 1013.4644 | 903.7656 | 791.3646 | 756.0741 | 763.2618 | 815.9814 | 876.4345 | 893.7879 | 945.2201 | 843.2507 | 791.3751 | 808.8141 | 684.6061 | 658.3254 | 681.9189 | 835.4599 | 1030.2171 | 1196.557 | 1244.9776 | 1253.3906 | 1210.6452 | 1187.2404 | 1103.773 | 993.8515
2042-09-15 | 920.7688 | 831.7749 | 783.6114 | 773.4993 | 806.6409 | 958.3602 | 1127.7353 | 1159.5908 | 1162.041 | 1026.1629 | 925.3314 | 949.8873 | 891.5992 | 796.7232 | 827.7187 | 958.981 | 1161.4916 | 1264.626 | 1325.8788 | 1312.2202 | 1250.5025 | 1236.8033 | 1146.0944 | 1034.952
2042-09-16 | 925.6565 | 856.7542 | 811.0509 | 789.0776 | 820.3405 | 980.6574 | 1131.1889 | 1145.7783 | 1177.8806 | 1002.1797 | 937.8347 | 909.7321 | 726.1878 | 727.1618 | 746.6153 | 862.6732 | 1125.5899 | 1261.7297 | 1328.2876 | 1312.0361 | 1281.9799 | 1240.8985 | 1144.5106 | 1039.11
2042-09-17 | 907.0329 | 844.4059 | 791.1691 | 770.6414 | 803.6539 | 950.4127 | 1096.6815 | 1082.6721 | 1135.2835 | 1016.9528 | 925.1497 | 871.7345 | 856.7603 | 839.8005 | 824.6688 | 935.6611 | 1142.5828 | 1255.2201 | 1301.2698 | 1270.1042 | 1272.818 | 1212.9673 | 1120.4163 | 1031.1307
2042-09-18 | 903.8079 | 837.9345 | 788.9243 | 768.837 | 807.1042 | 933.2081 | 1096.7885 | 1084.2331 | 1077.5532 | 920.1254 | 889.9452 | 743.1458 | 693.0898 | 709.8367 | 731.7295 | 850.2564 | 1075.1919 | 1224.6925 | 1273.3357 | 1243.4063 | 1265.7965 | 1226.8423 | 1102.2382 | 1035.6583
2042-09-19 | 890.5513 | 842.9825 | 791.4933 | 765.6164 | 801.6273 | 885.2577 | 1018.2068 | 976.4516 | 1045.69 | 952.2816 | 945.2549 | 804.0201 | 747.5894 | 702.9982 | 875.3463 | 884.8763 | 1023.8441 | 1156.2635 | 1219.5464 | 1243.9058 | 1218.922 | 1184.2078 | 1134.2423 | 1058.1778
2042-09-20 | 1029.3266 | 863.2528 | 811.0011 | 773.6406 | 783.1107 | 811.8377 | 875.5797 | 871.2354 | 961.2988 | 879.1725 | 874.0186 | 765.5708 | 642.7812 | 577.5604 | 692.3944 | 783.393 | 1024.1531 | 1133.9393 | 1293.5373 | 1262.0405 | 1270.7753 | 1197.478 | 1180.5087 | 1141.0862
2042-09-21 | 1038.3214 | 929.8537 | 819.0163 | 781.8096 | 790.2698 | 845.2795 | 911.08 | 930.5681 | 1004.3214 | 897.1843 | 820.5167 | 828.4566 | 683.1027 | 664.0431 | 651.0462 | 811.1007 | 1052.8439 | 1241.401 | 1281.2 | 1272.4939 | 1242.5598 | 1214.9389 | 1136.6839 | 1025.252
2042-09-22 | 907.4007 | 825.0747 | 775.053 | 765.6048 | 799.2916 | 937.2312 | 1107.354 | 1136.8068 | 1102.38 | 961.3115 | 901.2911 | 867.0975 | 749.6564 | 726.3518 | 742.9998 | 894.9615 | 1095.3372 | 1235.9797 | 1302.6462 | 1289.6886 | 1235.9151 | 1220.5679 | 1131.2941 | 1015.29
2042-09-23 | 914.6384 | 845.0174 | 796.8025 | 775.0542 | 801.7004 | 956.2472 | 1112.9684 | 1121.0728 | 1134.9546 | 918.6541 | 879.6598 | 821.9177 | 734.0553 | 756.1738 | 811.1793 | 934.5245 | 1180.3519 | 1278.1017 | 1326.6181 | 1299.932 | 1268.4414 | 1224.5973 | 1126.2056 | 1024.6053
2042-09-24 | 908.1463 | 845.3676 | 792.9913 | 771.4768 | 807.823 | 955.8583 | 1103.122 | 1088.2269 | 1125.295 | 986.7775 | 909.1236 | 794.3811 | 730.462 | 740.9686 | 747.0478 | 873.4814 | 1114.1157 | 1258.9981 | 1320.1962 | 1281.3116 | 1287.5164 | 1214.308 | 1137.7416 | 1041.0133
2042-09-25 | 918.8858 | 848.7908 | 800.9491 | 780.9949 | 813.4016 | 951.9075 | 1119.5292 | 1130.0408 | 1153.309 | 1045.7472 | 973.0204 | 923.5428 | 815.5806 | 826.7551 | 844.2296 | 962.4125 | 1173.2763 | 1287.804 | 1320.069 | 1278.1201 | 1287.2677 | 1250.8652 | 1126.5289 | 1056.4651
2042-09-26 | 910.1305 | 858.1913 | 814.7405 | 784.2676 | 816.4999 | 904.9457 | 1039.4847 | 1021.1789 | 1088.1309 | 1029.4667 | 1047.9475 | 980.4533 | 933.8676 | 862.4316 | 1025.8291 | 993.3137 | 1153.9679 | 1274.1961 | 1275.5586 | 1283.414 | 1255.4064 | 1217.973 | 1165.3612 | 1083.698
2042-09-27 | 1033.0159 | 865.7561 | 809.2957 | 772.3971 | 780.7623 | 809.6686 | 878.0304 | 882.0417 | 977.3265 | 951.8557 | 986.4328 | 939.0266 | 886.8438 | 762.0614 | 903.3023 | 941.8485 | 1133.5228 | 1199.2773 | 1308.2914 | 1264.5727 | 1273.0419 | 1197.7859 | 1177.4232 | 1139.2081
2042-09-28 | 1026.6338 | 915.4214 | 802.8485 | 766.5962 | 774.1913 | 835.8694 | 893.0228 | 922.1848 | 979.7593 | 844.4629 | 759.0716 | 747.6569 | 631.3659 | 574.0078 | 618.9681 | 811.5713 | 1040.1436 | 1197.5077 | 1251.9741 | 1260.5844 | 1226.7225 | 1205.5809 | 1126.1358 | 1013.9546
2042-09-29 | 924.9912 | 835.4967 | 787.2945 | 776.5531 | 804.0654 | 952.3961 | 1115.1075 | 1105.813 | 1081.093 | 941.5303 | 889.5547 | 866.836 | 773.144 | 807.9149 | 842.5559 | 980.9277 | 1158.1382 | 1266.8806 | 1300.5465 | 1295.9304 | 1246.1354 | 1228.0739 | 1139.7825 | 1029.9305
2042-09-30 | 902.6979 | 836.7458 | 788.3713 | 768.8467 | 797.6174 | 956.5571 | 1103.0028 | 1092.6123 | 1093.5835 | 893.3629 | 842.8213 | 812.6188 | 733.672 | 727.1322 | 716.2972 | 852.9263 | 1108.2559 | 1220.8703 | 1268.1931 | 1267.2219 | 1251.6397 | 1208.8778 | 1112.3958 | 1010.3605
2042-10-01 | 856.0101 | 793.7461 | 742.5229 | 720.6902 | 741.9413 | 875.5328 | 1005.7004 | 1021.3551 | 1067.5481 | 952.9773 | 877.0615 | 832.8135 | 714.3071 | 730.1767 | 796.6634 | 918.8877 | 1103.8019 | 1222.937 | 1280.4 | 1210.2583 | 1231.5657 | 1168.7808 | 1074.2841 | 965.8774
2042-10-02 | 853.9682 | 790.2219 | 741.5147 | 718.7295 | 744.1196 | 861.6242 | 1013.7195 | 1015.6255 | 1038.8674 | 914.7577 | 901.5516 | 916.1684 | 798.5389 | 844.9848 | 849.1237 | 953.9761 | 1117.2962 | 1255.1444 | 1274.9279 | 1205.8107 | 1222.3721 | 1184.2154 | 1060.3851 | 975.5725
2042-10-03 | 848.0463 | 798.8758 | 752.5282 | 720.4497 | 742.6712 | 811.2231 | 926.7579 | 904.8376 | 978.2634 | 921.1103 | 955.3041 | 896.3797 | 839.041 | 788.6936 | 919.7257 | 912.1385 | 1084.74 | 1211.2784 | 1229.5692 | 1215.7178 | 1194.0755 | 1151.6988 | 1095.8695 | 1007.327
2042-10-04 | 975.8032 | 812.6645 | 755.7686 | 717.9159 | 716.2639 | 734.6093 | 786.1037 | 785.3336 | 878.9545 | 827.9932 | 859.8588 | 854.4675 | 713.6891 | 711.1331 | 841.9896 | 929.6464 | 1101.872 | 1180.8963 | 1287.6623 | 1213.073 | 1235.8787 | 1163.7758 | 1133.4549 | 1087.639
2042-10-05 | 972.0989 | 866.1987 | 754.1693 | 718.1022 | 716.1017 | 776.6219 | 819.4373 | 856.1929 | 921.5552 | 841.9029 | 778.6759 | 809.8775 | 671.0837 | 645.4864 | 697.7937 | 868.8248 | 1058.6977 | 1236.9563 | 1290.1696 | 1251.0228 | 1189.5787 | 1166.0216 | 1077.6025 | 959.2684
2042-10-06 | 858.0829 | 770.1967 | 721.7153 | 710.7776 | 730.3485 | 859.0535 | 1011.149 | 1021.574 | 1032.2917 | 949.7925 | 888.0612 | 936.2711 | 885.1717 | 806.2046 | 835.0009 | 965.4684 | 1131.9964 | 1259.3883 | 1298.0548 | 1253.3877 | 1180.0064 | 1179.8366 | 1086.5278 | 955.6406
2042-10-07 | 863.0364 | 795.7047 | 747.3323 | 725.5643 | 746.4386 | 895.3958 | 1029.4287 | 1050.1668 | 1058.6632 | 904.5275 | 852.2203 | 887.5835 | 766.6178 | 807.4028 | 853.9926 | 981.2025 | 1167.79 | 1259.6787 | 1298.1596 | 1241.9655 | 1215.3557 | 1175.1541 | 1076.508 | 964.5268
2042-10-08 | 856.7591 | 795.9119 | 743.4831 | 722.3436 | 746.9466 | 877.1624 | 1013.2226 | 1018.2142 | 1038.224 | 908.066 | 842.9219 | 765.8956 | 747.2813 | 823.7461 | 887.9159 | 1015.5235 | 1165.4172 | 1276.5535 | 1289.7738 | 1212.8639 | 1233.4901 | 1167.7601 | 1082.5134 | 983.2743
2042-10-09 | 854.3243 | 786.9411 | 738.3003 | 717.3254 | 740.0262 | 857.0596 | 1011.9294 | 1025.7418 | 1037.6449 | 896.7906 | 862.7222 | 796.8875 | 710.4124 | 730.0791 | 771.8016 | 912.7775 | 1134.8025 | 1275.4019 | 1271.6465 | 1199.9969 | 1224.2905 | 1180.86 | 1059.2364 | 983.6125
2042-10-10 | 848.2123 | 792.7318 | 749.4097 | 715.8495 | 738.9779 | 811.6598 | 932.2937 | 920.8361 | 973.543 | 903.9485 | 907.6042 | 834.5746 | 776.0176 | 741.3535 | 908.2417 | 908.6948 | 1085.4947 | 1212.7966 | 1218.331 | 1203.9933 | 1185.1233 | 1152.0131 | 1094.7617 | 1014.7728
2042-10-11 | 982.5593 | 820.1454 | 765.9647 | 726.4701 | 724.8431 | 745.3077 | 797.999 | 811.48 | 891.6289 | 831.5285 | 850.0838 | 803.3505 | 698.7062 | 660.5911 | 757.855 | 853.3215 | 1077.3195 | 1178.2335 | 1281.5973 | 1209.3932 | 1230.3515 | 1162.0631 | 1136.2822 | 1092.9697
2042-10-12 | 985.2099 | 877.3078 | 766.2824 | 729.4047 | 726.9904 | 776.1904 | 823.3432 | 863.7524 | 935.3635 | 859.6393 | 788.4326 | 832.2074 | 761.1423 | 780.3699 | 811.7973 | 953.8801 | 1143.4655 | 1267.3975 | 1265.7557 | 1228.3179 | 1196.6997 | 1178.8125 | 1098.1257 | 976.7977
2042-10-13 | 853.2325 | 770.7005 | 719.8848 | 711.6649 | 739.9567 | 907.3403 | 1066.2056 | 1092.6052 | 1095.4092 | 989.2719 | 925.9067 | 964.8526 | 1032.6081 | 878.3235 | 889.0992 | 972.6675 | 1159.9333 | 1288.2848 | 1336.3436 | 1291.3201 | 1203.8172 | 1179.7565 | 1085.6595 | 968.2806
2042-10-14 | 866.4393 | 796.5623 | 747.409 | 725.5864 | 744.4283 | 902.6475 | 1040.2289 | 1064.1032 | 1085.0912 | 922.1185 | 899.6915 | 943.4632 | 847.5531 | 861.2449 | 928.5372 | 1062.4289 | 1235.8336 | 1315.432 | 1319.7963 | 1261.7818 | 1228.3681 | 1183.5295 | 1086.9609 | 978.1151
2042-10-15 | 868.3344 | 806.8616 | 753.4235 | 730.8339 | 754.5982 | 902.6418 | 1039.1153 | 1100.7036 | 1179.5887 | 1062.3275 | 977.559 | 950.3542 | 963.3578 | 899.256 | 919.6636 | 1054.8511 | 1244.4396 | 1315.6717 | 1316.0883 | 1233.6876 | 1246.8228 | 1188.7022 | 1095.0831 | 1000.6074
2042-10-16 | 863.8965 | 795.8322 | 745.7742 | 725.1567 | 749.7344 | 883.5776 | 1039.1303 | 1062.9598 | 1077.9562 | 947.1054 | 907.9812 | 902.4569 | 810.8642 | 829.984 | 862.7051 | 983.8882 | 1203.5842 | 1316.8387 | 1291.4204 | 1217.6395 | 1230.9935 | 1190.8381 | 1067.0478 | 994.3388
2042-10-17 | 862.2014 | 811.1173 | 764.4359 | 731.6113 | 754.7218 | 839.0523 | 956.0289 | 963.9427 | 1040.8394 | 1001.9573 | 996.2794 | 899.5418 | 848.1158 | 814.6783 | 976.9922 | 1009.5413 | 1148.6591 | 1268.3779 | 1244.9029 | 1228.9849 | 1202.7431 | 1164.3594 | 1108.642 | 1028.726
2042-10-18 | 982.693 | 816.7613 | 761.3736 | 721.9711 | 719.7572 | 739.9609 | 793.8107 | 815.4784 | 893.6983 | 865.5497 | 903.9331 | 869.8639 | 739.8029 | 705.3584 | 772.2785 | 824.1247 | 1064.4581 | 1170.4382 | 1276.7133 | 1207.478 | 1227.9968 | 1154.2927 | 1123.0718 | 1080.9634
2042-10-19 | 963.8048 | 856.2156 | 743.1309 | 708.1812 | 705.542 | 754.6051 | 798.4928 | 832.7423 | 892.5883 | 801.2603 | 750.2701 | 774.7862 | 622.017 | 633.4145 | 713.9373 | 916.3306 | 1094.1503 | 1245.8101 | 1243.5559 | 1209.6831 | 1174.6909 | 1154.764 | 1064.9326 | 949.055
2042-10-20 | 875.3721 | 789.2541 | 737.4318 | 724.4547 | 744.8359 | 887.5655 | 1042.3865 | 1101.8569 | 1084.293 | 964.6396 | 915.1084 | 922.8094 | 818.1936 | 787.438 | 848.0664 | 980.6692 | 1180.6292 | 1297.0211 | 1308.8968 | 1255.1449 | 1204.9718 | 1186.142 | 1096.1705 | 980.9808
2042-10-21 | 864.7371 | 795.9998 | 747.2587 | 725.9571 | 746.5091 | 900.8286 | 1040.0722 | 1070.5834 | 1084.2616 | 912.5698 | 857.7039 | 844.7089 | 746.4593 | 755.9674 | 820.1682 | 983.6072 | 1192.173 | 1302.9251 | 1309.3265 | 1253.7222 | 1222.1547 | 1180.2488 | 1081.2764 | 972.6104
2042-10-22 | 849.4936 | 787.7028 | 734.1224 | 712.9554 | 736.2551 | 875.4984 | 1011.4705 | 1028.7943 | 1060.9023 | 927.0861 | 860.6324 | 794.5554 | 733.0549 | 780.1233 | 805.751 | 961.3115 | 1139.3129 | 1277.2221 | 1272.4934 | 1207.732 | 1220.0181 | 1156.3445 | 1063.22 | 966.932
2042-10-23 | 852.2883 | 785.8176 | 737.2868 | 716.9748 | 741.5746 | 867.0007 | 1023.6777 | 1052.2927 | 1074.5369 | 984.3653 | 977.5878 | 1002.316 | 1009.8439 | 921.5583 | 930.6649 | 1026.4143 | 1207.7202 | 1315.6517 | 1268.4978 | 1196.6104 | 1220.4658 | 1174.4522 | 1052.1979 | 981.0951
2042-10-24 | 843.9287 | 794.9091 | 747.9177 | 716.5908 | 739.9615 | 819.6619 | 938.7902 | 940.8898 | 1002.4247 | 919.0765 | 907.6114 | 870.4364 | 809.0263 | 779.6298 | 1000.8537 | 1031.057 | 1148.3693 | 1254.8434 | 1225.6055 | 1210.9334 | 1191.1217 | 1147.7076 | 1090.2219 | 1011.249
2042-10-25 | 973.5437 | 807.9526 | 752.2905 | 713.5699 | 711.2745 | 729.4139 | 784.0463 | 796.5139 | 864.3542 | 801.1117 | 792.2052 | 808.102 | 713.1595 | 716.7648 | 793.5085 | 892.9957 | 1079.8955 | 1176.0522 | 1261.7279 | 1190.4122 | 1214.2734 | 1138.8847 | 1110.6827 | 1069.9792
2042-10-26 | 964.9755 | 856.7354 | 746.4877 | 710.4302 | 708.4156 | 755.2415 | 805.6767 | 840.4162 | 891.7557 | 797.9285 | 731.9149 | 744.0896 | 615.0568 | 641.4583 | 686.3363 | 904.2334 | 1124.2317 | 1276.8622 | 1263.382 | 1218.7463 | 1170.209 | 1142.5545 | 1063.9441 | 942.2355
2042-10-27 | 837.4995 | 752.8026 | 701.9919 | 691.114 | 710.4105 | 842.714 | 1001.3205 | 1020.7613 | 1011.4101 | 894.2433 | 843.0691 | 879.8958 | 819.5258 | 788.0893 | 846.244 | 993.6313 | 1180.6725 | 1288.5687 | 1278.3262 | 1226.4989 | 1156.0247 | 1134.5782 | 1048.2256 | 925.1322
2042-10-28 | 847.795 | 779.8071 | 731.3297 | 710.9106 | 730.6009 | 876.4015 | 1019.085 | 1057.424 | 1068.1444 | 923.3159 | 861.5489 | 860.4811 | 841.8901 | 857.2898 | 958.5448 | 1084.8404 | 1262.8345 | 1334.605 | 1313.8955 | 1241.419 | 1205.5452 | 1158.4903 | 1061.7581 | 947.6497
2042-10-29 | 849.7556 | 789.7377 | 737.3612 | 713.74 | 737.5569 | 879.4334 | 1018.7446 | 1052.1284 | 1124.6947 | 1032.2536 | 1000.3474 | 985.8178 | 1012.7573 | 897.7136 | 936.375 | 1072.1428 | 1246.4911 | 1326.6712 | 1298.9036 | 1224.4542 | 1231.2649 | 1163.3215 | 1070.5545 | 971.501
2042-10-30 | 839.2212 | 772.8028 | 723.815 | 705.0731 | 730.1203 | 854.4673 | 1015.3075 | 1044.7325 | 1048.1292 | 957.8886 | 939.5455 | 939.7427 | 913.9697 | 861.8285 | 886.5816 | 1017.5315 | 1216.2403 | 1299.679 | 1249.1188 | 1188.1609 | 1198.0165 | 1157.3628 | 1025.9338 | 955.7453
2042-10-31 | 835.3722 | 787.8114 | 741.2939 | 710.4981 | 734.1807 | 807.6767 | 931.9985 | 952.0701 | 1028.8908 | 962.1858 | 961.0842 | 856.3191 | 886.0245 | 772.593 | 952.612 | 958.8391 | 1110.8319 | 1242.7475 | 1209.7454 | 1205.5071 | 1172.7256 | 1128.704 | 1070.7342 | 993.6267
2042-11-01 | 942.012 | 773.8386 | 721.2328 | 678.9745 | 685.366 | 719.6326 | 783.4347 | 779.0614 | 839.0405 | 799.2974 | 817.649 | 799.0627 | 677.6331 | 613.4526 | 722.9629 | 854.7902 | 1054.4806 | 1152.8887 | 1249.9079 | 1156.7938 | 1171.7066 | 1096.2609 | 1075.3504 | 1040.9524
2042-11-02 | 942.4941 | 836.8752 | 730.1966 | 689.6447 | 695.3874 | 773.3213 | 817.3334 | 886.7927 | 902.4998 | 775.5284 | 700.1629 | 722.6857 | 566.2369 | 535.5398 | 609.0413 | 825.3482 | 1059.7571 | 1237.614 | 1231.5124 | 1174.9628 | 1096.0551 | 1103.3838 | 1030.7938 | 929.4152
2042-11-03 | 827.5755 | 746.7024 | 698.2858 | 686.3584 | 721.0927 | 907.7465 | 1025.9999 | 1044.4187 | 1030.6851 | 906.4534 | 852.4075 | 868.5561 | 766.0623 | 707.4977 | 772.1633 | 954.3535 | 1140.8421 | 1263.9436 | 1263.4498 | 1197.4139 | 1100.846 | 1106.9032 | 1041.1448 | 926.9914
2042-11-04 | 860.0858 | 792.3079 | 741.3787 | 699.871 | 710.3328 | 825.0492 | 859.2536 | 901.893 | 973.6905 | 854.1273 | 817.9121 | 813.9244 | 714.7857 | 660.1982 | 718.1351 | 889.4937 | 1111.7608 | 1232.8786 | 1232.9106 | 1139.8881 | 1085.1785 | 1086.9673 | 1010.8391 | 922.0069
2042-11-05 | 814.2364 | 745.768 | 693.5714 | 678.4801 | 721.8714 | 902.2331 | 1019.8767 | 1068.3176 | 1126.0428 | 1026.9783 | 952.2404 | 916.4589 | 888.0621 | 767.2825 | 806.2948 | 943.6232 | 1152.4943 | 1283.0191 | 1274.6959 | 1177.3739 | 1145.9657 | 1097.8297 | 1022.6797 | 932.7798
2042-11-06 | 820.0365 | 752.4847 | 706.9841 | 687.0496 | 727.625 | 899.9174 | 1041.09 | 1063.9707 | 1043.8654 | 907.025 | 864.3962 | 860.5212 | 732.6419 | 747.9968 | 781.5037 | 917.4726 | 1127.7529 | 1275.4546 | 1246.2108 | 1154.4337 | 1135.9688 | 1107.0973 | 1002.6123 | 939.5181
2042-11-07 | 812.8981 | 761.4581 | 717.0649 | 687.0584 | 727.0499 | 854.6695 | 962.5647 | 967.257 | 1006.0677 | 962.2192 | 1008.2293 | 940.6864 | 1009.5719 | 906.8679 | 1064.0472 | 1031.541 | 1136.5789 | 1235.377 | 1202.0785 | 1192.5416 | 1147.6786 | 1077.8618 | 1040.3156 | 971.856
2042-11-08 | 936.3853 | 765.102 | 711.1993 | 673.0297 | 683.0613 | 728.065 | 787.886 | 815.3878 | 872.6855 | 781.4877 | 791.3518 | 768.6814 | 655.4903 | 574.002 | 718.6626 | 820.0593 | 1029.9184 | 1127.6528 | 1199.3368 | 1146.9092 | 1150.882 | 1076.7105 | 1058.7466 | 1024.9975
2042-11-09 | 918.6294 | 807.562 | 697.3338 | 661.376 | 670.2665 | 743.752 | 792.9909 | 839.2449 | 859.3442 | 730.3638 | 665.2613 | 653.1562 | 520.9139 | 499.8151 | 620.7174 | 839.463 | 1054.9274 | 1184.9689 | 1186.3835 | 1131.772 | 1058.3417 | 1063.9816 | 985.0414 | 882.5958
2042-11-10 | 810.2872 | 720.9977 | 670.4445 | 661.2017 | 695.3712 | 876.2255 | 1004.0885 | 1042.1903 | 1040.0023 | 925.9518 | 864.5081 | 877.7881 | 912.1023 | 767.4298 | 805.7464 | 933.5351 | 1124.7609 | 1240.0984 | 1232.2067 | 1177.0841 | 1077.2904 | 1065.6111 | 991.563 | 894.5439
2042-11-11 | 829.7958 | 760.3287 | 706.0419 | 667.6072 | 677.983 | 785.9145 | 824.0752 | 872.7313 | 949.6498 | 819.9029 | 792.6396 | 792.1566 | 801.2886 | 705.9154 | 782.9974 | 907.7099 | 1085.014 | 1187.2904 | 1178.3244 | 1097.4103 | 1043.4086 | 1043.5865 | 964.9791 | 874.775
2042-11-12 | 812.0115 | 742.1942 | 687.6075 | 673.5531 | 707.2753 | 884.2679 | 993.9142 | 1027.4783 | 1051.9479 | 911.3144 | 863.4462 | 820.3236 | 755.7435 | 748.4864 | 779.9294 | 925.799 | 1120.335 | 1243.0465 | 1237.1777 | 1147.5536 | 1119.6312 | 1065.0124 | 999.176 | 914.3432
2042-11-13 | 805.0108 | 735.8232 | 688.9944 | 670.2779 | 709.8989 | 878.9812 | 1010.3483 | 1037.9379 | 1027.8045 | 905.3406 | 843.6608 | 824.2604 | 732.6851 | 732.4528 | 764.3581 | 904.7809 | 1105.2602 | 1256.58 | 1223.828 | 1136.996 | 1113.0972 | 1084.4119 | 980.269 | 914.2804
2042-11-14 | 804.0462 | 752.3317 | 708.6696 | 677.9676 | 718.1116 | 844.0663 | 934.5493 | 945.9209 | 988.122 | 875.1796 | 868.0718 | 774.0631 | 709.68 | 633.1459 | 833.991 | 931.1798 | 1102.9067 | 1202.1785 | 1185.9687 | 1160.4688 | 1116.8385 | 1046.3567 | 1027.6204 | 959.8709
2042-11-15 | 945.6027 | 774.7562 | 721.5548 | 681.8648 | 692.0814 | 739.2163 | 787.4364 | 836.4454 | 888.4608 | 841.8711 | 852.9488 | 850.4728 | 758.0831 | 649.9198 | 825.1274 | 895.959 | 1090.9248 | 1161.7615 | 1226.4445 | 1168.3905 | 1174.7625 | 1097.0808 | 1076.7871 | 1041.7992
2042-11-16 | 927.7274 | 817.3133 | 706.5286 | 669.3104 | 676.9823 | 753.6295 | 797.4794 | 866.5515 | 893.517 | 789.9001 | 740.4071 | 786.5797 | 745.056 | 648.554 | 722.05 | 923.2746 | 1108.5353 | 1221.576 | 1208.9604 | 1154.3989 | 1077.2808 | 1082.8578 | 1008.5971 | 898.8345
2042-11-17 | 813.945 | 729.0658 | 676.7956 | 666.927 | 701.6478 | 884.2387 | 1012.7911 | 1078.5235 | 1053.8811 | 930.8884 | 903.3806 | 920.188 | 986.464 | 893.4074 | 901.4738 | 988.5619 | 1160.8357 | 1252.2096 | 1238.4558 | 1175.3222 | 1080.2695 | 1082.5149 | 1016.2954 | 910.1163
2042-11-18 | 819.7579 | 747.6248 | 700.5886 | 678.149 | 709.4975 | 901.9087 | 1014.261 | 1084.0433 | 1094.0426 | 910.6853 | 831.3109 | 827.3949 | 800.8485 | 713.5461 | 821.9755 | 980.9512 | 1160.3249 | 1250.2391 | 1247.7588 | 1174.6458 | 1108.7139 | 1089.6096 | 1008.9322 | 906.857
2042-11-19 | 810.5236 | 740.4706 | 695.8495 | 675.3536 | 715.2314 | 891.0011 | 1017.4795 | 1079.225 | 1107.3943 | 1003.1405 | 923.7846 | 905.2819 | 949.6151 | 862.6761 | 926.6571 | 1032.5809 | 1188.7875 | 1265.5667 | 1248.0176 | 1181.0778 | 1151.9251 | 1074.5702 | 1016.2048 | 923.8036
2042-11-20 | 820.0135 | 752.546 | 704.0643 | 683.4616 | 721.912 | 891.4239 | 1020.7857 | 1101.6092 | 1112.2839 | 966.3385 | 971.8994 | 986.1045 | 1019.6291 | 963.0443 | 975.7546 | 1062.8928 | 1221.8831 | 1295.1253 | 1234.8269 | 1146.3857 | 1123.4947 | 1109.757 | 1005.1458 | 943.17
2042-11-21 | 805.6092 | 758.5937 | 713.9858 | 683.7663 | 722.1459 | 848.3121 | 948.7338 | 993.1035 | 1060.4244 | 1008.5485 | 1036.2931 | 979.5487 | 1045.1422 | 951.9814 | 1027.1207 | 1047.4855 | 1163.004 | 1234.9196 | 1203.7168 | 1166.1719 | 1129.8462 | 1065.9808 | 1045.5121 | 976.9454
2042-11-22 | 944.1345 | 773.4586 | 720.2854 | 681.2516 | 683.5989 | 730.2517 | 779.1429 | 860.1009 | 938.563 | 893.5881 | 896.874 | 897.9092 | 898.8882 | 823.0943 | 902.2562 | 920.8214 | 1102.824 | 1153.2006 | 1228.9705 | 1184.9397 | 1188.8945 | 1115.0488 | 1088.103 | 1050.4814
2042-11-23 | 927.8358 | 815.5195 | 703.1922 | 667.3912 | 674.7774 | 749.6585 | 802.6679 | 901.5208 | 984.0487 | 889.5571 | 783.9041 | 803.4311 | 803.7485 | 748.1271 | 754.7261 | 934.6983 | 1120.4215 | 1239.0514 | 1214.2686 | 1161.9975 | 1081.7414 | 1074.2818 | 1002.2805 | 897.5517
2042-11-24 | 802.8072 | 716.1225 | 662.4589 | 653.8224 | 686.5809 | 862.9585 | 1002.7062 | 1072.6811 | 1054.4482 | 922.6741 | 863.0094 | 909.904 | 984.2842 | 943.6078 | 864.0765 | 988.6001 | 1145.969 | 1229.6239 | 1207.0329 | 1152.5417 | 1055.3237 | 1054.5452 | 982.1912 | 882.1116
2042-11-25 | 801.4033 | 732.0434 | 682.0275 | 662.1142 | 692.7682 | 880.3415 | 996.2106 | 1065.0074 | 1081.5611 | 899.5262 | 841.3648 | 854.7673 | 921.4686 | 827.0461 | 822.9114 | 944.3395 | 1141.7768 | 1215.6109 | 1210.3232 | 1146.5121 | 1080.2405 | 1057.1575 | 976.5617 | 877.0115
2042-11-26 | 789.0035 | 724.9546 | 673.6036 | 654.4949 | 693.4578 | 864.6649 | 982.0115 | 1041.5624 | 1096.1339 | 982.5463 | 883.7017 | 879.4123 | 934.373 | 818.3688 | 853.0483 | 986.0947 | 1136.8734 | 1222.6605 | 1208.5918 | 1127.0932 | 1092.8474 | 1042.5521 | 976.2498 | 895.0251
2042-11-27 | 838.2584 | 768.6365 | 715.2534 | 680.1219 | 701.1725 | 798.74 | 885.4806 | 950.2121 | 1028.4808 | 944.5952 | 930.0076 | 922.6033 | 932.3842 | 880.168 | 863.1698 | 978.1575 | 1158.726 | 1266.4082 | 1199.8581 | 1104.3547 | 1084.9427 | 1079.6376 | 966.2633 | 911.0685
2042-11-28 | 786.8025 | 730.494 | 681.9268 | 659.0049 | 702.1346 | 825.9082 | 907.068 | 946.8799 | 999.8509 | 938.9002 | 956.0821 | 888.8811 | 932.3373 | 744.3923 | 932.7493 | 950.6895 | 1081.3544 | 1169.1178 | 1145.1415 | 1126.5161 | 1087.9898 | 1021.0808 | 1008.9134 | 936.6212
2042-11-29 | 925.5771 | 755.7517 | 702.9016 | 665.4472 | 675.7141 | 716.48 | 759.5527 | 835.1376 | 871.3506 | 827.2345 | 843.1642 | 827.0812 | 803.5399 | 679.1969 | 818.8139 | 893.2983 | 1073.4745 | 1128.0584 | 1195.2058 | 1133.0423 | 1140.9771 | 1059.4566 | 1040.5211 | 1008.5035
2042-11-30 | 910.9032 | 800.9022 | 690.5935 | 654.6735 | 662.8297 | 733.9119 | 774.3074 | 888.9158 | 964.7818 | 883.0563 | 825.2954 | 833.1594 | 857.9318 | 848.8241 | 846.5429 | 908.6668 | 1105.8308 | 1222.7211 | 1200.1189 | 1152.6139 | 1077.8786 | 1079.8461 | 999.8453 | 894.739
2042-12-01 | 789.9111 | 702.3854 | 648.968 | 637.5526 | 668.403 | 828.0195 | 938.2406 | 1000.3294 | 976.6246 | 867.3082 | 814.0397 | 811.5272 | 840.3382 | 779.1791 | 717.0759 | 849.5642 | 1013.5709 | 1138.5714 | 1135.5781 | 1105.5694 | 1029.368 | 1036.1169 | 978.9564 | 885.0268
2042-12-02 | 775.3172 | 701.4873 | 654.3452 | 632.7289 | 662.4035 | 823.8371 | 911.5188 | 993.5634 | 1006.4122 | 872.2426 | 822.3217 | 824.4816 | 874.8415 | 861.7395 | 867.4293 | 854.8541 | 1025.1681 | 1126.9839 | 1132.5181 | 1090.5373 | 1059.463 | 1035.2432 | 969.7446 | 874.7401
2042-12-03 | 775.2922 | 712.8897 | 659.577 | 636.5007 | 669.6438 | 819.6964 | 908.2377 | 960.4588 | 998.2781 | 860.5213 | 739.5618 | 710.5644 | 662.2235 | 653.9548 | 717.4173 | 882.2182 | 1024.4083 | 1143.1767 | 1143.0596 | 1079.6468 | 1074.5606 | 1034.3029 | 974.4907 | 899.3494
2042-12-04 | 777.1163 | 707.932 | 658.8026 | 637.1876 | 673.3168 | 813.0914 | 928.8182 | 994.0508 | 991.8729 | 880.4275 | 839.0661 | 840.7727 | 848.8541 | 783.4056 | 790.2602 | 884.0424 | 1054.2911 | 1152.2373 | 1121.1344 | 1060.7391 | 1061.9992 | 1054.2353 | 969.0361 | 905.6914
2042-12-05 | 786.6978 | 734.0077 | 688.3034 | 655.0436 | 691.3691 | 791.036 | 871.7488 | 907.1851 | 949.7288 | 844.2989 | 832.6723 | 755.2742 | 733.942 | 623.3083 | 812.0861 | 813.6679 | 982.8188 | 1106.9567 | 1096.9347 | 1091.9853 | 1081.0176 | 1021.1334 | 1012.0889 | 953.0133
2042-12-06 | 899.1321 | 731.4324 | 676.4971 | 636.848 | 645.8571 | 666.4124 | 696.7047 | 769.3062 | 796.4046 | 740.6658 | 695.3635 | 678.5748 | 593.8333 | 495.5852 | 631.3997 | 718.1197 | 931.9821 | 1019.6473 | 1106.6569 | 1072.7664 | 1111.5461 | 1036.4157 | 1023.0429 | 998.8205
2042-12-07 | 890.1191 | 781.1207 | 668.806 | 632.207 | 640.1856 | 696.3979 | 734.2531 | 827.1937 | 850.2984 | 744.1437 | 623.1625 | 644.4074 | 651.9885 | 518.7676 | 591.8903 | 754.2878 | 946.3405 | 1086.114 | 1082.8321 | 1065.8728 | 1015.6575 | 1033.8116 | 974.5033 | 870.9393
2042-12-08 | 786.2065 | 699.9152 | 647.8667 | 637.0226 | 668.3587 | 824.6296 | 937.653 | 1012.6565 | 1011.2499 | 918.0321 | 845.8902 | 883.6454 | 897.0278 | 897.2059 | 884.3562 | 925.7913 | 1044.1574 | 1131.874 | 1126.2101 | 1101.3639 | 1042.6225 | 1055.3546 | 993.2765 | 886.7281
2042-12-09 | 793.0831 | 723.6101 | 674.3072 | 650.9428 | 681.6335 | 847.0083 | 947.3333 | 1023.8356 | 1019.5724 | 865.9666 | 786.9238 | 790.7941 | 837.1309 | 801.6009 | 794.4221 | 886.5416 | 1064.8101 | 1142.994 | 1145.3492 | 1096.4098 | 1068.181 | 1059.8462 | 992.7344 | 898.6488
2042-12-10 | 791.867 | 728.9105 | 677.1153 | 653.7613 | 689.3672 | 843.2428 | 928.3745 | 999.358 | 1032.5961 | 918.9894 | 817.0475 | 808.5051 | 853.638 | 758.5299 | 802.0624 | 898.0688 | 1053.0088 | 1158.2968 | 1155.2853 | 1088.5658 | 1081.1423 | 1048.4687 | 992.5992 | 912.6895
2042-12-11 | 791.686 | 723.7777 | 676.665 | 653.5247 | 690.1735 | 832.3722 | 934.1862 | 1005.0834 | 995.6224 | 901.4988 | 846.8273 | 840.297 | 851.9868 | 715.998 | 751.4131 | 894.8256 | 1089.5533 | 1183.7276 | 1150.5338 | 1085.5348 | 1081.1922 | 1075.8039 | 983.821 | 927.7998
2042-12-12 | 780.7997 | 727.9737 | 682.1173 | 648.1047 | 684.4133 | 783.0632 | 851.8402 | 898.8288 | 936.0139 | 872.5308 | 867.6109 | 811.4722 | 886.0513 | 752.258 | 892.7111 | 895.1273 | 1022.8222 | 1119.2036 | 1106.6517 | 1097.7188 | 1088.433 | 1020.6007 | 1013.1968 | 947.5296
2042-12-13 | 901.1578 | 734.148 | 680.5368 | 640.9009 | 649.763 | 674.6134 | 702.4928 | 774.3931 | 827.7951 | 758.5452 | 745.3611 | 731.826 | 689.553 | 533.5167 | 644.5473 | 706.84 | 932.6217 | 1043.1101 | 1132.8887 | 1083.721 | 1122.1418 | 1047.1756 | 1032.7268 | 1007.2373
2042-12-14 | 886.634 | 778.0724 | 665.3791 | 628.7915 | 636.6146 | 690.1271 | 728.3299 | 824.2079 | 857.7137 | 769.8288 | 671.5788 | 673.4704 | 613.0064 | 511.0927 | 566.7527 | 755.3368 | 948.4593 | 1113.6863 | 1114.8934 | 1085.955 | 1037.24 | 1038.198 | 969.3524 | 872.2479
2042-12-15 | 791.1835 | 703.8358 | 650.7641 | 638.7188 | 669.8168 | 826.472 | 938.4032 | 1015.6565 | 990.0129 | 866.167 | 790.4661 | 801.1947 | 827.4012 | 668.6305 | 676.1251 | 827.6951 | 1010.9691 | 1150.5994 | 1162.1379 | 1119.1165 | 1052.4309 | 1045.4453 | 995.7193 | 903.8384
2042-12-16 | 798.9293 | 726.7559 | 677.1418 | 653.6081 | 684.1966 | 849.4436 | 950.5107 | 1042.3841 | 1027.0581 | 852.5235 | 779.6449 | 793.8203 | 777.7889 | 679.1861 | 717.0816 | 878.5976 | 1082.233 | 1181.0438 | 1195.3564 | 1140.593 | 1097.4692 | 1068.7004 | 998.3209 | 909.0107
2042-12-17 | 796.5951 | 732.108 | 677.8885 | 654.7434 | 689.0667 | 842.4131 | 941.2844 | 1036.3549 | 1060.4463 | 930.482 | 832.24 | 815.0461 | 854.7008 | 743.7701 | 782.8223 | 891.1275 | 1074.0765 | 1198.8013 | 1198.1659 | 1126.8638 | 1116.6592 | 1065.4664 | 1004.2143 | 923.5858
2042-12-18 | 804.513 | 733.0232 | 685.5438 | 662.4385 | 700.0209 | 842.4337 | 964.3069 | 1047.8538 | 1051.5019 | 943.6589 | 910.7743 | 908.449 | 929.391 | 902.847 | 842.8451 | 960.0064 | 1129.5286 | 1221.8048 | 1179.9192 | 1109.1447 | 1106.7204 | 1093.7943 | 1000.9907 | 939.1693
2042-12-19 | 803.3217 | 751.7619 | 704.6213 | 670.3049 | 706.8281 | 807.8436 | 894.196 | 957.8067 | 1024.3482 | 968.2137 | 927.9002 | 848.0717 | 941.9685 | 943.8281 | 962.5575 | 931.7569 | 1063.515 | 1144.4121 | 1140.9314 | 1129.3087 | 1114.9696 | 1056.7124 | 1038.3266 | 971.6291
2042-12-20 | 915.7656 | 745.994 | 692.1439 | 652.4288 | 662.7365 | 688.4278 | 724.8124 | 815.6686 | 870.9996 | 850.2435 | 853.44 | 785.8947 | 798.1456 | 747.3772 | 757.1441 | 791.1947 | 979.1691 | 1056.7743 | 1144.0015 | 1103.4269 | 1134.9879 | 1068.0307 | 1053.3208 | 1020.051
2042-12-21 | 908.4906 | 798.5412 | 686.9918 | 647.7233 | 657.1307 | 714.3452 | 759.8872 | 861.9566 | 876.9766 | 768.2533 | 666.9306 | 679.641 | 678.3283 | 550.9204 | 577.4097 | 756.8727 | 945.5579 | 1126.4093 | 1143.3555 | 1129.2572 | 1083.4323 | 1061.3949 | 991.3776 | 892.9462
2042-12-22 | 786.9042 | 701.1272 | 646.0536 | 635.036 | 666.3269 | 822.6431 | 942.3969 | 1034.3042 | 1008.1097 | 890.5118 | 810.0481 | 833.592 | 867.7245 | 774.4177 | 693.4199 | 813.0682 | 1001.3349 | 1134.4288 | 1153.8249 | 1116.9229 | 1039.361 | 1028.7362 | 982.9624 | 882.686
2042-12-23 | 784.7837 | 717.4301 | 664.85 | 642.9679 | 672.2613 | 837.1402 | 944.5652 | 1041.0635 | 1033.1636 | 866.2277 | 774.8915 | 777.5435 | 784.3176 | 634.9223 | 683.136 | 812.518 | 1022.9371 | 1136.1161 | 1161.2258 | 1108.6051 | 1064.1394 | 1022.703 | 974.5227 | 881.4608
2042-12-24 | 780.4493 | 716.7725 | 662.2239 | 639.0527 | 673.2591 | 823.5885 | 914.9934 | 991.9468 | 1014.8248 | 899.5766 | 810.8712 | 785.56 | 853.6453 | 783.4764 | 736.9968 | 857.87 | 1020.1287 | 1120.5931 | 1149.7088 | 1087.2108 | 1076.0697 | 1035.3938 | 974.1215 | 895.7996
2042-12-25 | 807.6247 | 738.263 | 685.9413 | 645.2038 | 657.4521 | 732.0006 | 804.1946 | 877.8779 | 910.5325 | 793.0814 | 767.5559 | 769.1518 | 798.166 | 820.4973 | 695.356 | 816.6034 | 1000.3636 | 1129.9392 | 1110.8532 | 1032.8207 | 1055.9407 | 1053.414 | 949.8751 | 895.2127
2042-12-26 | 760.0039 | 703.322 | 652.8453 | 628.2247 | 668.3223 | 762.9056 | 846.247 | 898.4765 | 960.1924 | 922.549 | 905.7489 | 819.1356 | 880.1808 | 844.6302 | 999.8715 | 927.6352 | 1010.3859 | 1073.297 | 1066.548 | 1076.6753 | 1073.8271 | 1006.7493 | 997.416 | 920.6729
2042-12-27 | 881.8399 | 714.2874 | 657.9565 | 620.809 | 629.8783 | 649.3064 | 682.2419 | 758.5731 | 781.8714 | 721.2987 | 694.2348 | 686.4131 | 718.0474 | 554.9403 | 619.8638 | 648.2343 | 870.3501 | 982.7918 | 1082.838 | 1046.7679 | 1083.5202 | 1010.9913 | 997.8521 | 971.5303
2042-12-28 | 869.1001 | 761.0693 | 647.0129 | 612.4403 | 620.8142 | 672.4715 | 717.1918 | 823.7361 | 865.7379 | 755.1924 | 687.3514 | 705.2089 | 702.6213 | 691.3841 | 638.7967 | 760.6104 | 936.7073 | 1085.9433 | 1088.3499 | 1086.0217 | 1039.4289 | 1027.011 | 950.4946 | 851.5566
2042-12-29 | 768.4371 | 682.1004 | 628.0949 | 618.5435 | 649.5894 | 802.0746 | 918.1631 | 1002.8939 | 978.0658 | 873.0211 | 738.656 | 737.1585 | 777.1278 | 630.9624 | 625.355 | 757.4096 | 941.2022 | 1070.208 | 1105.4985 | 1074.1056 | 1006.9595 | 984.0317 | 959.346 | 852.1148
2042-12-30 | 776.0284 | 707.9892 | 657.159 | 635.6089 | 664.8806 | 827.8383 | 932.5262 | 1039.55 | 1043.2143 | 878.7337 | 802.9523 | 807.6616 | 829.0857 | 826.9675 | 797.3148 | 838.4903 | 994.2695 | 1107.3876 | 1128.6251 | 1086.0279 | 1048.2475 | 1012.1561 | 961.0152 | 864.7081
2042-12-31 | 758.7348 | 699.6161 | 644.5322 | 624.0935 | 658.4144 | 817.8326 | 917.4105 | 1014.9369 | 1006.4112 | 836.1032 | 711.1395 | 707.8127 | 742.7785 | 579.3103 | 631.9552 | 771.3981 | 972.9218 | 1080.5476 | 1117.3472 | 1056.9959 | 1015.8953 | 990.3881 | 956.3267 | 857.7801
2043-01-01 | 784.8612 | 739.8914 | 695.5907 | 658.8062 | 672.4013 | 785.1033 | 862.8927 | 936.2246 | 988.3514 | 838.4832 | 757.405 | 757.7605 | 727.6093 | 650.7484 | 718.5489 | 817.8316 | 1059.4792 | 1163.0434 | 1156.2886 | 1097.4021 | 1046.6257 | 1048.4969 | 952.3644 | 849.5574
2043-01-02 | 771.5933 | 720.8394 | 673.009 | 658.4418 | 704.1428 | 881.2116 | 1018.9963 | 1079.9134 | 1152.6823 | 984.9058 | 882.624 | 839.1953 | 863.1196 | 769.3308 | 789.5461 | 930.6194 | 1088.6567 | 1197.0095 | 1180.3283 | 1120.28 | 1106.3897 | 1025.8489 | 991.9248 | 905.3735
2043-01-03 | 769.7951 | 709.2191 | 661.5387 | 636.7235 | 646.7684 | 728.6129 | 839.9202 | 929.1781 | 949.3607 | 799.204 | 714.0132 | 704.3287 | 712.9219 | 568.5287 | 570.0308 | 683.0592 | 938.6543 | 1099.5634 | 1095.9456 | 1037.5968 | 1050.17 | 1008.2602 | 925.2639 | 870.671
2043-01-04 | 724.9106 | 682.8239 | 642.3183 | 609.3795 | 620.1028 | 633.4563 | 688.1786 | 712.961 | 778.2159 | 694.8684 | 670.4458 | 580.9559 | 559.5351 | 444.6136 | 641.1606 | 659.7621 | 870.9126 | 1033.2637 | 1093.1589 | 1103.1517 | 1097.7278 | 1002.9702 | 912.0197 | 822.3717
2043-01-05 | 824.4595 | 663.2976 | 620.1915 | 603.8483 | 648.0509 | 765.8584 | 894.8702 | 928.2135 | 902.333 | 779.9329 | 773.4598 | 767.4136 | 816.3975 | 641.27 | 694.1118 | 761.2968 | 977.1183 | 1049.3369 | 1183.4616 | 1153.5272 | 1145.5914 | 1031.9723 | 966.3761 | 912.6457
2043-01-06 | 839.3954 | 749.7006 | 645.8256 | 617.9309 | 652.2602 | 820.039 | 970.6913 | 1033.0366 | 1012.7987 | 854.1126 | 755.8932 | 761.2464 | 753.092 | 617.6963 | 633.6504 | 805.2083 | 1001.4309 | 1141.8205 | 1138.2947 | 1145.0194 | 1043.7895 | 1003.0038 | 921.4554 | 812.3857
2043-01-07 | 728.9541 | 674.66 | 627.6566 | 611.2671 | 641.6507 | 808.5986 | 960.4772 | 1013.3421 | 992.67 | 848.5515 | 749.9955 | 741.9285 | 755.8133 | 623.2434 | 631.9902 | 770.2522 | 973.3123 | 1134.9275 | 1131.1601 | 1100.5658 | 1013.6043 | 1004.1836 | 924.4256 | 807.5604
2043-01-08 | 746.696 | 699.1705 | 661.7928 | 643.3896 | 683.0883 | 866.6756 | 1006.0063 | 1074.9923 | 1076.925 | 913.1904 | 833.8114 | 829.1723 | 786.2767 | 682.0651 | 699.1284 | 822.8766 | 1066.8565 | 1178.9829 | 1202.6887 | 1150.6922 | 1090.0738 | 1054.4475 | 961.632 | 849.1572
2043-01-09 | 735.6574 | 688.2276 | 638.8962 | 621.9015 | 661.2838 | 827.9007 | 962.5255 | 1020.6101 | 1066.7561 | 916.8564 | 828.9177 | 771.416 | 770.5467 | 648.5269 | 667.8328 | 787.6976 | 993.4254 | 1119.4213 | 1135.559 | 1078.9183 | 1059.7864 | 982.3729 | 927.1542 | 847.0219
2043-01-10 | 785.4604 | 726.717 | 679.0552 | 652.1057 | 663.2611 | 743.4684 | 860.5806 | 950.6675 | 972.7078 | 852.1386 | 771.2052 | 761.5224 | 718.2769 | 601.3975 | 616.0911 | 771.9822 | 1004.3892 | 1147.7338 | 1150.4974 | 1079.5308 | 1085.5938 | 1038.22 | 956.7343 | 896.2187
2043-01-11 | 758.5255 | 713.9843 | 674.3137 | 638.3171 | 651.2851 | 670.3069 | 733.0781 | 774.0705 | 846.639 | 779.5267 | 788.181 | 708.3058 | 738.9892 | 522.3747 | 689.4579 | 672.2684 | 909.0694 | 1080.1865 | 1156.5479 | 1163.5963 | 1163.1473 | 1050.1209 | 958.6837 | 866.7081
2043-01-12 | 862.5831 | 695.1188 | 656.4072 | 637.6155 | 682.0224 | 800.8848 | 929.4476 | 969.4673 | 971.2749 | 852.6389 | 855.8034 | 842.9173 | 774.8257 | 624.0094 | 733.8351 | 778.965 | 996.2867 | 1105.1541 | 1251.9724 | 1205.3261 | 1195.084 | 1091.0122 | 1025.4466 | 961.2672
2043-01-13 | 865.1403 | 778.5572 | 674.9752 | 646.1683 | 679.8351 | 853.0812 | 1003.9462 | 1077.5045 | 1035.814 | 873.6415 | 779.2773 | 773.3194 | 654.7686 | 594.9445 | 611.6113 | 812.0057 | 1010.4701 | 1162.726 | 1173.8565 | 1168.0291 | 1083.3266 | 1041.3706 | 955.4308 | 848.4439
2043-01-14 | 765.1744 | 712.4 | 669.6287 | 650.8252 | 681.6518 | 855.838 | 1012.1732 | 1081.6624 | 1070.1755 | 933.2642 | 832.1384 | 828.0464 | 824.861 | 680.5281 | 739.5207 | 879.5148 | 1079.033 | 1215.5112 | 1200.4786 | 1153.5918 | 1070.387 | 1065.587 | 982.5789 | 863.3446
2043-01-15 | 732.1936 | 686.2725 | 644.6727 | 628.6293 | 659.3481 | 840.408 | 982.2294 | 1053.0652 | 1070.0607 | 913.227 | 833.2201 | 830.7598 | 849.5728 | 719.2342 | 743.4159 | 862.7072 | 1077.6977 | 1164.5931 | 1173.9906 | 1122.7032 | 1071.0913 | 1031.5311 | 938.8131 | 828.4683
2043-01-16 | 764.1525 | 717.4256 | 669.6089 | 650.2425 | 689.9159 | 862.205 | 998.4789 | 1061.7273 | 1137.5915 | 992.1381 | 894.9403 | 835.228 | 870.4878 | 729.4487 | 740.9462 | 859.2514 | 1050.6812 | 1159.2834 | 1181.9781 | 1116.4454 | 1097.9659 | 1016.782 | 967.715 | 883.5396
2043-01-17 | 780.8494 | 720.7344 | 672.3248 | 646.3584 | 656.607 | 740.4545 | 853.0197 | 951.1956 | 976.09 | 864.0614 | 786.7078 | 762.6328 | 727.4264 | 584.5988 | 612.7502 | 720.7372 | 939.8375 | 1128.3131 | 1146.0159 | 1069.2055 | 1085.7747 | 1037.1077 | 949.765 | 891.5953
2043-01-18 | 753.9852 | 706.7654 | 669.6911 | 634.6484 | 645.9297 | 663.5688 | 720.248 | 751.5437 | 829.7538 | 741.7569 | 717.3963 | 615.4948 | 502.5003 | 414.504 | 583.7153 | 609.7845 | 846.6238 | 1015.7089 | 1121.208 | 1131.124 | 1127.3874 | 1043.4779 | 951.8949 | 853.5742
2043-01-19 | 881.8067 | 713.293 | 668.0663 | 636.0105 | 663.8018 | 717.1405 | 793.2998 | 838.9994 | 880.729 | 794.5998 | 792.6825 | 772.6064 | 662.3829 | 534.3114 | 644.464 | 702.7164 | 931.8345 | 1058.1679 | 1216.1614 | 1184.3735 | 1190.0419 | 1088.3304 | 1002.3872 | 940.8081
2043-01-20 | 831.2817 | 739.637 | 635.0607 | 616.6631 | 655.0064 | 823.3085 | 968.2767 | 1034.2159 | 1034.7076 | 897.2119 | 800.8322 | 845.4932 | 876.7511 | 832.6314 | 776.156 | 933.8955 | 1061.4065 | 1145.331 | 1141.8118 | 1150.6878 | 1053.202 | 1010.2506 | 922.0675 | 818.3525
2043-01-21 | 758.4799 | 707.3159 | 662.992 | 643.8159 | 674.5014 | 848.2392 | 1004.4213 | 1064.5156 | 1052.6577 | 945.8088 | 868.7789 | 873.7392 | 901.5882 | 720.174 | 734.6679 | 888.8533 | 1052.4299 | 1179.661 | 1190.9609 | 1151.0599 | 1065.7244 | 1050.3559 | 978.5923 | 855.5062
2043-01-22 | 739.7678 | 693.1638 | 651.9502 | 636.348 | 675.1846 | 858.0667 | 998.9749 | 1071.4165 | 1095.136 | 932.796 | 860.3786 | 835.8574 | 834.5348 | 706.435 | 709.7513 | 816.5417 | 1022.4706 | 1153.7769 | 1193.1644 | 1141.3999 | 1082.7891 | 1043.5065 | 951.003 | 837.5621
2043-01-23 | 710.4636 | 666.0326 | 613.7475 | 598.025 | 636.8192 | 799.3071 | 930.7551 | 981.505 | 1028.3002 | 862.2969 | 738.3842 | 698.5015 | 741.177 | 674.9703 | 678.249 | 784.0183 | 963.4489 | 1042.2204 | 1085.732 | 1041.7714 | 1019.603 | 937.9892 | 887.6842 | 812.0163
2043-01-24 | 738.9868 | 679.7217 | 632.019 | 608.4636 | 618.681 | 694.5894 | 803.626 | 895.8641 | 913.9772 | 777.7042 | 700.753 | 680.4545 | 673.703 | 546.2778 | 512.9579 | 623.3225 | 840.5888 | 1017.4237 | 1062.9681 | 1005.5579 | 1013.3507 | 971.0581 | 885.1791 | 829.5067
2043-01-25 | 726.4857 | 682.007 | 642.478 | 609.5542 | 621.2177 | 634.778 | 691.1798 | 721.055 | 792.5539 | 721.4851 | 687.1121 | 608.7079 | 667.8488 | 491.7539 | 642.5568 | 614.8185 | 796.5275 | 955.6268 | 1059.5714 | 1071.7861 | 1080.1179 | 1001.531 | 910.0923 | 820.1412
2043-01-26 | 866.5363 | 704.0932 | 664.0771 | 645.9166 | 690.9821 | 816.9126 | 940.8276 | 992.5065 | 978.7932 | 853.9165 | 827.1704 | 811.0587 | 706.5939 | 597.8669 | 683.7117 | 744.8195 | 951.1712 | 1053.8171 | 1232.3314 | 1200.5186 | 1196.7567 | 1090.9407 | 1025.1647 | 964.2736
2043-01-27 | 838.0981 | 751.639 | 649.8257 | 621.6294 | 654.5734 | 824.2922 | 972.9625 | 1046.8395 | 1021.3473 | 869.8986 | 785.5926 | 812.4453 | 828.0113 | 723.0844 | 723.457 | 911.6602 | 1033.7817 | 1133.4922 | 1144.4534 | 1143.2083 | 1055.3781 | 1027.8097 | 938.5546 | 828.7963
2043-01-28 | 735.214 | 681.8343 | 635.9127 | 619.5648 | 649.6231 | 817.9017 | 973.7021 | 1028.9611 | 992.0112 | 850.0106 | 762.5236 | 784.1311 | 808.6417 | 635.7879 | 607.094 | 739.4152 | 915.6366 | 1052.4371 | 1113.1392 | 1080.4912 | 995.0874 | 999.7827 | 928.7033 | 812.4443
2043-01-29 | 727.2905 | 683.1027 | 642.0872 | 626.7245 | 667.8274 | 853.9763 | 995.9199 | 1076.2196 | 1077.8795 | 899.7949 | 819.4864 | 791.6792 | 791.6102 | 664.4059 | 655.8296 | 752.12 | 991.4246 | 1107.7404 | 1162.5337 | 1112.5756 | 1054.4121 | 1022.4267 | 931.1721 | 825.7722
2043-01-30 | 744.9813 | 700.1387 | 653.3442 | 635.1906 | 672.9714 | 841.6623 | 982.592 | 1041.6829 | 1074.6452 | 917.2466 | 802.2499 | 760.8755 | 699.2349 | 649.8399 | 629.2894 | 762.1551 | 936.1138 | 1055.8589 | 1147.8831 | 1083.8066 | 1068.4766 | 986.2059 | 944.645 | 865.1312
2043-01-31 | 770.9917 | 711.5385 | 665.7773 | 639.6536 | 651.1408 | 735.0206 | 851.5522 | 945.2507 | 968.3326 | 838.049 | 767.6527 | 741.6319 | 677.6503 | 548.0559 | 574.7585 | 696.4271 | 911.8427 | 1079.128 | 1137.2422 | 1056.3369 | 1064.1613 | 1015.5372 | 932.945 | 880.112
2043-02-01 | 794.8606 | 763.7688 | 724.2868 | 686.3956 | 705.0221 | 743.901 | 795.2922 | 836.5117 | 890.1168 | 777.9596 | 795.8478 | 746.5132 | 698.972 | 567.9704 | 704.9134 | 671.747 | 870.4444 | 1067.3336 | 1142.4688 | 1170.7813 | 1170.7935 | 1075.0335 | 985.6156 | 902.2928
2043-02-02 | 887.2386 | 735.3856 | 690.96 | 670.5356 | 716.9021 | 843.203 | 957.7196 | 1015.2831 | 997.1228 | 908.4744 | 903.8568 | 862.7954 | 828.2089 | 647.3647 | 803.9098 | 784.623 | 1012.4039 | 1082.2233 | 1241.402 | 1224.2995 | 1229.0751 | 1116.6867 | 1039.9693 | 990.5255
2043-02-03 | 889.7101 | 818.7 | 712.7338 | 678.7304 | 715.4193 | 891.9048 | 1027.0437 | 1122.9371 | 1114.262 | 968.0844 | 855.8623 | 871.687 | 844.8976 | 789.8997 | 680.4573 | 812.9389 | 998.2837 | 1136.1212 | 1137.4033 | 1166.9982 | 1096.0498 | 1052.3421 | 963.4399 | 872.7114
2043-02-04 | 785.155 | 741.652 | 693.6544 | 670.9429 | 704.791 | 880.732 | 1023.5269 | 1086.4576 | 1065.5928 | 946.4385 | 837.2994 | 827.2224 | 863.4647 | 708.9445 | 670.5917 | 759.8262 | 962.1005 | 1114.0896 | 1123.384 | 1121.8159 | 1039.2385 | 1043.6852 | 962.1175 | 859.7801
2043-02-05 | 787.0032 | 754.2265 | 708.0869 | 686.3106 | 730.9826 | 922.7535 | 1048.1416 | 1122.159 | 1114.5714 | 911.0323 | 834.0056 | 812.7971 | 841.4267 | 717.7789 | 694.6228 | 756.9798 | 969.1186 | 1120.2706 | 1171.3738 | 1154.5571 | 1105.7335 | 1066.0438 | 970.2206 | 872.1717
2043-02-06 | 783.0084 | 750.2705 | 701.5563 | 679.8168 | 724.1277 | 903.3111 | 1023.3327 | 1090.852 | 1146.6423 | 996.9112 | 903.176 | 871.5729 | 866.779 | 792.262 | 706.8161 | 800.5614 | 994.3297 | 1122.1544 | 1164.1325 | 1133.1088 | 1126.0646 | 1043.0277 | 977.1134 | 909.5641
2043-02-07 | 821.7582 | 775.6057 | 726.0407 | 695.1437 | 714.1841 | 815.3733 | 923.8884 | 1018.0487 | 982.2394 | 817.6384 | 741.7586 | 734.5934 | 533.9702 | 534.3817 | 527.2229 | 661.5728 | 906.4994 | 1080.0451 | 1138.2816 | 1099.6704 | 1114.3843 | 1063.3026 | 965.2473 | 925.0041
2043-02-08 | 797.407 | 766.2161 | 724.7454 | 687.4665 | 704.7253 | 743.0055 | 787.8541 | 823.4917 | 868.2211 | 734.5713 | 709.0531 | 632.9663 | 493.1543 | 424.3043 | 609.471 | 610.1967 | 826.958 | 1008.8161 | 1120.8535 | 1157.6447 | 1160.2806 | 1071.0175 | 973.8766 | 897.2546
2043-02-09 | 914.8168 | 762.0543 | 720.0202 | 695.5114 | 742.4876 | 873.2607 | 995.2243 | 1037.6215 | 1004.1644 | 859.9232 | 848.3522 | 845.3418 | 683.3541 | 620.1432 | 694.513 | 724.6261 | 972.3054 | 1083.4451 | 1254.81 | 1246.4987 | 1244.8784 | 1138.6528 | 1069.0755 | 1020.4592
2043-02-10 | 918.0122 | 841.7373 | 740.2928 | 705.6507 | 743.1336 | 925.2887 | 1064.1644 | 1148.8354 | 1135.5279 | 950.5158 | 862.2473 | 844.1224 | 788.5267 | 678.7949 | 683.167 | 854.1966 | 1017.7489 | 1158.9382 | 1182.2428 | 1201.6087 | 1128.485 | 1093.9805 | 1003.7755 | 909.4889
2043-02-11 | 791.4768 | 753.413 | 706.8644 | 684.0382 | 718.6969 | 898.198 | 1038.3837 | 1084.693 | 1055.5044 | 910.1302 | 815.0372 | 807.8117 | 781.0008 | 654.803 | 633.0165 | 715.0685 | 912.2218 | 1085.5167 | 1119.7763 | 1117.2826 | 1052.6899 | 1056.5352 | 976.9245 | 875.8169
2043-02-12 | 782.1753 | 751.061 | 707.9185 | 685.9778 | 731.0512 | 924.1407 | 1038.8791 | 1108.3095 | 1084.0879 | 882.0642 | 784.7116 | 777.9709 | 645.6391 | 579.6941 | 570.9153 | 715.8553 | 982.8768 | 1090.3486 | 1160.906 | 1141.4965 | 1097.1552 | 1069.6914 | 973.1962 | 879.4737
2043-02-13 | 795.4714 | 760.5952 | 714.1448 | 689.805 | 731.81 | 913.4606 | 1014.3098 | 1091.8684 | 1172.1947 | 1052.2702 | 983.1638 | 822.4928 | 862.054 | 800.4896 | 735.3548 | 821.5999 | 990.3531 | 1109.0639 | 1152.2884 | 1120.1853 | 1111.8794 | 1032.7184 | 989.8938 | 918.1239
2043-02-14 | 810.2939 | 765.9686 | 717.9852 | 686.9358 | 705.9069 | 802.1503 | 910.7027 | 1004.6091 | 1022.203 | 891.2937 | 820.8297 | 843.6493 | 825.8013 | 754.7313 | 610.844 | 694.3893 | 908.5748 | 1062.1118 | 1111.7072 | 1086.5623 | 1102.2436 | 1051.5937 | 965.0189 | 921.1184
2043-02-15 | 810.7197 | 779.8825 | 743.8252 | 705.2565 | 726.0053 | 769.2913 | 829.0419 | 874.5166 | 940.3967 | 832.9561 | 762.6874 | 688.0609 | 605.3618 | 496.1076 | 624.0981 | 598.7488 | 808.2742 | 998.3706 | 1132.8982 | 1197.0715 | 1204.0287 | 1102.2871 | 1010.0381 | 928.933
2043-02-16 | 922.6964 | 770.8843 | 727.2438 | 689.8333 | 722.4713 | 789.4284 | 860.2972 | 873.982 | 898.8761 | 765.1973 | 735.8591 | 719.3413 | 571.6469 | 513.2037 | 585.7454 | 596.4493 | 840.0729 | 964.0576 | 1148.6171 | 1144.8317 | 1160.7535 | 1098.4912 | 1016.8923 | 976.8118
2043-02-17 | 887.4643 | 813.7494 | 708.2364 | 681.8556 | 722.463 | 902.127 | 1038.9577 | 1107.6523 | 1034.4831 | 875.8479 | 801.8952 | 800.5263 | 688.185 | 585.0636 | 564.2109 | 722.7635 | 906.4041 | 1068.5101 | 1115.9767 | 1160.539 | 1086.026 | 1059.6776 | 968.4063 | 875.4948
2043-02-18 | 807.3135 | 766.621 | 724.5662 | 701.2929 | 736.5828 | 920.1497 | 1061.4322 | 1105.5616 | 1067.2351 | 907.3308 | 857.0728 | 880.4011 | 902.4198 | 850.8722 | 764.9615 | 831.7247 | 1001.726 | 1126.5427 | 1148.1015 | 1141.0742 | 1075.7013 | 1081.6278 | 1006.5922 | 904.5863
2043-02-19 | 790.4228 | 758.231 | 715.31 | 694.1514 | 731.1374 | 927.2054 | 1057.151 | 1110.7756 | 1114.0974 | 926.8289 | 829.8891 | 806.4529 | 717.3234 | 611.9247 | 645.8007 | 752.0532 | 955.0032 | 1089.629 | 1156.0559 | 1151.1739 | 1107.4361 | 1083.9404 | 989.3318 | 895.8973
2043-02-20 | 796.2606 | 766.6914 | 718.2677 | 694.932 | 737.8331 | 919.4988 | 1042.5659 | 1096.6235 | 1119.3688 | 950.7412 | 858.6972 | 807.0278 | 756.1141 | 731.0804 | 725.9948 | 828.7783 | 965.149 | 1089.0225 | 1159.8313 | 1131.1665 | 1120.1794 | 1042.6491 | 991.4237 | 919.0307
2043-02-21 | 807.2257 | 760.41 | 715.2632 | 686.4836 | 705.4364 | 806.219 | 913.7166 | 979.6904 | 983.5616 | 820.8177 | 728.9565 | 718.0007 | 583.3223 | 566.7133 | 541.1955 | 643.7371 | 882.9631 | 1044.5642 | 1099.1196 | 1080.0049 | 1094.3698 | 1046.9165 | 952.2571 | 910.7551
2043-02-22 | 802.1562 | 773.5934 | 735.439 | 698.6091 | 717.668 | 759.2927 | 814.1559 | 837.3614 | 877.9762 | 777.6161 | 798.4369 | 711.3789 | 674.1648 | 528.8643 | 703.8915 | 687.2906 | 872.0203 | 1018.455 | 1128.2289 | 1164.8003 | 1177.3704 | 1091.9101 | 1000.1978 | 916.8352
2043-02-23 | 903.5295 | 750.8784 | 711.4809 | 688.6746 | 735.7213 | 865.6162 | 980.1533 | 1004.4589 | 988.4327 | 828.5158 | 816.4466 | 811.737 | 711.654 | 615.3335 | 725.5843 | 706.2785 | 920.828 | 1025.2629 | 1210.5228 | 1208.3073 | 1220.2844 | 1121.6855 | 1046.8913 | 997.216
2043-02-24 | 893.815 | 819.0312 | 714.5481 | 682.5721 | 718.622 | 897.2267 | 1032.0634 | 1094.0872 | 1071.0399 | 899.6287 | 789.7264 | 796.3317 | 784.7527 | 671.6637 | 641.8516 | 800.0202 | 944.7684 | 1102.6975 | 1129.8351 | 1170.4067 | 1090.2613 | 1059.5122 | 971.6036 | 878.4262
2043-02-25 | 769.5487 | 730.4202 | 683.6601 | 663.4283 | 698.2369 | 874.0562 | 1011.316 | 1037.3602 | 998.2855 | 853.5075 | 774.0864 | 773.6478 | 734.7937 | 644.4161 | 726.8037 | 808.651 | 928.6156 | 1061.9194 | 1095.9707 | 1099.9762 | 1026.366 | 1028.8516 | 948.8288 | 848.3845
2043-02-26 | 758.2185 | 728.7758 | 683.2639 | 662.9574 | 704.6952 | 891.9473 | 1013.3958 | 1063.4596 | 1055.7626 | 844.0291 | 758.6038 | 745.9462 | 620.1513 | 587.2326 | 563.5466 | 655.0158 | 910.7176 | 1050.3708 | 1123.0449 | 1123.51 | 1074.8051 | 1039.338 | 943.5007 | 851.0272
2043-02-27 | 753.201 | 720.6847 | 671.7631 | 650.7656 | 694.1093 | 864.7828 | 982.0186 | 1024.5444 | 1034.6197 | 828.4175 | 757.425 | 721.1111 | 597.9476 | 674.4136 | 695.8633 | 754.7095 | 933.3379 | 1048.4937 | 1094.2127 | 1079.9796 | 1060.1107 | 995.0009 | 925.2833 | 859.9345
2043-02-28 | 809.0056 | 766.9251 | 719.5881 | 691.0605 | 710.4038 | 812.0935 | 925.4606 | 995.2037 | 1020.8145 | 858.1121 | 801.236 | 805.6114 | 801.2988 | 697.8929 | 717.2345 | 784.7777 | 962.8529 | 1070.4377 | 1091.0305 | 1044.8315 | 1073.2199 | 1051.35 | 959.9453 | 919.0733
2043-03-01 | 917.8241 | 756.691 | 707.8635 | 661.4052 | 671.8799 | 697.0277 | 741.689 | 809.6894 | 874.0349 | 784.6079 | 772.5045 | 744.1663 | 669.908 | 519.3298 | 627.1184 | 632.9058 | 848.6645 | 992.7714 | 1157.4317 | 1146.6242 | 1166.1079 | 1112.147 | 1042.0199 | 987.579
2043-03-02 | 860.9224 | 770.3218 | 665.9534 | 633.8081 | 674.618 | 844.7729 | 976.2113 | 1064.8597 | 1012.5544 | 853.1687 | 790.5361 | 810.7906 | 747.9793 | 643.5076 | 570.9524 | 703.6388 | 900.4975 | 1060.4715 | 1138.8094 | 1176.4178 | 1066.2691 | 1058.3874 | 977.8457 | 867.366
2043-03-03 | 763.224 | 701.6488 | 659.7887 | 630.3083 | 660.122 | 826.2469 | 965.9292 | 1014.6419 | 991.0212 | 880.2352 | 795.2321 | 724.1552 | 670.1711 | 580.8491 | 649.0684 | 753.7063 | 903.1528 | 1042.0516 | 1088.2545 | 1112.9834 | 1017.9114 | 1029.2563 | 938.0403 | 832.6732
2043-03-04 | 757.519 | 722.7724 | 675.3919 | 644.3878 | 672.7181 | 852.7517 | 977.2191 | 1076.0048 | 1077.0045 | 900.6345 | 811.3939 | 813.7771 | 767.8387 | 651.6254 | 714.5122 | 812.1727 | 994.1243 | 1083.0806 | 1121.6647 | 1095.669 | 1035.3496 | 1047.1016 | 972.8043 | 861.2046
2043-03-05 | 750.2601 | 710.1688 | 668.5986 | 638.3228 | 676.9921 | 845.2465 | 964.2598 | 1004.494 | 1007.5843 | 842.3001 | 761.6654 | 613.787 | 516.1359 | 505.4237 | 497.6765 | 604.6532 | 812.7703 | 984.5968 | 1089.7057 | 1090.5772 | 1064.505 | 1027.9905 | 938.165 | 855.2677
2043-03-06 | 771.5716 | 727.3258 | 682.0294 | 650.6972 | 686.6679 | 837.4426 | 980.9335 | 1036.0205 | 1007.5088 | 835.8286 | 759.0521 | 656.731 | 529.8878 | 510.0287 | 515.7831 | 643.3604 | 829.4637 | 1006.4831 | 1068.6301 | 1032.9299 | 1030.1893 | 1012.8214 | 955.9064 | 899.3748
2043-03-07 | 773.9645 | 735.5892 | 699.2653 | 653.4328 | 665.9432 | 707.1435 | 770.3554 | 800.4647 | 832.2695 | 725.6558 | 708.2386 | 551.7771 | 475.4414 | 425.9452 | 616.7316 | 614.6322 | 790.4942 | 951.0082 | 1068.4766 | 1091.5398 | 1085.4596 | 1025.8404 | 981.5395 | 917.8619
2043-03-08 | 894.7043 | 734.6475 | 687.2166 | 635.1381 | 642.7352 | 640.3671 | 684.4975 | 732.459 | 775.7896 | 697.4949 | 693.195 | 681.9975 | 526.8643 | 512.2033 | 629.1128 | 594.6656 | 801.2156 | 916.2073 | 1123.9265 | 1117.2128 | 1174.5949 | 1090.9273 | 1025.6817 | 961.7774
2043-03-09 | 884.1977 | 785.6762 | 680.7614 | 640.0238 | 673.6814 | 811.7205 | 976.5714 | 1071.3093 | 1031.547 | 880.241 | 781.1901 | 793.4289 | 645.1109 | 576.0326 | 599.0394 | 723.083 | 893.2627 | 1065.162 | 1153.7223 | 1180.1761 | 1109.3872 | 1108.6937 | 1012.9773 | 900.5953
2043-03-10 | 785.3593 | 720.5536 | 679.7889 | 639.1032 | 658.7965 | 793.7814 | 967.591 | 1012.6359 | 979.8607 | 812.6061 | 742.8893 | 684.5863 | 542.6261 | 511.2 | 541.9278 | 683.5683 | 853.944 | 1021.7933 | 1088.7251 | 1119.276 | 1074.8459 | 1081.8405 | 982.7945 | 865.9929
2043-03-11 | 762.5325 | 719.2915 | 670.2848 | 629.7082 | 646.2913 | 798.4052 | 954.4496 | 1038.5411 | 1057.3907 | 889.5882 | 818.2007 | 814.7104 | 798.7094 | 645.3859 | 679.3447 | 746.4867 | 941.6427 | 1071.2592 | 1130.4865 | 1100.7547 | 1073.3999 | 1072.2603 | 988.6838 | 877.9672
2043-03-12 | 776.053 | 726.988 | 686.4807 | 646.4722 | 672.1091 | 810.1282 | 963.2125 | 1033.7661 | 1090.8296 | 941.6745 | 848.8055 | 796.555 | 749.9854 | 667.1888 | 621.5167 | 674.9016 | 860.2559 | 1018.0976 | 1137.8324 | 1135.8758 | 1147.4881 | 1095.2643 | 987.3044 | 897.1979
2043-03-13 | 791.7081 | 739.1808 | 691.2919 | 651.4196 | 676.3418 | 799.4011 | 972.8028 | 1027.1094 | 1032.1685 | 865.8722 | 784.1889 | 764.1714 | 622.5442 | 641.4938 | 650.3945 | 744.449 | 927.5055 | 1067.6957 | 1113.9181 | 1067.6562 | 1064.8025 | 1087.2992 | 995.6758 | 936.3902
2043-03-14 | 785.834 | 746.8712 | 710.609 | 654.5566 | 662.0249 | 686.8049 | 751.2077 | 772.3396 | 826.7906 | 775.5948 | 791.3235 | 694.9839 | 587.6762 | 534.9442 | 658.3667 | 655.9455 | 827.5818 | 987.7293 | 1101.1385 | 1126.8404 | 1123.453 | 1057.9672 | 1009.0472 | 933.8905
2043-03-15 | 897.5059 | 732.3064 | 682.2146 | 633.2606 | 640.5239 | 649.6675 | 693.305 | 717.0356 | 793.0054 | 683.3221 | 669.521 | 615.9364 | 455.0343 | 395.8432 | 527.6002 | 573.7976 | 766.5753 | 907.9797 | 1130.5287 | 1132.3254 | 1170.9878 | 1101.1315 | 1030.9312 | 968.9194
2043-03-16 | 846.7564 | 750.9194 | 640.8073 | 604.4769 | 638.0236 | 778.8414 | 938.4928 | 984.2475 | 930.629 | 778.823 | 667.0358 | 635.6582 | 507.3941 | 533.4087 | 508.7645 | 642.7816 | 838.2011 | 1017.8766 | 1106.6155 | 1164.9686 | 1064.399 | 1057.5544 | 959.4492 | 842.3192
2043-03-17 | 769.2343 | 705.5528 | 661.9333 | 624.4393 | 643.369 | 786.4898 | 956.2787 | 981.9571 | 942.8033 | 796.893 | 705.2034 | 574.4723 | 498.1713 | 449.4704 | 477.022 | 612.0033 | 812.571 | 993.5068 | 1072.6923 | 1125.312 | 1059.4094 | 1056.7401 | 959.9816 | 846.7746
2043-03-18 | 743.169 | 700.997 | 650.6973 | 611.4199 | 627.8359 | 780.6262 | 936.5999 | 994.2902 | 995.8496 | 807.8104 | 707.1661 | 673.4338 | 550.0198 | 519.8839 | 576.7123 | 651.9483 | 870.952 | 1019.1013 | 1112.2025 | 1091.5985 | 1051.2087 | 1039.4896 | 954.4136 | 840.0436
2043-03-19 | 754.2714 | 706.3673 | 662.1284 | 623.8839 | 648.468 | 792.5399 | 942.8548 | 971.3178 | 1009.7715 | 885.0641 | 814.232 | 780.2228 | 699.1242 | 661.2643 | 653.1858 | 677.8044 | 850.0608 | 996.0874 | 1121.0249 | 1125.4025 | 1119.2436 | 1058.1392 | 950.3954 | 858.1174
2043-03-20 | 776.1734 | 724.7767 | 674.6165 | 636.7462 | 663.6636 | 792.4677 | 962.2781 | 997.8023 | 1010.722 | 832.6656 | 788.3276 | 769.9462 | 614.01 | 644.0629 | 685.4362 | 763.3247 | 923.4768 | 1053.5098 | 1104.429 | 1075.1848 | 1057.8639 | 1066.1325 | 975.6802 | 910.4115
2043-03-21 | 790.7408 | 749.9013 | 711.9247 | 655.7484 | 662.6694 | 686.8842 | 751.6099 | 769.8096 | 840.9303 | 780.8258 | 790.2935 | 684.3655 | 580.3928 | 472.9119 | 617.0095 | 625.321 | 806.0698 | 970.8235 | 1105.7072 | 1138.3222 | 1119.5029 | 1057.5577 | 1010.7767 | 939.1721
2043-03-22 | 921.7292 | 756.9321 | 708.0201 | 656.8124 | 664.3966 | 678.8184 | 723.8625 | 738.6294 | 823.0773 | 746.6885 | 751.3266 | 758.6392 | 669.2304 | 543.4048 | 657.8898 | 620.4614 | 870.9842 | 980.1506 | 1173.641 | 1158.2896 | 1207.3684 | 1129.6867 | 1056.4888 | 993.2282
2043-03-23 | 882.2622 | 785.4157 | 676.2931 | 638.8057 | 664.911 | 815.0785 | 980.874 | 1027.6358 | 984.4988 | 836.8303 | 765.1188 | 767.5912 | 585.6083 | 572.1884 | 578.753 | 743.5015 | 912.0116 | 1059.369 | 1134.881 | 1185.893 | 1105.9714 | 1099.2589 | 1001.2893 | 891.9158
2043-03-24 | 788.1243 | 724.5019 | 683.3523 | 643.1147 | 662.761 | 809.3227 | 983.0145 | 1000.9277 | 985.6684 | 889.2068 | 789.221 | 804.5262 | 774.5559 | 645.7237 | 653.2589 | 709.702 | 873.6956 | 1037.6701 | 1093.9408 | 1129.0826 | 1072.8429 | 1065.1473 | 980.782 | 869.1302
2043-03-25 | 776.5492 | 732.2286 | 687.1392 | 645.9211 | 663.6918 | 813.7549 | 977.2916 | 997.6808 | 1016.7613 | 850.3396 | 807.5965 | 815.5982 | 695.0135 | 631.2903 | 657.159 | 735.7865 | 932.1934 | 1064.1694 | 1141.6718 | 1121.7292 | 1090.8311 | 1088.6922 | 1005.7887 | 894.181
2043-03-26 | 810.586 | 766.0191 | 718.0254 | 659.3658 | 656.3266 | 719.9366 | 802.2394 | 809.9572 | 907.6163 | 786.5309 | 726.9909 | 603.6709 | 479.2006 | 470.8562 | 450.3435 | 562.3514 | 776.7223 | 975.9274 | 1079.3533 | 1062.2529 | 1103.1721 | 1078.0303 | 972.5006 | 890.5794
2043-03-27 | 815.0925 | 759.6503 | 706.1155 | 652.4342 | 663.3186 | 717.062 | 816.4587 | 819.7613 | 883.9456 | 737.9745 | 677.8737 | 471.7694 | 401.3308 | 395.4673 | 409.8577 | 542.9831 | 799.0757 | 1007.1781 | 1063.2031 | 1018.0972 | 1012.6465 | 1064.5361 | 975.0682 | 923.0159
2043-03-28 | 792.6797 | 743.8238 | 700.5692 | 653.624 | 664.3733 | 688.8878 | 752.8983 | 723.0303 | 822.6357 | 770.4062 | 800.8753 | 662.7192 | 555.2295 | 473.6797 | 588.979 | 575.764 | 768.2689 | 998.3557 | 1137.6304 | 1167.0609 | 1139.9406 | 1062.2202 | 1015.4067 | 944.285
2043-03-29 | 919.0329 | 750.4607 | 699.7606 | 649.2144 | 662.6234 | 679.0562 | 717.6759 | 714.9841 | 781.9883 | 689.5328 | 648.0795 | 575.6887 | 420.328 | 349.7623 | 492.6009 | 540.4416 | 787.8315 | 943.881 | 1166.5197 | 1157.5687 | 1200.6908 | 1118.9225 | 1052.447 | 987.4606
2043-03-30 | 888.4413 | 788.3495 | 680.8174 | 643.2167 | 683.1366 | 833.9614 | 980.9122 | 996.5694 | 963.2752 | 785.5686 | 691.4148 | 635.7056 | 495.086 | 478.8505 | 494.8521 | 632.3006 | 842.8002 | 1063.965 | 1166.2178 | 1206.522 | 1121.3681 | 1107.5055 | 1010.6832 | 905.6616
2043-03-31 | 810.5492 | 742.2346 | 700.1631 | 661.1501 | 690.1408 | 839.5585 | 990.6484 | 989.5541 | 972.5028 | 858.8687 | 802.5769 | 809.8076 | 727.112 | 651.0566 | 645.3233 | 736.7276 | 940.4929 | 1115.4974 | 1166.3749 | 1182.2702 | 1115.2493 | 1110.4401 | 1013.9189 | 903.0556
2043-04-01 | 817.6996 | 775.13 | 716.3828 | 683.8856 | 713.4776 | 865.3485 | 1005.5579 | 1047.6526 | 1077.694 | 885.5435 | 830.2019 | 784.4008 | 663.7285 | 614.1413 | 671.5912 | 790.506 | 1057.1533 | 1158.4685 | 1214.2453 | 1184.9556 | 1185.2818 | 1163.6139 | 1062.3569 | 959.5604
2043-04-02 | 812.3816 | 763.279 | 709.7837 | 679.6231 | 719.0126 | 857.169 | 977.9484 | 997.6863 | 1073.1217 | 940.6531 | 866.1969 | 756.4268 | 676.5414 | 685.5649 | 716.2557 | 803.6018 | 1007.0455 | 1122.632 | 1195.478 | 1184.4708 | 1220.3396 | 1151.384 | 1024.9273 | 948.0931
2043-04-03 | 814.3961 | 763.4019 | 700.7161 | 668.2476 | 707.0892 | 828.803 | 984.9818 | 998.2698 | 1025.369 | 842.8054 | 780.035 | 604.4115 | 547.1966 | 616.9855 | 682.3451 | 821.9863 | 981.0383 | 1104.5348 | 1129.8624 | 1086.7376 | 1111.6552 | 1120.2363 | 1011.3229 | 965.5067
2043-04-04 | 813.9256 | 772.7069 | 720.8015 | 672.856 | 688.4158 | 708.4644 | 770.8682 | 752.3794 | 867.8848 | 808.3371 | 791.2719 | 613.9701 | 536.7067 | 417.6239 | 582.2559 | 634.555 | 828.067 | 1011.9275 | 1105.9794 | 1136.845 | 1157.801 | 1083.8124 | 1024.8861 | 970.7292
2043-04-05 | 925.2787 | 763.9339 | 699.5876 | 654.4127 | 670.0744 | 670.9151 | 708.5691 | 705.8632 | 776.7172 | 695.3507 | 691.369 | 608.4134 | 533.942 | 389.5237 | 527.8002 | 549.3151 | 826.0224 | 948.9435 | 1149.496 | 1144.9906 | 1222.1971 | 1126.2942 | 1042.8737 | 1002.1192
2043-04-06 | 892.8194 | 797.1536 | 678.7729 | 650.4382 | 694.2016 | 837.6733 | 977.7797 | 997.2977 | 962.7746 | 819.939 | 723.2957 | 687.2228 | 545.4388 | 532.6713 | 550.9755 | 689.3479 | 919.2205 | 1072.6169 | 1146.7623 | 1193.3197 | 1136.3968 | 1111.5147 | 1005.1262 | 916.1717
2043-04-07 | 794.5449 | 732.496 | 676.3318 | 646.1939 | 676.634 | 814.0644 | 963.7939 | 979.997 | 991.7952 | 874.2862 | 771.7788 | 762.8283 | 727.6609 | 643.5197 | 751.8456 | 858.8435 | 997.5143 | 1098.9543 | 1122.4125 | 1151.8077 | 1108.7276 | 1084.7492 | 975.9283 | 883.2177
2043-04-08 | 760.5389 | 721.8568 | 661.9518 | 633.6663 | 662.7004 | 808.0176 | 939.9339 | 980.5652 | 1029.6346 | 845.3529 | 762.0383 | 743.2291 | 634.836 | 607.4775 | 625.3989 | 724.7106 | 951.3579 | 1050.2961 | 1119.2444 | 1101.5311 | 1094.4261 | 1074.1799 | 968.7333 | 879.4603
2043-04-09 | 771.1548 | 726.3229 | 671.7755 | 643.4604 | 680.7773 | 814.1486 | 944.0448 | 933.5678 | 999.9419 | 841.9266 | 750.4194 | 573.0325 | 575.3906 | 558.5581 | 569.7245 | 661.8556 | 876.8599 | 1019.7217 | 1117.7881 | 1127.2251 | 1157.2528 | 1092.3525 | 960.8623 | 896.296
2043-04-10 | 785.8834 | 736.8891 | 676.126 | 644.0404 | 682.1265 | 802.6599 | 947.8838 | 951.0779 | 959.5778 | 801.5696 | 737.294 | 570.4424 | 545.9052 | 536.9289 | 589.4835 | 716.175 | 914.1038 | 1046.0376 | 1091.4936 | 1058.3829 | 1076.4282 | 1078.0151 | 967.5969 | 930.4059
2043-04-11 | 795.7349 | 755.8055 | 704.3335 | 656.4584 | 671.6544 | 690.2585 | 745.7668 | 745.2243 | 847.7319 | 773.7679 | 801.772 | 643.5553 | 536.5352 | 405.9096 | 570.2971 | 607.8314 | 831.8424 | 980.6744 | 1094.4931 | 1136.6047 | 1145.3565 | 1069.2553 | 1013.0316 | 961.0968
2043-04-12 | 917.5101 | 751.1992 | 684.493 | 639.8846 | 653.6549 | 653.4193 | 678.0025 | 665.6573 | 757.0227 | 681.1856 | 653.4766 | 510.7934 | 453.4379 | 364.4973 | 482.6304 | 543.122 | 777.349 | 938.5427 | 1139.8729 | 1138.1137 | 1196.2647 | 1101.4869 | 1019.1489 | 983.95
2043-04-13 | 901.4186 | 806.0185 | 696.0895 | 660.1242 | 708.9548 | 850.5212 | 992.4369 | 1010.2579 | 982.1338 | 838.7599 | 707.2839 | 639.6898 | 541.1495 | 527.189 | 587.5806 | 785.5696 | 1002.0473 | 1114.8983 | 1174.3262 | 1207.7927 | 1146.6543 | 1124.7387 | 1020.2691 | 927.9908
2043-04-14 | 811.087 | 747.6714 | 690.3896 | 657.9829 | 688.2946 | 828.4899 | 977.617 | 988.3425 | 1006.5477 | 855.4734 | 757.3711 | 767.9563 | 683.4304 | 633.5667 | 643.4235 | 771.138 | 964.3031 | 1094.8667 | 1121.1652 | 1166.7537 | 1124.148 | 1102.1342 | 993.1809 | 904.0883
2043-04-15 | 789.7967 | 749.1983 | 690.8036 | 659.1 | 688.0108 | 839.646 | 976.2555 | 992.3838 | 1001.7279 | 835.5939 | 739.7259 | 611.2137 | 578.4582 | 542.0113 | 616.1837 | 707.1684 | 936.7495 | 1067.9194 | 1144.574 | 1129.8987 | 1133.3448 | 1111.8817 | 1008.1387 | 914.1392
2043-04-16 | 796.8428 | 750.3484 | 695.8346 | 669.0262 | 707.8729 | 846.1864 | 970.5442 | 972.369 | 1035.5469 | 900.8271 | 836.9211 | 726.543 | 688.1602 | 684.8236 | 650.8443 | 738.3795 | 936.2171 | 1074.5061 | 1137.3421 | 1150.5644 | 1194.3001 | 1126.1341 | 1000.1774 | 926.3121
2043-04-17 | 816.5905 | 766.754 | 707.8068 | 676.239 | 714.8076 | 841.7342 | 964.8809 | 1006.0605 | 1071.4937 | 929.0993 | 860.0635 | 809.0632 | 676.6668 | 688.6894 | 717.2214 | 825.8977 | 1026.5761 | 1152.1999 | 1151.3824 | 1112.8884 | 1131.9919 | 1126.3495 | 1020.2594 | 979.9008
2043-04-18 | 821.4059 | 779.4826 | 730.3251 | 680.4099 | 695.0628 | 717.635 | 768.014 | 748.4971 | 823.3459 | 751.8495 | 751.8346 | 468.9399 | 471.3078 | 377.4153 | 566.4525 | 588.669 | 805.6038 | 987.8939 | 1109.6321 | 1141.4668 | 1151.279 | 1081.8344 | 1024.239 | 976.5035
2043-04-19 | 939.0313 | 777.7595 | 715.8345 | 670.1549 | 685.8469 | 691.99 | 715.3369 | 727.9187 | 850.8138 | 780.1993 | 763.6329 | 734.5546 | 593.0201 | 483.3947 | 630.4356 | 661.5417 | 914.1023 | 1013.8449 | 1179.8201 | 1167.2077 | 1246.3725 | 1153.514 | 1066.3945 | 1020.9951
2043-04-20 | 909.5383 | 813.0324 | 694.9821 | 665.8227 | 710.0168 | 843.1265 | 973.8898 | 1005.4611 | 1000.2633 | 875.8668 | 817.9116 | 844.3757 | 745.9451 | 651.3217 | 661.3535 | 808.2342 | 968.1069 | 1100.698 | 1161.5558 | 1198.9065 | 1144.2451 | 1127.604 | 1019.3255 | 931.437
2043-04-21 | 813.4588 | 750.8409 | 694.582 | 663.9779 | 694.2728 | 832.3605 | 972.744 | 983.6183 | 980.6218 | 879.1224 | 793.5177 | 733.4415 | 646.2339 | 636.6913 | 696.2495 | 805.1727 | 984.5786 | 1093.5766 | 1149.6716 | 1182.0158 | 1137.8829 | 1115.6438 | 1006.9225 | 918.4226
2043-04-22 | 800.4481 | 761.2069 | 700.7 | 668.8719 | 698.7489 | 853.5311 | 984.1943 | 1002.9876 | 1061.2291 | 857.4528 | 776.1847 | 667.0833 | 686.6218 | 703.7831 | 721.6163 | 803.1926 | 1034.2368 | 1134.2784 | 1195.5813 | 1168.671 | 1156.2671 | 1129.5364 | 1030.8896 | 936.7002
2043-04-23 | 807.339 | 762.7753 | 708.4169 | 677.8001 | 715.3453 | 861.2648 | 989.6904 | 991.0751 | 1045.4307 | 921.2059 | 854.7787 | 748.3988 | 740.9894 | 701.9623 | 686.8079 | 796.589 | 1007.2197 | 1106.3175 | 1194.4369 | 1194.9836 | 1213.5731 | 1140.6753 | 1013.5245 | 947.0306
2043-04-24 | 818.0394 | 771.1221 | 708.2698 | 673.6863 | 711.3613 | 840.5733 | 983.3757 | 977.9911 | 1033.1428 | 878.0127 | 823.3908 | 725.6954 | 665.6553 | 640.1386 | 690.952 | 822.8092 | 989.5559 | 1122.6502 | 1146.8797 | 1118.4315 | 1123.4777 | 1125.0152 | 1014.7956 | 976.4527
2043-04-25 | 819.9162 | 782.7775 | 731.6189 | 680.7102 | 695.1581 | 717.7744 | 770.1763 | 746.3136 | 821.2946 | 725.6975 | 733.5928 | 468.7531 | 529.202 | 396.2689 | 592.5625 | 595.813 | 810.5035 | 982.4752 | 1109.2239 | 1156.2889 | 1171.1119 | 1103.3158 | 1036.5264 | 985.8437
2043-04-26 | 949.0293 | 781.5689 | 716.6183 | 670.345 | 681.9666 | 691.62 | 706.9222 | 695.5319 | 794.0357 | 698.8117 | 687.9055 | 546.1517 | 533.948 | 462.6984 | 612.6156 | 632.9422 | 887.3426 | 982.1296 | 1182.6603 | 1170.9924 | 1248.0717 | 1142.4712 | 1064.1387 | 1021.0604
2043-04-27 | 904.2544 | 808.3486 | 691.897 | 661.6226 | 705.8698 | 855.3809 | 992.7484 | 1011.4427 | 995.0994 | 837.1484 | 739.8775 | 743.4811 | 659.01 | 648.3875 | 690.8425 | 837.5845 | 1007.8372 | 1119.7712 | 1182.8073 | 1225.3409 | 1154.7532 | 1135.1108 | 1033.4898 | 938.7071
2043-04-28 | 814.9869 | 745.0214 | 687.3057 | 657.8342 | 694.0589 | 829.2306 | 961.1826 | 958.3206 | 973.8344 | 842.6424 | 763.3513 | 732.3114 | 637.8784 | 614.2543 | 652.1485 | 743.9738 | 948.2575 | 1081.5425 | 1121.9348 | 1164.4866 | 1116.5708 | 1095.4016 | 984.4087 | 897.3328
2043-04-29 | 783.9084 | 744.7919 | 682.7744 | 653.9648 | 686.5362 | 831.1307 | 952.667 | 963.8908 | 980.5046 | 787.1561 | 734.5413 | 604.0984 | 633.8651 | 613.2623 | 684.0663 | 798.8041 | 1009.7382 | 1094.8188 | 1149.3019 | 1146.144 | 1118.6305 | 1098.2112 | 997.6489 | 904.0643
2043-04-30 | 782.1578 | 739.6319 | 682.7074 | 655.0568 | 696.5706 | 828.399 | 948.9323 | 952.0409 | 1037.4123 | 924.1159 | 845.9664 | 751.3128 | 670.6052 | 671.4826 | 617.7698 | 731.0463 | 924.7115 | 1039.3965 | 1112.1135 | 1126.3678 | 1173.4711 | 1102.5813 | 980.5435 | 911.8909
2043-05-01 | 838.7224 | 772.6231 | 727.9896 | 705.2372 | 742.8246 | 844.4794 | 930.5385 | 917.8496 | 939.3831 | 761.7586 | 728.7813 | 567.6906 | 569.3939 | 564.861 | 645.3233 | 745.7504 | 966.5574 | 1095.6055 | 1092.5893 | 1070.8774 | 1077.9595 | 1090.1544 | 1008.3454 | 964.1743
2043-05-02 | 843.2979 | 787.0872 | 751.8465 | 713.1678 | 727.0686 | 738.0458 | 769.1583 | 708.0737 | 815.773 | 750.7706 | 749.8733 | 557.3697 | 555.6079 | 473.9303 | 645.3008 | 633.7329 | 795.2166 | 982.6672 | 1087.9901 | 1135.1516 | 1138.9684 | 1067.9752 | 1033.6866 | 979.6639
2043-05-03 | 969.826 | 789.371 | 743.4611 | 707.8883 | 722.7246 | 723.2428 | 718.7682 | 676.8089 | 779.8589 | 720.1198 | 722.5001 | 637.8848 | 553.0642 | 531.3295 | 663.1744 | 673.5701 | 877.7791 | 981.7363 | 1155.4377 | 1156.624 | 1223.3593 | 1140.2537 | 1083.197 | 1037.3351
2043-05-04 | 950.4908 | 840.8613 | 736.9175 | 714.4902 | 758.4486 | 874.2765 | 985.8216 | 991.2701 | 1048.9374 | 902.4668 | 810.3023 | 914.9336 | 804.5956 | 698.2616 | 715.0277 | 860.0932 | 1025.6729 | 1161.3178 | 1163.9532 | 1195.6502 | 1141.1483 | 1127.8799 | 1051.1231 | 958.0484
2043-05-05 | 867.5213 | 785.5209 | 749.1149 | 724.9545 | 745.6154 | 868.8367 | 992.4679 | 981.5319 | 997.7505 | 876.2804 | 794.3058 | 744.4609 | 649.3778 | 607.1066 | 639.6653 | 760.327 | 949.6064 | 1097.5553 | 1141.9973 | 1180.322 | 1132.3667 | 1124.1405 | 1048.0498 | 947.5081
2043-05-06 | 834.7822 | 775.9459 | 734.6468 | 713.7935 | 741.0095 | 874.0523 | 980.1857 | 992.4545 | 1005.1049 | 827.0476 | 713.9617 | 585.6219 | 581.9979 | 576.5614 | 629.1623 | 753.4198 | 970.3611 | 1110.3141 | 1147.5934 | 1152.552 | 1137.1444 | 1120.2073 | 1051.954 | 951.9816
2043-05-07 | 840.2219 | 776.4994 | 735.6989 | 713.7433 | 749.5809 | 869.2628 | 966.4777 | 953.9131 | 1018.4881 | 871.8179 | 812.9011 | 706.4404 | 644.8791 | 635.1919 | 641.4153 | 741.5991 | 953.1261 | 1087.2547 | 1141.8635 | 1161.7511 | 1186.1402 | 1118.44 | 1029.9081 | 951.4176
2043-05-08 | 853.1555 | 791.0359 | 746.4953 | 721.872 | 756.9818 | 865.6455 | 983.1284 | 976.6861 | 1007.1404 | 876.2593 | 821.0653 | 802.7137 | 783.5274 | 801.8877 | 847.5685 | 949.3653 | 1060.5209 | 1133.3907 | 1119.1932 | 1091.1852 | 1102.9204 | 1119.3203 | 1039.2671 | 994.2277
2043-05-09 | 843.5486 | 787.0197 | 752.0033 | 715.2634 | 729.6518 | 739.6214 | 755.9421 | 714.6951 | 811.6041 | 735.7677 | 737.3231 | 563.1919 | 542.464 | 451.52 | 604.282 | 634.5323 | 821.3514 | 1002.9603 | 1085.8002 | 1135.2177 | 1140.61 | 1067.3351 | 1033.5326 | 979.2298
2043-05-10 | 978.7654 | 799.8652 | 754.9859 | 717.261 | 732.4759 | 729.5897 | 736.6901 | 738.9041 | 813.5453 | 692.0672 | 691.9044 | 606.6993 | 524.6103 | 449.9737 | 578.4882 | 622.629 | 832.8652 | 967.624 | 1142.6327 | 1162.5682 | 1230.0514 | 1153.3484 | 1101.2893 | 1054.0378
2043-05-11 | 950.027 | 837.3645 | 735.966 | 713.9381 | 756.5654 | 875.6771 | 952.1093 | 969.2989 | 972.9256 | 809.5078 | 740.1598 | 635.3861 | 634.7024 | 599.9447 | 598.2383 | 754.1013 | 964.1544 | 1117.1271 | 1155.9218 | 1202.2536 | 1144.2256 | 1134.3225 | 1053.3009 | 960.0492
2043-05-12 | 837.805 | 756.972 | 715.7231 | 696.7639 | 728.1452 | 840.8219 | 951.5413 | 901.7457 | 900.1648 | 792.9623 | 703.7307 | 550.5527 | 532.1188 | 497.5453 | 541.2501 | 678.2642 | 873.7986 | 1034.5621 | 1062.9745 | 1136.4971 | 1093.0745 | 1080.5448 | 1000.5254 | 909.4706
2043-05-13 | 814.4646 | 757.4258 | 713.7157 | 693.9228 | 721.9856 | 849.4119 | 941.3643 | 928.9126 | 919.5992 | 756.6562 | 667.7138 | 533.4305 | 546.9247 | 503.7497 | 554.3158 | 669.5118 | 906.286 | 1035.9465 | 1087.2898 | 1117.8752 | 1099.8024 | 1090.1926 | 1017.0098 | 921.8792
2043-05-14 | 817.2681 | 755.6195 | 713.7095 | 691.0972 | 730.6429 | 845.4643 | 936.6567 | 908.6767 | 977.7482 | 843.492 | 786.135 | 701.1912 | 662.9929 | 623.984 | 625.9947 | 701.3589 | 879.7728 | 1007.4569 | 1087.6274 | 1121.5255 | 1149.1588 | 1083.8916 | 995.5245 | 923.4528
2043-05-15 | 842.8319 | 778.1753 | 734.0148 | 710.5479 | 745.9934 | 853.3313 | 970.0093 | 931.3202 | 955.7683 | 805.198 | 728.0469 | 577.4159 | 565.6786 | 545.4577 | 599.6516 | 692.7242 | 898.8545 | 1070.6151 | 1088.2159 | 1067.8084 | 1089.7331 | 1096.4848 | 1025.2778 | 976.7785
2043-05-16 | 858.8339 | 804.1276 | 767.907 | 727.2031 | 742.2423 | 756.9396 | 776.3074 | 736.9591 | 831.1632 | 739.9429 | 734.7321 | 514.9683 | 552.5098 | 443.1737 | 606.6432 | 618.7683 | 803.8096 | 971.3505 | 1088.2523 | 1153.8052 | 1156.8772 | 1085.287 | 1052.2322 | 999.3983
2043-05-17 | 972.7595 | 794.4218 | 750.9948 | 713.2897 | 728.8199 | 725.0922 | 717.0959 | 702.4229 | 800.9606 | 725.3713 | 688.1936 | 607.4338 | 521.6208 | 453.3577 | 594.9487 | 639.9706 | 810.4425 | 938.5103 | 1132.377 | 1156.6244 | 1222.1505 | 1137.9817 | 1086.4014 | 1042.5498
2043-05-18 | 948.1991 | 838.7478 | 732.1458 | 710.3276 | 752.9308 | 879.9611 | 981.949 | 985.5963 | 977.2179 | 834.5829 | 726.7796 | 612.9288 | 584.2926 | 535.377 | 578.0494 | 751.6426 | 928.7585 | 1073.3849 | 1123.6863 | 1185.0864 | 1132.9992 | 1122.0448 | 1045.6095 | 953.4304
2043-05-19 | 859.3877 | 779.1871 | 742.2579 | 719.3919 | 750.8694 | 877.3401 | 980.7974 | 920.1947 | 926.3203 | 805.9976 | 710.0372 | 542.6484 | 589.237 | 520.7331 | 576.2452 | 693.8142 | 888.9951 | 1045.169 | 1088.8632 | 1152.5216 | 1118.6893 | 1108.8255 | 1029.1664 | 935.8103
2043-05-20 | 831.2067 | 775.0087 | 733.7797 | 711.4118 | 740.6187 | 876.3986 | 970.6782 | 947.8661 | 947.9073 | 778.1235 | 713.5776 | 650.0857 | 657.4112 | 596.5577 | 633.3485 | 727.164 | 935.06 | 1070.8555 | 1120.4363 | 1133.9976 | 1118.6229 | 1106.1554 | 1038.2555 | 940.144
2043-05-21 | 827.9446 | 766.8062 | 725.3927 | 702.8677 | 739.7698 | 862.3049 | 941.9339 | 897.0444 | 946.4284 | 832.2692 | 753.6104 | 579.2855 | 633.236 | 586.8445 | 621.0101 | 724.0359 | 976.6408 | 1054.6592 | 1113.5153 | 1144.7945 | 1169.7835 | 1110.8742 | 1013.5024 | 942.3039
2043-05-22 | 855.4319 | 791.7034 | 746.5773 | 720.3858 | 760.1995 | 868.3343 | 972.2016 | 953.3571 | 964.4365 | 818.8901 | 766.225 | 623.5126 | 664.1616 | 698.0963 | 756.4428 | 855.3328 | 974.1579 | 1115.262 | 1109.5534 | 1103.8323 | 1109.2222 | 1116.4894 | 1042.0337 | 993.658
2043-05-23 | 871.3024 | 814.4011 | 778.2221 | 736.5829 | 751.0698 | 766.5765 | 782.4057 | 737.769 | 841.2199 | 777.117 | 766.6016 | 524.9303 | 555.6116 | 447.7989 | 636.4508 | 626.9156 | 810.2243 | 1008.7249 | 1115.7462 | 1167.7247 | 1177.3815 | 1102.7303 | 1071.2353 | 1014.9802
2043-05-24 | 969.9803 | 792.3095 | 747.2689 | 711.6272 | 727.4644 | 736.0081 | 721.2278 | 680.8479 | 807.0388 | 742.2046 | 730.0153 | 677.6278 | 583.0958 | 484.6462 | 608.2789 | 628.0092 | 863.3337 | 961.5205 | 1171.1794 | 1195.0288 | 1222.933 | 1134.3469 | 1082.1342 | 1037.1757
2043-05-25 | 959.9758 | 850.1065 | 741.1029 | 705.6726 | 734.8361 | 818.1574 | 842.9762 | 821.5223 | 843.2348 | 725.865 | 649.7653 | 539.3545 | 581.8351 | 628.576 | 628.8285 | 830.183 | 954.5206 | 1093.7361 | 1115.8001 | 1149.7757 | 1081.3647 | 1080.2751 | 1002.5723 | 925.2557
2043-05-26 | 860.3584 | 766.5709 | 722.4597 | 706.9706 | 742.6892 | 866.2199 | 960.005 | 928.89 | 920.8729 | 803.966 | 768.1019 | 758.212 | 829.1162 | 812.0388 | 840.2226 | 921.2962 | 1044.8602 | 1119.6476 | 1129.6406 | 1169.8024 | 1119.678 | 1109.8667 | 1028.7742 | 936.1546
2043-05-27 | 842.5426 | 797.5873 | 752.4142 | 728.4919 | 756.7562 | 893.0531 | 979.9175 | 976.503 | 989.3426 | 806.0599 | 779.8841 | 797.1215 | 811.4166 | 805.6186 | 774.6345 | 885.6761 | 1102.6462 | 1174.0687 | 1172.8921 | 1164.6406 | 1147.5358 | 1146.5246 | 1050.9792 | 969.5954
2043-05-28 | 844.5027 | 780.0715 | 738.4294 | 715.7265 | 744.6918 | 864.3071 | 944.6643 | 928.1501 | 985.4288 | 877.8627 | 816.4673 | 763.9001 | 751.2345 | 775.6039 | 855.233 | 930.1771 | 1053.7277 | 1115.1916 | 1153.6876 | 1164.4335 | 1187.3308 | 1119.7859 | 1033.178 | 957.0394
2043-05-29 | 851.8147 | 783.226 | 737.0128 | 714.9796 | 755.9851 | 866.5609 | 971.2309 | 959.0921 | 975.3039 | 841.0764 | 802.3318 | 718.6538 | 741.6179 | 789.482 | 867.5472 | 941.2691 | 1062.9489 | 1136.8929 | 1119.7833 | 1108.0451 | 1106.3227 | 1110.7318 | 1026.4353 | 980.1394
2043-05-30 | 851.4164 | 795.553 | 759.4909 | 721.8853 | 738.3111 | 755.2672 | 771.3776 | 717.3738 | 798.7172 | 755.1067 | 764.9244 | 644.3462 | 636.8675 | 568.9335 | 725.8982 | 707.7489 | 852.6539 | 998.4512 | 1108.8161 | 1168.6812 | 1168.9312 | 1090.4215 | 1055.0833 | 997.7403
2043-05-31 | 979.9355 | 797.0941 | 753.1684 | 716.3117 | 731.179 | 724.4443 | 709.6398 | 690.7603 | 807.9071 | 759.5896 | 753.1183 | 761.904 | 660.0807 | 523.0534 | 701.8572 | 707.8813 | 905.7618 | 1001.9731 | 1179.4818 | 1186.7479 | 1243.7035 | 1153.0606 | 1099.6006 | 1050.7476
2043-06-01 | 941.7292 | 822.5591 | 707.7837 | 684.3774 | 730.5969 | 872.3479 | 1000.3245 | 1027.281 | 1064.6816 | 941.0688 | 880.6066 | 902.4735 | 834.2567 | 745.3854 | 785.3968 | 986.4401 | 1142.7972 | 1225.7467 | 1256.9414 | 1287.272 | 1215.4839 | 1186.0624 | 1111.2555 | 986.1112
2043-06-02 | 851.7407 | 766.3804 | 714.754 | 691.8606 | 725.992 | 862.9897 | 988.2829 | 994.508 | 1025.2085 | 911.6899 | 832.8499 | 743.7638 | 694.2559 | 628.136 | 663.8599 | 793.0411 | 990.2753 | 1144.5255 | 1168.3859 | 1233.4793 | 1186.5041 | 1161.6092 | 1082.173 | 960.1062
2043-06-03 | 827.073 | 760.1847 | 706.2663 | 684.5622 | 715.9081 | 865.1087 | 980.6329 | 996.5932 | 1058.5467 | 916.3084 | 830.7764 | 778.8598 | 722.3734 | 723.0344 | 767.384 | 893.0581 | 1096.3436 | 1194.3392 | 1209.6819 | 1211.5252 | 1182.4342 | 1162.6799 | 1092.2234 | 970.0831
2043-06-04 | 826.2388 | 758.6754 | 709.2129 | 687.8777 | 728.127 | 864.6858 | 973.4783 | 985.5538 | 1097.7912 | 1024.2078 | 952.1215 | 940.1973 | 924.5824 | 819.9026 | 839.381 | 940.19 | 1074.8916 | 1179.9379 | 1226.615 | 1223.1431 | 1245.3402 | 1170.0612 | 1080.7176 | 979.454
2043-06-05 | 845.9203 | 771.613 | 713.4342 | 688.9612 | 730.7372 | 849.5337 | 979.8748 | 1002.4884 | 1060.0929 | 917.3405 | 877.9722 | 820.1488 | 712.6114 | 667.0096 | 726.7476 | 860.0606 | 1067.9659 | 1162.1421 | 1152.315 | 1142.5594 | 1146.0466 | 1147.9107 | 1078.8535 | 1005.7153
2043-06-06 | 836.1614 | 772.9585 | 723.643 | 682.8197 | 693.0209 | 701.4748 | 724.4703 | 712.7108 | 836.8829 | 803.6039 | 810.301 | 686.6298 | 687.2416 | 573.4017 | 798.103 | 866.1702 | 934.1792 | 1056.2869 | 1131.9975 | 1178.2408 | 1172.4571 | 1100.6358 | 1078.5589 | 1005.8676
2043-06-07 | 967.9791 | 781.8918 | 723.6954 | 682.8947 | 690.891 | 675.2464 | 658.4359 | 664.2847 | 783.9496 | 721.049 | 718.7548 | 569.5756 | 536.9303 | 462.3374 | 576.1472 | 631.5433 | 879.0491 | 1003.3585 | 1192.7045 | 1218.1476 | 1283.6561 | 1183.5156 | 1138.3245 | 1069.2077
2043-06-08 | 930.6166 | 813.2636 | 697.6607 | 675.2254 | 720.5329 | 856.25 | 977.6921 | 996.4952 | 1019.7763 | 893.7527 | 812.5733 | 757.5438 | 693.6492 | 615.084 | 646.0133 | 830.6571 | 988.3233 | 1146.1644 | 1197.3128 | 1262.834 | 1196.3647 | 1169.271 | 1090.4978 | 967.7345
2043-06-09 | 847.0388 | 758.0684 | 709.916 | 687.0859 | 720.9031 | 851.8123 | 979.7817 | 985.7706 | 1024.5518 | 928.2804 | 863.3335 | 836.5528 | 752.4991 | 700.5398 | 751.4964 | 895.7072 | 1054.6001 | 1135.7802 | 1170.0608 | 1224.6889 | 1178.4655 | 1154.9499 | 1074.7885 | 955.2134
2043-06-10 | 821.381 | 754.9397 | 700.4199 | 678.8666 | 710.3076 | 850.329 | 969.0565 | 1009.3519 | 1069.1777 | 922.424 | 867.8689 | 873.7992 | 760.9045 | 683.982 | 769.4635 | 904.9519 | 1068.0958 | 1161.5389 | 1186.584 | 1194.2222 | 1171.3819 | 1154.4315 | 1083.7752 | 964.2692
2043-06-11 | 865.8495 | 797.6818 | 740.938 | 700.786 | 708.1473 | 758.1143 | 792.568 | 794.0082 | 947.1779 | 864.934 | 803.9829 | 646.5613 | 609.7449 | 614.2439 | 608.7942 | 746.1947 | 912.1099 | 1055.1626 | 1114.6142 | 1139.6173 | 1195.0306 | 1150.3747 | 1060.3098 | 976.168
2043-06-12 | 835.045 | 760.8262 | 700.9226 | 683.2802 | 724.0104 | 843.2239 | 966.6399 | 979.8606 | 1036.6556 | 911.1493 | 851.0834 | 742.705 | 701.6148 | 689.8619 | 718.1447 | 869.704 | 1042.7138 | 1149.1102 | 1155.0829 | 1144.1458 | 1146.8126 | 1148.9523 | 1078.6047 | 1006.9297
2043-06-13 | 841.5934 | 777.3975 | 727.8596 | 686.6575 | 695.2902 | 706.8095 | 726.7418 | 691.6682 | 839.3356 | 787.657 | 799.9674 | 573.5622 | 583.5088 | 488.2463 | 675.3736 | 712.4655 | 872.6479 | 1047.4697 | 1125.4824 | 1188.7584 | 1185.5658 | 1113.3979 | 1090.1015 | 1015.2767
2043-06-14 | 968.1845 | 779.1088 | 720.9476 | 679.9906 | 689.0336 | 670.9149 | 670.7381 | 658.6504 | 805.3281 | 748.0273 | 746.4214 | 667.9139 | 575.6277 | 479.0692 | 619.0089 | 695.3816 | 910.2086 | 1015.9773 | 1200.7586 | 1211.7365 | 1285.8733 | 1185.8358 | 1138.5065 | 1069.7264
2043-06-15 | 927.777 | 809.106 | 693.2917 | 671.046 | 716.3499 | 849.1728 | 974.5424 | 1017.9565 | 1064.2115 | 958.4454 | 843.692 | 919.5243 | 823.0067 | 751.9545 | 702.1381 | 840.8288 | 1003.5312 | 1144.4431 | 1201.2508 | 1253.9773 | 1187.5978 | 1164.6279 | 1087.7423 | 964.0979
2043-06-16 | 838.7368 | 752.5662 | 701.6314 | 676.7901 | 711.4661 | 835.3424 | 966.3648 | 963.7792 | 1007.7997 | 905.5762 | 816.4489 | 716.5619 | 666.0803 | 621.4265 | 682.7278 | 823.7406 | 1004.077 | 1140.9276 | 1153.8663 | 1210.9088 | 1161.8915 | 1143.0535 | 1062.1646 | 942.8042
2043-06-17 | 805.6734 | 740.4596 | 686.7319 | 662.7528 | 689.958 | 828.4543 | 949.2279 | 996.5712 | 1070.5361 | 936.2842 | 867.6697 | 854.2522 | 781.955 | 652.3102 | 704.1758 | 800.2257 | 984.9133 | 1113.1523 | 1162.7356 | 1177.1365 | 1153.7482 | 1128.4439 | 1064.3848 | 946.9415
2043-06-18 | 820.8169 | 748.0979 | 701.2687 | 679.5807 | 713.8445 | 847.3239 | 965.8409 | 979.3447 | 1088.8277 | 978.5824 | 892.3839 | 805.5145 | 696.3358 | 676.0977 | 667.5973 | 816.1009 | 1021.8844 | 1115.6622 | 1165.9103 | 1205.9526 | 1235.2683 | 1160.3342 | 1068.8187 | 970.5199
2043-06-19 | 830.3628 | 755.3296 | 699.2085 | 677.1573 | 713.7381 | 832.1533 | 968.2961 | 962.6722 | 1010.3677 | 872.0641 | 821.231 | 697.328 | 680.9546 | 639.1747 | 671.8307 | 824.5147 | 973.3039 | 1102.4409 | 1108.5105 | 1122.9827 | 1132.8962 | 1139.5372 | 1063.3262 | 994.2171
2043-06-20 | 820.7779 | 754.2798 | 707.371 | 668.0715 | 677.1206 | 683.1766 | 699.1516 | 688.9511 | 841.7775 | 806.2309 | 792.4497 | 702.1326 | 639.1269 | 502.1663 | 623.0784 | 632.8237 | 788.7278 | 967.4537 | 1066.8593 | 1150.7475 | 1161.3465 | 1078.6013 | 1058.2738 | 986.8187
2043-06-21 | 953.5466 | 765.2046 | 708.7945 | 668.9996 | 676.7401 | 657.1741 | 654.9864 | 639.8789 | 765.5702 | 716.8274 | 719.1154 | 645.575 | 574.8457 | 454.4796 | 568.9426 | 620.8541 | 817.3938 | 953.407 | 1138.6041 | 1179.9439 | 1259.311 | 1167.7932 | 1115.1975 | 1050.5302
2043-06-22 | 926.8262 | 804.7857 | 690.9372 | 670.4028 | 716.1743 | 848.4398 | 970.8648 | 988.8729 | 995.8569 | 882.6644 | 801.5798 | 694.0719 | 623.9761 | 583.6098 | 617.1582 | 779.797 | 960.5909 | 1110.3851 | 1163.4949 | 1235.1715 | 1183.8186 | 1158.6433 | 1079.275 | 959.3505
2043-06-23 | 833.8566 | 745.7044 | 696.7353 | 675.0167 | 708.3373 | 839.3098 | 970.6655 | 966.2416 | 1010.2792 | 900.892 | 815.0357 | 724.7158 | 660.9262 | 617.5779 | 613.9812 | 746.2821 | 923.1068 | 1078.3468 | 1126.5746 | 1207.8608 | 1160.1431 | 1130.3164 | 1046.1166 | 937.2471
2043-06-24 | 827.8496 | 759.2304 | 705.7855 | 686.4616 | 714.4511 | 866.9942 | 989.1076 | 1016.2306 | 1076.7458 | 936.1426 | 886.6284 | 916.1531 | 859.8909 | 772.5773 | 828.0579 | 938.6895 | 1071.6852 | 1188.2013 | 1203.5958 | 1202.3557 | 1180.7987 | 1160.5664 | 1095.3157 | 974.6907
2043-06-25 | 827.7779 | 755.462 | 706.8811 | 685.6486 | 724.7107 | 856.118 | 970.3728 | 984.1085 | 1072.8637 | 965.7596 | 867.3739 | 702.4016 | 648.4484 | 661.4508 | 664.4254 | 793.11 | 972.4041 | 1096.4085 | 1156.1789 | 1201.308 | 1236.171 | 1161.7838 | 1067.1792 | 970.1948
2043-06-26 | 818.997 | 747.8011 | 691.9827 | 668.033 | 706.8779 | 821.3174 | 957.5523 | 960.8163 | 1009.9279 | 903.5081 | 838.729 | 771.8116 | 692.6538 | 659.8377 | 639.2655 | 784.9141 | 979.648 | 1103.3471 | 1098.1852 | 1108.2109 | 1117.2596 | 1123.3366 | 1052.2898 | 982.2497
2043-06-27 | 842.649 | 775.5038 | 730.0965 | 688.5778 | 698.5773 | 708.7692 | 737.5029 | 707.988 | 824.4937 | 765.1815 | 780.8977 | 551.9487 | 539.6848 | 466.6416 | 690.8475 | 744.4037 | 896.8845 | 1021.1171 | 1107.7162 | 1178.047 | 1178.4268 | 1114.519 | 1086.0274 | 1015.4579
2043-06-28 | 960.2802 | 772.6018 | 715.6855 | 673.4324 | 683.2359 | 663.0548 | 666.1909 | 675.0617 | 804.3151 | 765.8315 | 761.5484 | 697.0228 | 635.8374 | 539.0397 | 659.5742 | 732.8829 | 926.2429 | 1013.9739 | 1174.8337 | 1188.2953 | 1259.507 | 1172.2559 | 1122.3544 | 1058.3962
2043-06-29 | 932.5153 | 814.5419 | 700.3184 | 676.5706 | 721.5985 | 877.5216 | 1012.2741 | 1018.5642 | 1047.1994 | 935.4962 | 853.1242 | 782.1984 | 697.5714 | 661.2807 | 711.9036 | 920.0844 | 1024.3091 | 1148.9195 | 1231.8286 | 1285.6831 | 1194.8515 | 1171.577 | 1091.6334 | 972.7653
2043-06-30 | 834.7882 | 747.0676 | 699.3631 | 675.567 | 711.1852 | 866.995 | 1006.5091 | 999.0699 | 1045.8577 | 940.0155 | 835.8229 | 762.1285 | 666.1474 | 616.147 | 709.7198 | 815.819 | 1010.0577 | 1128.4325 | 1187.7977 | 1242.489 | 1170.5598 | 1142.1343 | 1066.7858 | 944.909
2043-07-01 | 859.9679 | 802.1856 | 744.4449 | 720.906 | 747.7241 | 915.443 | 1040.176 | 1054.7459 | 1111.7173 | 966.4079 | 911.5812 | 877.8312 | 820.9228 | 851.077 | 893.4884 | 971.4161 | 1164.0624 | 1254.3551 | 1283.7453 | 1292.3587 | 1229.995 | 1211.3489 | 1133.4276 | 1002.6108
2043-07-02 | 867.697 | 802.1575 | 749.79 | 727.7585 | 761.2525 | 904.8754 | 1027.901 | 1036.0422 | 1122.6446 | 1015.4741 | 960.5718 | 839.7741 | 798.8231 | 778.0067 | 784.8739 | 896.8768 | 1074.4375 | 1199.8441 | 1250.7976 | 1288.765 | 1307.2073 | 1231.2663 | 1127.788 | 1019.5833
2043-07-03 | 908.1187 | 842.4286 | 778.8434 | 733.3604 | 748.1794 | 795.5435 | 856.9082 | 883.6849 | 1047.612 | 964.425 | 924.6222 | 895.6614 | 741.4418 | 708.698 | 712.774 | 831.9708 | 1008.702 | 1164.832 | 1142.4071 | 1131.0485 | 1174.7065 | 1173.0432 | 1088.676 | 1032.3965
2043-07-04 | 866.862 | 798.7287 | 748.3213 | 711.6119 | 709.3151 | 700.7521 | 731.4291 | 748.707 | 853.4043 | 846.7543 | 855.38 | 680.7241 | 634.0693 | 516.6951 | 699.8459 | 709.3476 | 880.1805 | 1049.3467 | 1096.0198 | 1185.7049 | 1218.3266 | 1143.3943 | 1110.2597 | 1040.5195
2043-07-05 | 1003.6815 | 817.9054 | 759.0157 | 719.3439 | 722.0496 | 694.4552 | 693.6152 | 723.7932 | 837.9807 | 786.9463 | 811.657 | 733.1715 | 645.332 | 568.1125 | 676.7054 | 718.6816 | 967.7754 | 1063.6619 | 1231.1035 | 1261.4329 | 1316.8924 | 1231.667 | 1167.0447 | 1091.1425
2043-07-06 | 953.2723 | 835.9387 | 722.4232 | 700.4337 | 740.9065 | 872.5547 | 1018.3364 | 1072.7355 | 1092.8119 | 988.4973 | 919.2926 | 940.0207 | 750.1984 | 722.0522 | 718.1492 | 892.0694 | 1040.3746 | 1189.0275 | 1228.0537 | 1310.1739 | 1239.4192 | 1209.3836 | 1119.2347 | 989.0901
2043-07-07 | 870.3619 | 779.4761 | 734.7388 | 710.1176 | 742.5536 | 876.9662 | 1024.1575 | 1054.2757 | 1056.5923 | 963.5807 | 893.5392 | 843.4175 | 740.45 | 714.8174 | 719.4613 | 849.9828 | 1023.2461 | 1175.611 | 1198.4849 | 1285.2404 | 1223.4151 | 1203.685 | 1106.546 | 977.0836
2043-07-08 | 854.5371 | 792.4452 | 739.7415 | 713.4897 | 738.8942 | 893.5223 | 1029.5977 | 1084.2326 | 1140.471 | 970.9771 | 899.874 | 906.477 | 802.8857 | 778.2539 | 774.3058 | 852.6689 | 1047.8844 | 1191.8091 | 1234.0433 | 1267.1013 | 1234.4595 | 1216.1524 | 1132.8724 | 996.4123
2043-07-09 | 846.1208 | 778.7424 | 728.2792 | 707.315 | 739.2872 | 874.6753 | 1005.7986 | 1020.2698 | 1096.9171 | 987.9346 | 907.0102 | 763.8469 | 712.4858 | 716.53 | 707.2759 | 825.2168 | 1041.7344 | 1159.4257 | 1206.5554 | 1260.4912 | 1275.4472 | 1197.4329 | 1086.9969 | 986.4743
2043-07-10 | 863.8242 | 795.5313 | 740.8499 | 715.0843 | 746.8803 | 866.2056 | 1017.8312 | 1047.7965 | 1107.0769 | 977.6631 | 928.2168 | 860.4415 | 742.8084 | 721.6553 | 809.3508 | 909.8713 | 1098.0411 | 1190.4594 | 1189.4674 | 1192.462 | 1179.5335 | 1197.6003 | 1113.1896 | 1034.4942
2043-07-11 | 872.3323 | 810.3693 | 760.434 | 717.8025 | 720.7517 | 726.0479 | 766.8398 | 769.1081 | 915.303 | 876.0525 | 899.0634 | 814.3378 | 705.5968 | 553.789 | 700.126 | 699.7809 | 869.9391 | 1054.1461 | 1145.5933 | 1226.8477 | 1216.1088 | 1147.6423 | 1119.8445 | 1041.9735
2043-07-12 | 1008.5613 | 822.3957 | 766.4078 | 723.8084 | 726.9863 | 706.5752 | 712.0441 | 738.9882 | 853.021 | 813.7624 | 831.5758 | 754.7775 | 663.0027 | 656.5107 | 814.0839 | 884.38 | 1067.4461 | 1132.3069 | 1277.2782 | 1288.8901 | 1336.1495 | 1252.5612 | 1187.6781 | 1112.6447
2043-07-13 | 964.3481 | 853.9578 | 737.2628 | 714.0319 | 754.9707 | 892.2295 | 1035.4967 | 1093.8333 | 1143.4296 | 1060.5546 | 986.8023 | 992.8549 | 899.4767 | 781.1075 | 768.4487 | 921.1508 | 1100.5594 | 1248.6941 | 1262.9221 | 1328.8159 | 1250.3367 | 1228.3023 | 1136.0794 | 1006.8498
2043-07-14 | 891.8637 | 805.2493 | 756.1597 | 732.0191 | 763.1046 | 907.6638 | 1059.689 | 1089.1781 | 1109.5881 | 1008.4642 | 927.9967 | 920.8503 | 795.8734 | 767.843 | 778.9375 | 935.758 | 1113.2146 | 1233.1272 | 1250.7273 | 1313.4734 | 1258.5966 | 1234.3417 | 1135.217 | 1007.8459
2043-07-15 | 868.9882 | 806.6341 | 755.4969 | 731.669 | 755.8221 | 906.2346 | 1047.1043 | 1097.6443 | 1124.3192 | 957.2072 | 896.9829 | 888.4425 | 825.5936 | 834.8317 | 873.5168 | 978.1815 | 1138.0257 | 1241.4352 | 1268.227 | 1290.0302 | 1254.1165 | 1235.524 | 1149.425 | 1017.3255
2043-07-16 | 868.1712 | 800.6709 | 747.1059 | 725.0553 | 762.3888 | 902.0339 | 1032.434 | 1056.7816 | 1155.1359 | 1042.3048 | 953.3171 | 857.0163 | 786.2321 | 825.2953 | 844.9876 | 944.4461 | 1095.033 | 1219.3612 | 1268.2682 | 1301.6599 | 1318.8848 | 1237.7868 | 1136.1119 | 1024.8189
2043-07-17 | 871.1725 | 802.6662 | 743.6334 | 717.8677 | 752.6043 | 867.1486 | 1026.9905 | 1081.1281 | 1132.034 | 1021.2822 | 977.3216 | 975.4138 | 863.6238 | 860.739 | 887.6506 | 978.5119 | 1132.0856 | 1254.0141 | 1210.528 | 1198.6417 | 1175.3271 | 1190.2381 | 1109.4671 | 1031.5139
2043-07-18 | 866.7121 | 806.9675 | 756.0728 | 712.9819 | 714.9796 | 717.9229 | 758.818 | 762.642 | 911.6622 | 865.8754 | 904.903 | 840.38 | 818.475 | 694.209 | 865.5216 | 878.2049 | 1024.6396 | 1137.5784 | 1182.0004 | 1237.7587 | 1227.6157 | 1153.3285 | 1116.4658 | 1040.544
2043-07-19 | 1010.5448 | 826.1665 | 766.7058 | 722.6424 | 724.5746 | 701.7294 | 709.2179 | 729.8187 | 861.2958 | 814.2202 | 827.8265 | 800.3925 | 661.6265 | 607.0593 | 716.2194 | 748.6578 | 976.9748 | 1090.7383 | 1260.2669 | 1278.7853 | 1338.0751 | 1243.841 | 1181.764 | 1106.9046
2043-07-20 | 956.1184 | 844.41 | 727.0465 | 704.9013 | 744.9353 | 883.588 | 1027.7243 | 1072.9325 | 1074.8064 | 944.1934 | 872.0498 | 821.5562 | 731.4293 | 710.1463 | 755.438 | 922.3648 | 1055.8395 | 1203.5162 | 1240.1705 | 1310.3064 | 1233.638 | 1214.2934 | 1120.2853 | 990.1448
2043-07-21 | 889.1156 | 804.5979 | 756.3575 | 731.0122 | 761.9637 | 908.8186 | 1060.3709 | 1078.1918 | 1101.3143 | 983.3181 | 902.86 | 836.0076 | 764.8201 | 750.4059 | 791.3466 | 931.857 | 1101.881 | 1221.4954 | 1238.4735 | 1304.8697 | 1251.0291 | 1230.9761 | 1134.5292 | 1002.6886
2043-07-22 | 873.0378 | 810.12 | 758.5302 | 733.7276 | 759.7353 | 916.8328 | 1061.2875 | 1143.8226 | 1185.1043 | 987.2817 | 922.2748 | 924.0929 | 806.6544 | 781.7755 | 842.2159 | 1001.2864 | 1219.1322 | 1280.1605 | 1284.0535 | 1282.5031 | 1254.2425 | 1238.9924 | 1155.0642 | 1021.7274
2043-07-23 | 863.1241 | 796.6861 | 744.2533 | 721.257 | 754.2676 | 897.2675 | 1030.9739 | 1058.8345 | 1151.8377 | 1049.9714 | 971.1015 | 918.5952 | 821.2864 | 855.5451 | 847.5042 | 925.4186 | 1081.5846 | 1195.5605 | 1242.072 | 1276.2007 | 1292.4294 | 1220.6999 | 1110.0735 | 1005.1789
2043-07-24 | 869.1467 | 800.6038 | 744.1559 | 719.3112 | 751.2443 | 875.8829 | 1034.7373 | 1104.7039 | 1180.9137 | 1068.4625 | 1017.7963 | 1026.3008 | 1055.636 | 936.243 | 932.3611 | 1004.7849 | 1145.0779 | 1234.267 | 1214.7417 | 1199.5803 | 1180.6711 | 1195.8478 | 1114.4287 | 1038.0153
2043-07-25 | 873.24 | 813.8404 | 761.9306 | 719.6353 | 722.4527 | 728.3284 | 768.6655 | 765.0029 | 889.0978 | 848.2958 | 871.2665 | 740.6631 | 674.9383 | 592.7733 | 754.6882 | 798.3052 | 966.9038 | 1109.0419 | 1170.8376 | 1232.3534 | 1224.029 | 1153.3789 | 1120.4129 | 1045.1103
2043-07-26 | 1004.6297 | 819.1718 | 760.7196 | 718.062 | 720.953 | 700.8511 | 713.0026 | 740.7838 | 881.582 | 831.8678 | 830.1107 | 845.4644 | 700.0456 | 582.7565 | 711.2372 | 758.604 | 993.1379 | 1093.857 | 1251.1629 | 1274.2597 | 1322.0478 | 1234.3403 | 1171.842 | 1101.7454
2043-07-27 | 978.4426 | 860.6859 | 748.0256 | 723.5494 | 764.2096 | 904.9643 | 1055.2117 | 1118.6473 | 1128.9455 | 1021.6063 | 925.8478 | 921.054 | 774.302 | 739.9795 | 737.4498 | 923.6533 | 1084.7898 | 1230.2858 | 1271.9257 | 1331.3122 | 1265.194 | 1239.7966 | 1147.6703 | 1017.2629
2043-07-28 | 890.9988 | 803.665 | 757.0086 | 731.8366 | 762.2213 | 902.0208 | 1058.3679 | 1074.8793 | 1097.3742 | 984.8325 | 894.5096 | 875.9152 | 790.5831 | 736.8916 | 741.3898 | 887.0186 | 1065.0998 | 1216.7389 | 1236.6968 | 1299.5569 | 1248.7171 | 1226.5911 | 1130.73 | 1002.6403
2043-07-29 | 847.7702 | 786.0007 | 732.8668 | 707.3145 | 730.8641 | 878.0622 | 1017.0297 | 1060.1235 | 1080.7686 | 930.596 | 854.9583 | 737.801 | 696.7604 | 706.53 | 748.567 | 856.0438 | 1060.87 | 1191.9725 | 1226.8709 | 1244.7783 | 1217.7388 | 1204.513 | 1123.0351 | 992.3333
2043-07-30 | 845.2843 | 777.3043 | 725.0007 | 700.9391 | 733.3701 | 869.848 | 1002.4569 | 1031.6444 | 1091.6286 | 972.6351 | 908.865 | 782.9609 | 715.796 | 728.8058 | 746.167 | 833.7887 | 1034.7716 | 1148.8747 | 1226.8011 | 1261.4073 | 1272.6852 | 1202.5741 | 1096.2029 | 992.5526
2043-07-31 | 871.709 | 803.8165 | 744.604 | 715.8413 | 748.4806 | 867.7205 | 1023.1791 | 1072.2103 | 1128.8105 | 978.6924 | 941.9984 | 952.6371 | 832.9356 | 864.689 | 962.8339 | 1031.6415 | 1177.9179 | 1271.775 | 1196.9269 | 1188.945 | 1178.3332 | 1198.1534 | 1114.7561 | 1035.13
2043-08-01 | 950.5862 | 880.6479 | 827.7619 | 785.3913 | 794.7945 | 820.8476 | 874.978 | 884.4575 | 1033.4222 | 1008.5517 | 1013.577 | 924.3724 | 842.8867 | 715.4317 | 824.6101 | 821.0998 | 989.4246 | 1163.855 | 1259.978 | 1321.2899 | 1313.5744 | 1235.3069 | 1189.3066 | 1111.247
2043-08-02 | 1079.0154 | 888.2769 | 828.0355 | 787.4168 | 795.9372 | 797.8372 | 825.7441 | 827.7709 | 947.9025 | 881.9049 | 888.3776 | 813.4218 | 755.8214 | 669.9348 | 802.1357 | 815.8368 | 1059.5477 | 1179.4496 | 1334.4676 | 1354.7802 | 1414.1316 | 1313.8657 | 1246.0505 | 1169.7568
2043-08-03 | 1040.913 | 918.88 | 798.5398 | 776.0244 | 820.7986 | 967.6141 | 1121.9169 | 1137.4613 | 1118.8506 | 986.7715 | 906.7637 | 793.262 | 779.6483 | 750.262 | 770.362 | 948.8115 | 1125.8946 | 1290.8673 | 1325.7459 | 1383.5511 | 1318.2236 | 1288.2418 | 1189.5619 | 1062.1705
2043-08-04 | 946.5019 | 858.0342 | 797.4132 | 778.8396 | 811.3385 | 959.2073 | 1114.8706 | 1120.1645 | 1118.2271 | 1001.5561 | 947.4074 | 903.7127 | 802.3445 | 768.8452 | 753.1516 | 875.3486 | 1089.6827 | 1267.8269 | 1290.2003 | 1350.9716 | 1301.9776 | 1274.4952 | 1176.3433 | 1053.1917
2043-08-05 | 913.6932 | 847.8744 | 787.9488 | 765.9974 | 795.2349 | 956.4291 | 1100.1499 | 1118.7601 | 1151.545 | 997.7374 | 915.2583 | 925.0995 | 868.1024 | 820.5685 | 868.901 | 975.9347 | 1177.8601 | 1276.5373 | 1293.9743 | 1316.0924 | 1287.4936 | 1265.0063 | 1177.703 | 1056.4174
2043-08-06 | 907.9596 | 837.1606 | 778.7641 | 759.4193 | 798.3105 | 948.9723 | 1091.0318 | 1097.343 | 1180.728 | 1089.4044 | 980.9471 | 940.303 | 873.3831 | 850.6153 | 849.1838 | 932.0873 | 1109.6091 | 1218.649 | 1280.3301 | 1317.7668 | 1331.4334 | 1254.7047 | 1142.507 | 1042.9005
2043-08-07 | 935.2834 | 860.5473 | 795.9298 | 774.1385 | 813.9198 | 944.8123 | 1110.1236 | 1138.1935 | 1208.0285 | 1050.2746 | 988.9756 | 943.5454 | 860.5259 | 850.0553 | 876.3565 | 957.48 | 1144.0955 | 1281.6146 | 1261.9623 | 1250.2231 | 1241.7674 | 1253.9162 | 1159.8437 | 1091.7577
2043-08-08 | 939.9565 | 872.4549 | 818.5467 | 778.0184 | 788.0295 | 813.0819 | 867.993 | 848.8579 | 952.2434 | 913.1362 | 911.9276 | 702.6477 | 702.3811 | 589.0381 | 767.9284 | 777.1973 | 1008.3 | 1175.6069 | 1245.8481 | 1303.5475 | 1292.6394 | 1228.4774 | 1174.063 | 1103.8427
2043-08-09 | 1070.8456 | 877.8384 | 818.6993 | 779.548 | 788.2149 | 790.0782 | 824.2322 | 857.5438 | 992.3795 | 909.0232 | 907.9774 | 881.3326 | 785.918 | 697.4035 | 817.3767 | 860.1623 | 1087.7286 | 1190.7578 | 1322.0174 | 1344.2185 | 1402.9543 | 1301.3925 | 1231.7436 | 1159.2845
2043-08-10 | 1042.7604 | 918.5169 | 800.8011 | 779.0836 | 823.7387 | 976.4473 | 1131.8533 | 1166.5327 | 1183.9563 | 1047.4308 | 963.879 | 948.3487 | 823.664 | 783.1535 | 781.8489 | 905.2578 | 1098.0541 | 1284.3807 | 1331.1278 | 1392.6645 | 1315.364 | 1295.7729 | 1196.3728 | 1074.719
2043-08-11 | 928.5261 | 837.136 | 782.641 | 761.4739 | 794.945 | 944.8954 | 1104.3937 | 1100.0467 | 1089.7876 | 979.0793 | 909.6589 | 829.1771 | 740.8392 | 710.6076 | 744.4367 | 879.8416 | 1107.1501 | 1252.839 | 1267.26 | 1331.2329 | 1274.2083 | 1246.1577 | 1145.715 | 1025.7202
2043-08-12 | 915.3939 | 848.1792 | 785.4883 | 765.3816 | 791.2109 | 958.2271 | 1105.4575 | 1116.6878 | 1134.5219 | 959.7183 | 903.9244 | 809.1157 | 746.5106 | 722.6351 | 774.2689 | 893.5372 | 1122.4492 | 1245.9688 | 1281.0461 | 1311.7202 | 1280.4507 | 1258.6605 | 1172.1556 | 1046.3903
2043-08-13 | 919.8349 | 846.4301 | 788.552 | 768.0109 | 807.5617 | 963.5369 | 1108.4594 | 1099.9827 | 1172.7319 | 1044.885 | 950.5129 | 803.7242 | 776.5499 | 781.8008 | 800.9105 | 903.4823 | 1103.6885 | 1239.0809 | 1294.0998 | 1325.0424 | 1350.0062 | 1266.0488 | 1159.5817 | 1059.784
2043-08-14 | 934.0998 | 859.6113 | 795.9496 | 773.1236 | 809.8618 | 946.2874 | 1106.1864 | 1127.1129 | 1179.5742 | 1008.2567 | 935.5203 | 870.7825 | 801.0924 | 818.0004 | 894.6364 | 1015.3392 | 1169.7457 | 1287.4036 | 1250.6791 | 1236.3225 | 1232.928 | 1246.8348 | 1154.6552 | 1088.9157
2043-08-15 | 928.7 | 860.4668 | 806.5404 | 767.4545 | 776.438 | 798.7109 | 854.1085 | 832.9719 | 942.4609 | 872.2624 | 890.9717 | 670.276 | 692.9205 | 596.4786 | 755.0232 | 768.8115 | 1012.4702 | 1149.1631 | 1220.6956 | 1277.422 | 1270.8091 | 1196.7343 | 1151.9519 | 1076.9886
2043-08-16 | 1062.0511 | 873.3426 | 810.4362 | 770.9993 | 780.2316 | 774.8004 | 805.915 | 799.7676 | 897.7302 | 857.6642 | 865.2818 | 822.4993 | 711.3187 | 657.0566 | 837.5912 | 888.8636 | 1103.436 | 1221.4452 | 1337.9678 | 1334.0256 | 1389.4503 | 1289.2406 | 1220.5594 | 1147.4264
2043-08-17 | 1030.3131 | 909.1723 | 789.3744 | 767.6009 | 802.9679 | 953.2446 | 1112.8738 | 1132.6305 | 1123.8259 | 993.7025 | 922.6074 | 834.5156 | 783.2522 | 796.9142 | 829.9841 | 963.9795 | 1143.5024 | 1305.0564 | 1330.2563 | 1383.2224 | 1308.7254 | 1279.5589 | 1182.992 | 1063.6997
2043-08-18 | 944.1708 | 850.7393 | 798.6859 | 776.2222 | 809.3984 | 960.1486 | 1123.2728 | 1114.0055 | 1103.9768 | 1011.7232 | 931.0239 | 861.3851 | 834.3404 | 813.4894 | 871.5747 | 1009.6408 | 1180.6575 | 1298.4312 | 1306.541 | 1352.1512 | 1292.8857 | 1268.1469 | 1168.6081 | 1048.3252
2043-08-19 | 909.3374 | 842.7588 | 782.2212 | 759.5144 | 786.7461 | 955.7959 | 1100.6337 | 1122.6602 | 1142.2317 | 973.3056 | 917.669 | 888.0817 | 747.2627 | 747.5143 | 788.3599 | 902.7912 | 1148.5493 | 1280.7751 | 1299.3139 | 1303.9122 | 1276.1425 | 1252.8288 | 1163.5461 | 1042.0965
2043-08-20 | 915.767 | 839.6177 | 783.6389 | 763.5749 | 804.2442 | 958.0429 | 1108.9359 | 1093.037 | 1153.3802 | 1038.6928 | 967.0368 | 825.4497 | 805.0362 | 795.7132 | 829.9484 | 995.5842 | 1177.837 | 1295.5804 | 1323.0553 | 1337.1182 | 1343.8819 | 1259.0859 | 1151.1206 | 1052.2644
2043-08-21 | 963.7969 | 891.1338 | 820.8166 | 779.4614 | 793.3131 | 849.3157 | 932.3793 | 942.9178 | 1064.2515 | 990.7351 | 953.256 | 891.4313 | 744.837 | 727.8655 | 755.1632 | 889.9769 | 1088.1854 | 1256.6213 | 1233.664 | 1182.6833 | 1194.5354 | 1224.6083 | 1136.6968 | 1076.8139
2043-08-22 | 938.2707 | 866.9646 | 809.4112 | 776.8459 | 790.5022 | 815.6205 | 875.7523 | 860.7413 | 986.6229 | 955.6892 | 954.9829 | 849.4811 | 810.0854 | 720.9081 | 928.4933 | 907.793 | 1086.1219 | 1236.448 | 1266.2352 | 1304.9124 | 1291.9166 | 1215.8569 | 1171.5688 | 1097.0233
2043-08-23 | 1060.2434 | 870.8105 | 806.195 | 766.7138 | 775.0386 | 768.9088 | 802.8923 | 840.702 | 982.0428 | 980.1064 | 1000.051 | 986.242 | 1004.1649 | 914.7061 | 1018.8003 | 1035.6994 | 1212.251 | 1247.6783 | 1335.2349 | 1330.0905 | 1389.736 | 1289.7408 | 1219.579 | 1148.3137
2043-08-24 | 1032.0192 | 906.7695 | 785.0272 | 763.8629 | 807.1075 | 955.6714 | 1121.216 | 1210.6187 | 1235.0736 | 1120.7002 | 1038.8889 | 1075.3967 | 1055.8641 | 930.262 | 977.576 | 1119.4654 | 1273.4862 | 1390.1033 | 1354.6912 | 1378.8687 | 1302.735 | 1272.6492 | 1175.2635 | 1055.3108
2043-08-25 | 948.7936 | 855.8286 | 799.5843 | 777.5167 | 805.9647 | 963.0194 | 1125.0433 | 1134.5701 | 1165.5877 | 1045.4122 | 985.6913 | 1021.0314 | 981.8402 | 927.9412 | 950.1209 | 1064.8315 | 1227.764 | 1344.6164 | 1322.5643 | 1352.5112 | 1301.4931 | 1272.0952 | 1173.4035 | 1051.7486
2043-08-26 | 917.0991 | 845.5046 | 784.6512 | 762.9315 | 789.1238 | 952.9363 | 1101.527 | 1137.0441 | 1149.7161 | 1005.2344 | 918.8181 | 914.6395 | 818.0118 | 817.5403 | 955.9275 | 1100.7019 | 1267.7858 | 1321.0967 | 1319.292 | 1304.6351 | 1278.6913 | 1256.9942 | 1169.8431 | 1045.4556
2043-08-27 | 909.3923 | 833.9851 | 776.1276 | 754.5568 | 791.6033 | 935.2729 | 1077.7547 | 1086.7964 | 1174.4336 | 1078.5041 | 1000.231 | 963.0893 | 849.7947 | 890.5362 | 959.2103 | 1030.259 | 1182.6432 | 1276.3817 | 1297.4737 | 1316.9279 | 1330.3962 | 1249.5217 | 1136.5066 | 1037.8521
2043-08-28 | 912.63 | 834.9039 | 769.6554 | 750.1895 | 787.5997 | 910.0942 | 1067.7891 | 1097.9418 | 1127.3738 | 1008.7106 | 967.6264 | 922.0988 | 866.9129 | 827.0037 | 860.5884 | 955.2304 | 1146.9838 | 1269.507 | 1226.4813 | 1200.22 | 1200.8879 | 1210.3102 | 1120.8321 | 1050.1816
2043-08-29 | 919.503 | 855.1617 | 803.8778 | 765.5735 | 771.8122 | 791.6963 | 847.9385 | 813.8742 | 922.0337 | 863.0761 | 870.5873 | 654.3619 | 667.5549 | 619.0945 | 818.3998 | 828.3094 | 1032.6081 | 1156.8898 | 1203.1912 | 1253.2412 | 1257.3239 | 1187.7116 | 1147.6517 | 1073.7772
2043-08-30 | 1055.5679 | 865.9818 | 804.8369 | 761.7959 | 772.0526 | 786.0318 | 819.7994 | 799.8794 | 917.7511 | 851.7095 | 867.0614 | 777.7384 | 699.0047 | 638.0466 | 776.6342 | 806.337 | 1043.0012 | 1140.2256 | 1323.9519 | 1330.0308 | 1379.1693 | 1289.2718 | 1215.935 | 1149.113
2043-08-31 | 1013.7611 | 888.082 | 764.9421 | 747.7178 | 791.0831 | 934.3382 | 1086.2915 | 1142.6496 | 1156.7144 | 1014.3046 | 926.7179 | 897.2566 | 779.2751 | 765.998 | 750.568 | 902.7638 | 1068.2969 | 1197.8018 | 1260.4328 | 1337.1466 | 1245.6705 | 1245.2192 | 1148.0929 | 1024.7439
2043-09-01 | 911.7492 | 833.6604 | 785.8578 | 768.7706 | 800.2598 | 942.6459 | 1109.0601 | 1096.953 | 1108.2833 | 949.3838 | 877.2572 | 850.4097 | 819.5793 | 777.8415 | 753.719 | 846.2344 | 1068.7053 | 1199.8466 | 1260.9391 | 1290.6365 | 1240.6496 | 1211.4404 | 1115.2241 | 1006.5783
2043-09-02 | 902.6935 | 844.6676 | 794.8898 | 773.6406 | 802.2867 | 959.3695 | 1108.2933 | 1121.9052 | 1149.5158 | 994.1683 | 944.8416 | 957.7556 | 846.2896 | 809.1353 | 834.4913 | 944.9297 | 1163.035 | 1275.5387 | 1321.5192 | 1298.9945 | 1260.9105 | 1238.7701 | 1155.1004 | 1041.9361
2043-09-03 | 909.3216 | 834.571 | 791.8068 | 773.8945 | 801.4844 | 948.6091 | 1097.8245 | 1112.179 | 1209.7502 | 1104.3839 | 1074.4229 | 1062.5444 | 1122.328 | 1082.0459 | 963.2871 | 1001.4011 | 1161.457 | 1239.4874 | 1316.5436 | 1297.7554 | 1308.4486 | 1240.4282 | 1140.496 | 1048.6104
2043-09-04 | 918.7064 | 848.7202 | 793.1723 | 770.6255 | 804.7963 | 935.8143 | 1103.1702 | 1098.6119 | 1142.1097 | 1014.2025 | 976.6683 | 938.0764 | 850.8803 | 875.7902 | 873.1649 | 940.9696 | 1107.9666 | 1248.9733 | 1262.3736 | 1211.1987 | 1205.0818 | 1212.4561 | 1127.1653 | 1063.2178
2043-09-05 | 928.8077 | 868.4839 | 823.0583 | 783.7648 | 792.0102 | 821.6058 | 880.1369 | 836.452 | 924.3584 | 859.105 | 881.8715 | 625.1391 | 662.98 | 594.0199 | 768.7822 | 809.1501 | 993.8441 | 1144.5715 | 1261.758 | 1279.3213 | 1260.7459 | 1187.8904 | 1152.3395 | 1079.8269
2043-09-06 | 1051.6194 | 866.8362 | 812.6764 | 774.7492 | 782.5513 | 781.0386 | 821.5603 | 799.16 | 891.528 | 808.7401 | 826.7499 | 697.1176 | 643.6665 | 557.5381 | 684.7538 | 754.3877 | 990.5231 | 1112.4728 | 1311.4474 | 1292.3974 | 1355.0441 | 1257.3839 | 1192.7141 | 1127.1419
2043-09-07 | 1055.2272 | 941.817 | 826.3578 | 788.4226 | 814.4865 | 917.4041 | 1009.7062 | 1012.0664 | 1116.9922 | 978.3466 | 895.4471 | 873.1643 | 770.568 | 781.7481 | 770.8715 | 933.3534 | 1101.3596 | 1264.0161 | 1357.3243 | 1351.3693 | 1245.1564 | 1232.5865 | 1144.5978 | 1032.1947
2043-09-08 | 911.8434 | 828.6355 | 780.0988 | 767.5391 | 802.3721 | 945.0282 | 1111.0362 | 1087.7646 | 1084.9824 | 936.8718 | 867.3639 | 791.197 | 749.4423 | 714.6378 | 743.7688 | 903.2923 | 1110.4111 | 1221.4866 | 1289.0311 | 1309.5875 | 1250.3528 | 1221.5242 | 1128.5139 | 1009.4731
2043-09-09 | 902.8176 | 839.5253 | 789.7013 | 768.8989 | 796.375 | 949.8605 | 1102.5777 | 1116.7156 | 1136.9186 | 957.6744 | 919.3422 | 883.2708 | 746.3979 | 752.9543 | 783.5192 | 912.4891 | 1124.6663 | 1242.2256 | 1307.4908 | 1274.8262 | 1251.12 | 1230.2785 | 1147.7527 | 1029.2383
2043-09-10 | 904.095 | 833.3544 | 785.0198 | 765.4216 | 797.1201 | 941.3128 | 1083.7822 | 1053.9282 | 1118.7411 | 986.2445 | 934.3851 | 838.9756 | 795.6423 | 801.2798 | 775.569 | 899.1229 | 1113.9781 | 1230.5529 | 1313.1249 | 1290.8377 | 1302.5528 | 1223.8513 | 1118.2108 | 1031.1021
2043-09-11 | 913.8085 | 844.5287 | 788.3857 | 768.6391 | 804.4145 | 927.6948 | 1092.6245 | 1089.754 | 1154.8892 | 997.5126 | 950.5157 | 958.96 | 920.9845 | 981.4311 | 996.8935 | 1097.3289 | 1230.9892 | 1320.7249 | 1277.7285 | 1215.9795 | 1203.3267 | 1212.3154 | 1119.0187 | 1058.2013
2043-09-12 | 915.5977 | 856.2975 | 810.4259 | 771.5216 | 780.5011 | 809.4332 | 876.0929 | 867.7589 | 994.9269 | 957.5594 | 1008.3372 | 951.2531 | 1007.2811 | 835.472 | 965.3364 | 1011.786 | 1149.407 | 1231.5888 | 1284.644 | 1285.0414 | 1265.112 | 1183.9017 | 1142.4264 | 1066.9165
2043-09-13 | 1051.1491 | 865.1899 | 809.2654 | 771.8822 | 779.1875 | 784.8532 | 828.0555 | 832.6976 | 976.4452 | 946.37 | 970.667 | 962.2189 | 984.5511 | 853.2933 | 964.372 | 966.3111 | 1157.2387 | 1192.8692 | 1333.6578 | 1301.8931 | 1352.2901 | 1257.5331 | 1196.4143 | 1133.9246
2043-09-14 | 1005.5976 | 888.0453 | 773.6652 | 754.6701 | 796.0463 | 947.4172 | 1108.1416 | 1126.3168 | 1121.3812 | 989.3274 | 939.7692 | 974.0916 | 853.7214 | 834.6781 | 821.9921 | 969.7201 | 1144.8443 | 1294.1186 | 1320.2257 | 1334.7547 | 1248.9229 | 1220.5569 | 1131.2009 | 1019.3758
2043-09-15 | 939.3061 | 855.0374 | 810.8281 | 789.0788 | 819.9203 | 973.9653 | 1146.4894 | 1176.6908 | 1200.098 | 1062.6164 | 949.9919 | 965.9071 | 916.4425 | 815.8579 | 841.7692 | 975.7141 | 1182.53 | 1292.9625 | 1329.7987 | 1332.4801 | 1269.6553 | 1244.5745 | 1148.2423 | 1036.8934
2043-09-16 | 920.8622 | 861.3216 | 809.6879 | 787.6501 | 812.9396 | 979.7815 | 1129.9705 | 1155.1249 | 1191.6567 | 1013.3361 | 955.3351 | 931.5639 | 743.2891 | 743.0239 | 777.0877 | 894.8591 | 1159.972 | 1288.7411 | 1342.0593 | 1301.8811 | 1273.9913 | 1254.6071 | 1166.5779 | 1055.5043
2043-09-17 | 912.392 | 842.7295 | 792.9811 | 772.9574 | 811.0926 | 955.1271 | 1105.7932 | 1091.6444 | 1162.9703 | 1046.5316 | 955.2138 | 891.7976 | 881.1619 | 867.6548 | 835.1262 | 939.4002 | 1152.4441 | 1277.3803 | 1318.0807 | 1299.6669 | 1307.5811 | 1234.5621 | 1123.9594 | 1037.548
2043-09-18 | 915.0682 | 850.1289 | 790.0981 | 772.371 | 808.5707 | 938.2515 | 1104.4042 | 1102.2424 | 1118.0195 | 937.4187 | 898.583 | 746.0491 | 694.1503 | 710.7974 | 755.1989 | 878.5223 | 1094.0315 | 1236.1485 | 1259.1219 | 1209.7618 | 1205.2013 | 1211.6746 | 1129.1419 | 1063.8118
2043-09-19 | 916.9924 | 857.2347 | 812.7813 | 775.1607 | 784.371 | 812.0259 | 877.0309 | 847.9314 | 967.3625 | 902.9274 | 907.0157 | 751.6901 | 686.2488 | 620.8746 | 803.3075 | 814.0529 | 983.7399 | 1151.2868 | 1265.2839 | 1271.5098 | 1255.7187 | 1179.4721 | 1144.0389 | 1075.2282
2043-09-20 | 1057.9081 | 872.196 | 816.5261 | 778.5159 | 787.0701 | 791.0694 | 833.2006 | 833.6092 | 949.3326 | 852.7889 | 853.9854 | 757.8825 | 633.1352 | 568.7215 | 710.4817 | 789.7109 | 1047.5433 | 1155.0769 | 1323.1299 | 1298.6738 | 1354.4068 | 1256.2338 | 1196.772 | 1131.8229
2043-09-21 | 1020.5867 | 910.0208 | 798.1099 | 777.3073 | 819.7511 | 963.3336 | 1132.2389 | 1153.3408 | 1170.2248 | 1037.5911 | 967.4504 | 995.736 | 852.9814 | 844.5524 | 794.706 | 947.5931 | 1171.1133 | 1332.9895 | 1353.5115 | 1355.4052 | 1279.817 | 1250.4875 | 1160.707 | 1045.1238
2043-09-22 | 925.7079 | 844.8846 | 797.4746 | 776.1774 | 802.2278 | 950.8078 | 1121.5918 | 1151.7557 | 1142.2453 | 999.4379 | 924.5067 | 881.4258 | 773.5227 | 745.4482 | 759.8487 | 917.3008 | 1120.5595 | 1275.7487 | 1315.9187 | 1316.8896 | 1259.045 | 1232.2568 | 1131.048 | 1019.5962
2043-09-23 | 909.8102 | 848.5399 | 795.3457 | 773.9278 | 802.5297 | 967.0849 | 1119.9855 | 1137.3447 | 1150.8906 | 931.457 | 901.1274 | 848.6432 | 760.5076 | 778.1371 | 847.9641 | 973.3362 | 1217.2425 | 1313.5245 | 1349.6676 | 1298.987 | 1263.7027 | 1235.0504 | 1161.8983 | 1047.6247
2043-09-24 | 920.144 | 848.6047 | 800.0785 | 779.9943 | 812.253 | 968.5042 | 1117.598 | 1097.1826 | 1169.533 | 1033.727 | 953.1367 | 820.5425 | 761.0575 | 776.5203 | 765.4908 | 883.0727 | 1135.5978 | 1278.4813 | 1337.6533 | 1315.7105 | 1326.8949 | 1243.0905 | 1144.8187 | 1051.5077
2043-09-25 | 936.4778 | 863.8453 | 811.6167 | 789.4152 | 821.5398 | 955.6702 | 1128.8259 | 1159.1446 | 1196.0982 | 1065.0022 | 984.8114 | 932.402 | 819.996 | 833.7023 | 868.859 | 994.9727 | 1197.3833 | 1318.5953 | 1322.7368 | 1253.9088 | 1239.4945 | 1246.4069 | 1157.1361 | 1087.0092
2043-09-26 | 937.4988 | 876.1498 | 828.5528 | 790.2782 | 798.8593 | 830.1409 | 899.1015 | 889.7402 | 1002.9237 | 977.5126 | 1009.5164 | 926.2226 | 867.6059 | 765.7978 | 936.7684 | 906.9691 | 1098.5268 | 1249.0454 | 1300.8312 | 1300.8595 | 1280.6422 | 1202.9377 | 1164.9355 | 1095.3255
2043-09-27 | 1053.2156 | 868.4844 | 811.7627 | 774.0884 | 781.678 | 794.799 | 837.5566 | 839.2025 | 952.8564 | 899.6173 | 935.8538 | 910.4099 | 855.6834 | 733.0984 | 903.0778 | 928.877 | 1142.0546 | 1204.5324 | 1328.2118 | 1298.6675 | 1357.7634 | 1264.4998 | 1202.2001 | 1138.203
2043-09-28 | 1024.8505 | 906.3194 | 792.9561 | 772.1545 | 807.9398 | 958.7715 | 1112.1003 | 1142.0844 | 1143.495 | 990.9393 | 911.9294 | 917.4616 | 809.0637 | 763.223 | 770.0648 | 952.6027 | 1152.4823 | 1287.4607 | 1315.6158 | 1336.1595 | 1262.9889 | 1232.7872 | 1146.4222 | 1035.1591
2043-09-29 | 935.0736 | 851.9784 | 807.7326 | 786.9381 | 815.5393 | 972.0451 | 1137.8784 | 1117.4064 | 1118.4843 | 976.9699 | 909.7462 | 875.1525 | 786.9611 | 820.6989 | 853.9251 | 995.5974 | 1178.2561 | 1290.7829 | 1295.3392 | 1313.1847 | 1265.2978 | 1239.0584 | 1143.8829 | 1030.9177
2043-09-30 | 899.2582 | 840.5834 | 789.2383 | 769.0989 | 789.6643 | 945.6034 | 1092.3596 | 1105.9456 | 1108.3671 | 902.2556 | 855.604 | 832.5587 | 754.8049 | 743.9112 | 749.9544 | 887.4724 | 1141.0964 | 1252.1949 | 1290.1808 | 1259.656 | 1243.3955 | 1221.2875 | 1133.1581 | 1018.8538
2043-10-01 | 860.9331 | 792.2756 | 742.6084 | 719.6729 | 745.1023 | 879.782 | 1011.4742 | 1024.2024 | 1100.1429 | 986.414 | 913.6094 | 861.6117 | 745.6818 | 762.3466 | 809.1391 | 931.5305 | 1120.2303 | 1244.8371 | 1302.8865 | 1245.4931 | 1267.6905 | 1186.232 | 1077.2356 | 973.8285
2043-10-02 | 870.7494 | 806.7173 | 751.5976 | 727.6746 | 749.6834 | 863.9876 | 1020.1613 | 1033.5203 | 1078.8219 | 939.4059 | 911.4865 | 918.1345 | 805.7289 | 854.1181 | 884.0632 | 997.8603 | 1152.1554 | 1286.156 | 1280.0809 | 1187.5148 | 1177.5354 | 1181.3476 | 1093.1441 | 1012.5528
2043-10-03 | 874.7695 | 813.4552 | 765.0836 | 726.4557 | 724.5236 | 742.853 | 793.1065 | 773.6855 | 892.7784 | 868.7295 | 935.4816 | 862.0254 | 773.7491 | 706.6672 | 843.3995 | 840.699 | 1049.867 | 1211.1081 | 1264.6329 | 1237.6421 | 1230.6592 | 1152.6059 | 1106.5561 | 1030.7133
2043-10-04 | 1002.5275 | 820.8038 | 764.6713 | 727.1844 | 725.0241 | 737.1977 | 755.9207 | 759.8935 | 881.1481 | 807.8904 | 838.4915 | 847.0359 | 713.6022 | 707.8459 | 868.4458 | 941.0898 | 1134.5579 | 1210.5984 | 1365.3089 | 1293.3988 | 1318.5934 | 1224.0613 | 1154.3749 | 1086.1992
2043-10-05 | 961.8912 | 848.9572 | 734.7754 | 711.5085 | 741.6272 | 876.6816 | 1027.7619 | 1075.8427 | 1089.7946 | 982.621 | 912.96 | 970.2826 | 838.9213 | 821.0256 | 832.1065 | 992.3528 | 1153.0833 | 1316.902 | 1321.8554 | 1293.6306 | 1225.5615 | 1193.1744 | 1094.925 | 965.2995
2043-10-06 | 881.5867 | 798.3681 | 753.7677 | 731.3745 | 751.9372 | 895.7113 | 1043.5096 | 1056.4906 | 1077.0273 | 989.4968 | 911.916 | 956.183 | 901.5538 | 821.8662 | 849.1651 | 980.1586 | 1150.7944 | 1286.3811 | 1296.8639 | 1263.5136 | 1215.297 | 1188.072 | 1089.4527 | 965.9298
2043-10-07 | 856.2716 | 797.8025 | 744.4527 | 723.7639 | 739.807 | 886.1784 | 1028.044 | 1061.669 | 1074.3148 | 914.4981 | 873.261 | 908.826 | 787.3835 | 821.7903 | 883.6319 | 1009.915 | 1193.4883 | 1280.3427 | 1308.8901 | 1232.4143 | 1209.2996 | 1185.921 | 1100.5466 | 975.1561
2043-10-08 | 863.5945 | 795.6427 | 746.6145 | 725.3133 | 747.9479 | 883.0263 | 1017.8284 | 1026.9976 | 1071.9052 | 944.1245 | 881.8284 | 798.354 | 786.9165 | 867.7458 | 915.6991 | 1045.4893 | 1203.4359 | 1313.4867 | 1321.3088 | 1251.6107 | 1271.5437 | 1191.1925 | 1090.4813 | 995.2044
2043-10-09 | 873.0862 | 799.3014 | 747.1526 | 721.7842 | 745.122 | 863.2398 | 1021.4733 | 1048.0441 | 1080.4748 | 918.4645 | 871.5545 | 794.5862 | 704.2145 | 725.5447 | 785.2119 | 928.5262 | 1140.6467 | 1285.0542 | 1261.1007 | 1171.1404 | 1172.1728 | 1177.1825 | 1090.2127 | 1019.8642
2043-10-10 | 873.1815 | 814.7127 | 768.6553 | 728.7631 | 726.7565 | 745.9403 | 799.7061 | 798.5535 | 895.9966 | 851.0844 | 867.7342 | 785.0688 | 713.1775 | 644.5922 | 824.3931 | 829.719 | 1040.7254 | 1200.3971 | 1247.0906 | 1224.1809 | 1214.4981 | 1146.133 | 1098.6703 | 1027.4354
2043-10-11 | 1010.1064 | 827.3643 | 771.9284 | 733.989 | 731.3248 | 730.7237 | 756.3355 | 767.7711 | 881.402 | 816.4758 | 841.8118 | 807.845 | 705.8626 | 679.2828 | 789.0453 | 877.2294 | 1117.1768 | 1217.5348 | 1328.7876 | 1260.9231 | 1322.1407 | 1228.8382 | 1167.3727 | 1094.9905
2043-10-12 | 969.0698 | 857.0218 | 745.3898 | 725.7571 | 762.8247 | 937.2444 | 1094.3522 | 1129.9702 | 1139.241 | 1017.472 | 945.8164 | 1007.4877 | 942.031 | 966.3729 | 978.7571 | 1104.2815 | 1270.7543 | 1379.4285 | 1391.7779 | 1357.8596 | 1250.0318 | 1216.2254 | 1119.0682 | 995.8611
2043-10-13 | 880.4332 | 799.7422 | 750.4439 | 728.2771 | 746.6713 | 899.3583 | 1050.7805 | 1086.4414 | 1119.1244 | 1028.9977 | 957.2082 | 990.8795 | 1067.7487 | 915.5595 | 918.0268 | 1010.2512 | 1205.7977 | 1330.8712 | 1314.3231 | 1281.9534 | 1220.8588 | 1191.3538 | 1096.6232 | 980.841
2043-10-14 | 867.9096 | 807.0169 | 752.4722 | 730.487 | 746.0855 | 910.2063 | 1053.0948 | 1084.1784 | 1100.0551 | 930.89 | 912.108 | 963.793 | 867.9449 | 878.6894 | 958.2761 | 1092.6088 | 1265.1997 | 1340.6715 | 1334.1321 | 1253.8719 | 1220.943 | 1198.7776 | 1113.5466 | 995.213
2043-10-15 | 877.6723 | 808.3883 | 758.4713 | 737.1001 | 761.6565 | 915.1625 | 1053.3829 | 1121.0686 | 1223.2549 | 1105.8141 | 1022.9489 | 982.0099 | 1000.6766 | 934.1452 | 940.7607 | 1069.0756 | 1268.8206 | 1343.7146 | 1344.0708 | 1272.5493 | 1286.218 | 1210.4702 | 1101.9279 | 1013.1301
2043-10-16 | 884.3933 | 814.9777 | 758.7584 | 734.4862 | 757.396 | 886.7151 | 1040.4256 | 1079.4654 | 1128.9822 | 979.0272 | 926.8226 | 917.1176 | 816.6677 | 838.678 | 892.5106 | 1020.1596 | 1222.4565 | 1336.2717 | 1284.9818 | 1191.3247 | 1184.2902 | 1187.8178 | 1097.1985 | 1027.861
2043-10-17 | 885.1567 | 824.5203 | 778.1731 | 737.3222 | 734.9131 | 756.5238 | 812.6285 | 831.5969 | 943.2283 | 934.527 | 943.5256 | 839.0666 | 780.8396 | 717.4257 | 888.152 | 926.0927 | 1099.026 | 1253.3672 | 1267.1216 | 1242.7658 | 1231.9126 | 1150.7824 | 1107.8993 | 1034.5127
2043-10-18 | 1004.0482 | 819.8752 | 763.3028 | 726.2286 | 723.5492 | 725.686 | 749.4521 | 772.6048 | 876.0841 | 832.697 | 875.67 | 855.1713 | 719.6972 | 699.6341 | 794.0128 | 842.8512 | 1105.5195 | 1212.7889 | 1330.5136 | 1259.3556 | 1319.3505 | 1229.6855 | 1155.8288 | 1085.4657
2043-10-19 | 963.0095 | 847.2043 | 731.8924 | 709.6934 | 738.1491 | 881.016 | 1030.0634 | 1064.0761 | 1071.7523 | 951.8792 | 901.9534 | 950.9528 | 809.473 | 825.3683 | 869.9961 | 1054.1882 | 1209.1355 | 1332.7914 | 1312.2838 | 1284.3991 | 1204.689 | 1178.3062 | 1086.0749 | 971.6443
2043-10-20 | 887.8225 | 807.4147 | 759.7483 | 737.5655 | 757.7242 | 908.1802 | 1063.5842 | 1120.7166 | 1122.8451 | 1004.1891 | 944.9371 | 939.287 | 842.4269 | 808.4161 | 866.5771 | 1003.3318 | 1206.1993 | 1332.7502 | 1318.8336 | 1282.2865 | 1231.9718 | 1201.7708 | 1101.0404 | 986.2197
2043-10-21 | 863.5688 | 802.924 | 749.0132 | 727.0293 | 742.5119 | 900.5717 | 1043.6935 | 1087.5715 | 1104.0787 | 928.5631 | 877.3421 | 864.4055 | 761.407 | 761.1422 | 834.7966 | 998.8677 | 1210.9403 | 1321.5096 | 1314.5253 | 1239.7835 | 1212.3605 | 1192.1774 | 1105.349 | 985.9537
2043-10-22 | 855.7131 | 787.3269 | 738.0717 | 718.0772 | 742.0982 | 884.6675 | 1023.4452 | 1043.1794 | 1098.4742 | 963.8981 | 901.853 | 828.3824 | 771.4382 | 823.8023 | 831.2592 | 978.7565 | 1163.1019 | 1302.6518 | 1299.6944 | 1245.5071 | 1256.9771 | 1175.7041 | 1064.774 | 972.3935
2043-10-23 | 867.7433 | 801.5973 | 746.1841 | 723.0402 | 746.671 | 872.1876 | 1028.8166 | 1064.0829 | 1111.1006 | 997.6783 | 979.5386 | 1006.5287 | 1012.2401 | 922.1556 | 955.05 | 1062.0936 | 1239.2899 | 1349.6177 | 1275.6687 | 1178.6964 | 1179.2238 | 1177.2585 | 1086.7881 | 1021.4909
2043-10-24 | 874.0317 | 814.2201 | 767.0661 | 727.0498 | 724.5305 | 743.6791 | 799.1563 | 810.2953 | 915.381 | 866.2649 | 866.8456 | 813.9169 | 742.2494 | 686.5642 | 909.4527 | 944.752 | 1098.159 | 1235.9113 | 1247.0475 | 1224.0073 | 1215.1369 | 1136.2518 | 1090.7359 | 1016.4886
2043-10-25 | 989.3565 | 805.2837 | 750.5547 | 713.5343 | 711.2618 | 707.9563 | 738.372 | 749.5518 | 841.6655 | 776.0353 | 776.7548 | 808.4744 | 706.228 | 719.2614 | 824.7308 | 919.2529 | 1124.2868 | 1229.2768 | 1324.9545 | 1245.9003 | 1294.99 | 1194.3821 | 1132.6449 | 1060.8676
2043-10-26 | 958.7419 | 844.1735 | 732.9137 | 710.1042 | 737.9746 | 877.1232 | 1032.1531 | 1069.3375 | 1071.1362 | 940.9817 | 884.5087 | 915.269 | 796.3832 | 832.531 | 846.0894 | 1044.4701 | 1245.8787 | 1376.1006 | 1341.2936 | 1297.0799 | 1210.2471 | 1175.6616 | 1088.3513 | 963.2922
2043-10-27 | 854.2549 | 774.4604 | 725.2857 | 705.2915 | 724.3727 | 862.5551 | 1020.4247 | 1033.8884 | 1040.8449 | 932.6082 | 864.2817 | 889.5496 | 838.2475 | 800.8393 | 865.8338 | 1027.0123 | 1216.1316 | 1328.9453 | 1293.8273 | 1258.8653 | 1181.8513 | 1149.3925 | 1051.1203 | 933.3248
2043-10-28 | 845.4421 | 786.0862 | 732.371 | 709.5118 | 725.0699 | 881.9613 | 1027.4131 | 1078.225 | 1097.4662 | 940.844 | 888.6789 | 894.8031 | 879.3386 | 895.7449 | 1007.7243 | 1128.3858 | 1291.3259 | 1348.2845 | 1309.683 | 1225.996 | 1201.1532 | 1174.4924 | 1091.3192 | 965.95
2043-10-29 | 858.4974 | 790.5151 | 741.9956 | 722.0931 | 747.3088 | 892.2181 | 1034.6175 | 1066.0248 | 1152.4689 | 1061.0564 | 1024.409 | 1003.1806 | 1036.4989 | 914.5005 | 926.6254 | 1051.337 | 1243.3592 | 1332.6276 | 1309.6597 | 1251.2156 | 1263.0704 | 1179.4856 | 1068.1539 | 979.8976
2043-10-30 | 857.0581 | 789.4468 | 733.7524 | 711.6594 | 735.1405 | 853.0048 | 1015.901 | 1065.9328 | 1092.1315 | 981.6435 | 950.2495 | 947.23 | 916.6351 | 865.8878 | 918.1134 | 1060.9191 | 1241.2499 | 1323.2617 | 1248.1697 | 1165.6972 | 1150.3505 | 1152.3375 | 1058.4854 | 989.0774
2043-10-31 | 860.8527 | 803.8158 | 756.7398 | 717.534 | 714.7013 | 735.192 | 795.3793 | 821.4719 | 942.6751 | 903.9677 | 919.589 | 802.0796 | 823.6799 | 682.9365 | 867.27 | 876.6008 | 1064.1919 | 1226.3872 | 1231.1526 | 1220.4222 | 1199.424 | 1120.9618 | 1073.2358 | 1004.5968
2043-11-01 | 958.9473 | 779.5598 | 728.5725 | 687.0234 | 692.5524 | 720.8963 | 744.5729 | 747.261 | 828.6863 | 771.4934 | 789.1647 | 790.4506 | 666.4627 | 610.825 | 746.8774 | 869.0467 | 1082.8983 | 1181.9461 | 1285.8012 | 1195.5756 | 1211.7704 | 1147.3154 | 1094.2862 | 1039.1706
2043-11-02 | 931.3305 | 822.0629 | 710.7255 | 687.921 | 731.0892 | 922.9784 | 1034.7607 | 1113.4964 | 1079.8877 | 928.2022 | 856.7755 | 889.6041 | 743.1939 | 719.0601 | 752.8014 | 953.7542 | 1164.7315 | 1321.5448 | 1298.4078 | 1247.435 | 1129.5897 | 1120.6639 | 1053.9728 | 942.4703
2043-11-03 | 842.6627 | 761.1676 | 717.413 | 693.6667 | 725.0856 | 916.2664 | 1042.4654 | 1059.4053 | 1070.5365 | 941.1946 | 879.3856 | 888.5698 | 792.2162 | 730.652 | 798.0719 | 984.0786 | 1172.7902 | 1304.1297 | 1279.6822 | 1226.9782 | 1130.7562 | 1116.7776 | 1045.9567 | 934.8949
2043-11-04 | 821.2956 | 758.9647 | 709.6996 | 687.6467 | 719.1586 | 918.1577 | 1041.8382 | 1099.1613 | 1106.0807 | 945.8974 | 897.7896 | 912.5623 | 832.8982 | 768.8151 | 847.4449 | 999.6942 | 1212.8907 | 1312.2057 | 1304.5272 | 1198.8806 | 1126.58 | 1123.2119 | 1050.2909 | 942.8886
2043-11-05 | 826.0629 | 757.6569 | 712.0871 | 691.5522 | 732.3566 | 924.432 | 1045.3391 | 1085.0517 | 1153.0538 | 1052.7338 | 979.7784 | 933.9095 | 910.7736 | 796.3288 | 824.602 | 953.7133 | 1169.2752 | 1298.4199 | 1286.0432 | 1204.1915 | 1178.746 | 1114.0719 | 1026.9282 | 943.0071
2043-11-06 | 834.0659 | 764.1552 | 711.161 | 689.5441 | 729.5478 | 903.9382 | 1048.2754 | 1093.0452 | 1086.4062 | 932.1625 | 872.4883 | 868.6192 | 740.2953 | 759.1767 | 813.5861 | 961.4505 | 1150.4086 | 1296.9753 | 1243.66 | 1154.0921 | 1130.6553 | 1095.7327 | 1025.5156 | 967.967
2043-11-07 | 835.8523 | 770.576 | 725.7577 | 686.0355 | 696.1106 | 743.4948 | 804.444 | 826.087 | 922.4373 | 905.5034 | 955.0498 | 881.3877 | 935.0231 | 795.8073 | 957.3762 | 924.0968 | 1068.2027 | 1198.928 | 1186.4003 | 1177.7686 | 1152.3597 | 1080.3728 | 1044.6606 | 981.1331
2043-11-08 | 952.669 | 765.2845 | 711.7109 | 673.6996 | 682.7482 | 709.7111 | 739.7401 | 756.1445 | 837.459 | 729.7382 | 755.73 | 741.183 | 628.6629 | 553.0086 | 727.4051 | 815.5387 | 1058.9188 | 1159.4951 | 1266.3358 | 1180.6711 | 1195.8418 | 1126.1056 | 1070.4317 | 1013.4452
2043-11-09 | 908.396 | 791.8604 | 679.8061 | 659.9677 | 702.5217 | 887.9774 | 1010.5098 | 1065.4692 | 1036.1577 | 888.9651 | 825.9866 | 830.9457 | 708.2895 | 694.7166 | 783.5496 | 995.2808 | 1182.1875 | 1289.6913 | 1262.1543 | 1217.1271 | 1096.0362 | 1081.7223 | 1002.7835 | 901.0076
2043-11-10 | 817.0188 | 732.0472 | 683.2224 | 662.5913 | 693.7289 | 878.284 | 1008.1381 | 1047.8212 | 1071.475 | 955.2481 | 885.1813 | 892.2195 | 934.1354 | 784.2615 | 820.3251 | 948.5058 | 1136.6348 | 1258.416 | 1231.0513 | 1189.4963 | 1089.696 | 1070.2828 | 993.4783 | 892.941
2043-11-11 | 831.6874 | 768.5649 | 710.2634 | 671.9871 | 680.6052 | 790.7933 | 827.7762 | 877.112 | 948.2582 | 803.3567 | 779.6815 | 778.1503 | 786.7087 | 691.7498 | 781.6566 | 917.4083 | 1099.2152 | 1209.6228 | 1185.2371 | 1084.1319 | 1023.7578 | 1038.7527 | 980.6744 | 879.2009
2043-11-12 | 802.7089 | 728.6046 | 678.3623 | 665.705 | 700.8836 | 888.812 | 997.355 | 1032.398 | 1069.8415 | 932.7034 | 884.4018 | 834.3123 | 776.032 | 764.1257 | 780.2978 | 919.8734 | 1129.5561 | 1252.7677 | 1246.5388 | 1167.7212 | 1144.6504 | 1084.3116 | 998.0893 | 915.474
2043-11-13 | 814.2935 | 744.427 | 691.5006 | 670.4509 | 710.5284 | 881.2051 | 1007.1787 | 1048.7022 | 1063.6386 | 916.1071 | 841.2235 | 823.8034 | 727.6203 | 733.363 | 781.9642 | 937.1528 | 1120.1106 | 1266.5887 | 1214.2416 | 1109.0341 | 1086.9531 | 1053.2753 | 1001.2755 | 945.1029
2043-11-14 | 828.2135 | 763.6328 | 718.2354 | 678.265 | 688.2575 | 734.4078 | 782.6494 | 819.885 | 886.3822 | 818.0137 | 821.546 | 720.912 | 636.1721 | 530.1781 | 740.8459 | 836.653 | 1046.0445 | 1174.4324 | 1179.9015 | 1174.6116 | 1150.7609 | 1070.7213 | 1033.113 | 969.9079
2043-11-15 | 962.0602 | 774.5672 | 720.3822 | 681.1012 | 688.8848 | 718.966 | 742.6186 | 779.2922 | 875.3866 | 796.4918 | 816.1137 | 822.298 | 736.9867 | 632.7992 | 837.6529 | 897.0803 | 1117.7685 | 1195.3162 | 1289.0129 | 1199.0943 | 1214.5253 | 1144.2069 | 1089.5788 | 1033.2329
2043-11-16 | 917.7723 | 802.5105 | 688.8444 | 668.1648 | 711.3261 | 899.0565 | 1021.7623 | 1103.7913 | 1080.8034 | 952.4177 | 903.0652 | 963.0379 | 928.1387 | 836.2888 | 873.337 | 1053.2423 | 1213.3047 | 1307.0002 | 1270.8099 | 1225.3143 | 1104.6301 | 1100.6452 | 1027.8414 | 916.8954
2043-11-17 | 826.6469 | 744.7668 | 697.6543 | 675.269 | 705.8903 | 893.0784 | 1018.3526 | 1074.6388 | 1064.8055 | 944.1029 | 905.7903 | 915.4759 | 990.0828 | 891.6216 | 899.5818 | 994.105 | 1166.5844 | 1268.0965 | 1234.0203 | 1188.8167 | 1092.56 | 1087.7092 | 1015.7072 | 904.4719
2043-11-18 | 805.4213 | 735.8362 | 690.4804 | 669.9591 | 702.0166 | 894.1087 | 1026.2796 | 1110.0097 | 1103.2503 | 915.4966 | 836.8119 | 838.9688 | 814.4453 | 721.2884 | 840.3651 | 1007.6436 | 1185.2168 | 1275.1299 | 1258.7974 | 1189.2144 | 1115.066 | 1085.7666 | 1022.1215 | 912.0904
2043-11-19 | 818.6697 | 748.2835 | 701.9972 | 681.1376 | 717.6651 | 906.3795 | 1010.5689 | 1068.4491 | 1134.5262 | 1029.7193 | 955.3516 | 926.4235 | 978.7259 | 891.4234 | 943.7209 | 1038.1232 | 1203.6627 | 1280.8144 | 1262.5194 | 1184.9598 | 1164.1414 | 1103.2553 | 1024.6986 | 933.5617
2043-11-20 | 827.5256 | 762.7329 | 709.5184 | 687.4691 | 725.8163 | 899.0079 | 1036.2075 | 1122.167 | 1152.7276 | 990.7757 | 982.2261 | 995.195 | 1029.0011 | 971.79 | 1012.2651 | 1118.8702 | 1258.9818 | 1329.9045 | 1248.1283 | 1133.965 | 1109.7143 | 1089.8458 | 1034.7185 | 979.1397
2043-11-21 | 833.4709 | 768.7849 | 723.863 | 684.0688 | 694.5606 | 741.5221 | 788.9734 | 862.4999 | 969.0923 | 942.0938 | 979.7787 | 912.5984 | 970.2946 | 857.9616 | 931.4972 | 952.9848 | 1112.6171 | 1215.0418 | 1204.4723 | 1197.9745 | 1177.2891 | 1098.0753 | 1057.4081 | 989.709
2043-11-22 | 967.252 | 778.535 | 723.105 | 684.8822 | 684.2175 | 713.5704 | 748.8687 | 820.6145 | 930.9682 | 867.8594 | 882.008 | 905.0811 | 910.8282 | 835.9287 | 942.7912 | 951.0269 | 1146.9483 | 1198.1786 | 1298.0597 | 1218.3687 | 1226.9285 | 1154.6141 | 1092.6229 | 1035.624
2043-11-23 | 917.6669 | 803.1511 | 689.0552 | 668.5439 | 709.8999 | 894.3009 | 1030.7165 | 1130.537 | 1153.0559 | 1029.9326 | 929.3527 | 966.0241 | 974.5818 | 922.3193 | 889.7131 | 1048.4648 | 1210.2053 | 1311.7002 | 1264.2892 | 1218.431 | 1101.8173 | 1082.7689 | 1016.4572 | 913.7768
2043-11-24 | 813.0974 | 729.7527 | 679.2952 | 659.4591 | 689.7374 | 871.9952 | 1000.3559 | 1062.387 | 1073.1423 | 943.1388 | 869.1606 | 894.0582 | 985.6665 | 940.177 | 855.7853 | 987.1118 | 1151.0932 | 1238.2682 | 1196.4133 | 1161.7284 | 1065.0245 | 1058.309 | 980.0832 | 872.985
2043-11-25 | 781.0059 | 717.8222 | 665.6867 | 647.0827 | 677.8068 | 865.0385 | 987.3589 | 1064.0541 | 1079.7712 | 890.6404 | 834.7384 | 854.7321 | 923.6855 | 828.4965 | 842.9336 | 972.0136 | 1161.9757 | 1233.833 | 1213.9915 | 1126.905 | 1054.3388 | 1052.5577 | 991.6885 | 886.7206
2043-11-26 | 837.1348 | 766.7639 | 712.9836 | 677.6817 | 698.6607 | 813.8141 | 880.4277 | 938.7467 | 1071.7421 | 980.0733 | 899.7402 | 885.4819 | 925.7842 | 810.4608 | 823.6424 | 977.0743 | 1148.1426 | 1256.0805 | 1228.248 | 1142.5475 | 1118.7718 | 1075.9992 | 975.9924 | 903.0906
2043-11-27 | 800.0676 | 726.0519 | 668.2392 | 654.191 | 697.2314 | 866.3626 | 983.1391 | 1067.2917 | 1100.1121 | 972.4505 | 926.1834 | 928.4508 | 955.8705 | 903.488 | 904.8468 | 1003.1829 | 1163.0634 | 1247.5047 | 1175.738 | 1083.8069 | 1059.8449 | 1030.6207 | 989.2457 | 929.4649
2043-11-28 | 815.5311 | 751.6736 | 707.1539 | 668.9104 | 679.0812 | 720.2274 | 763.163 | 827.6208 | 906.548 | 887.9548 | 924.7759 | 844.7134 | 878.4084 | 660.0309 | 865.6949 | 879.8619 | 1049.92 | 1166.0324 | 1164.079 | 1149.5699 | 1126.4242 | 1044.0315 | 1009.4969 | 946.0021
2043-11-29 | 936.1481 | 750.2685 | 696.0494 | 658.6966 | 666.8619 | 689.7377 | 709.8739 | 781.0405 | 872.0389 | 802.6586 | 832.5388 | 824.9405 | 803.756 | 688.1111 | 857.0911 | 932.4564 | 1127.7836 | 1179.6611 | 1266.8391 | 1186.3359 | 1204.6357 | 1129.2807 | 1065.7342 | 1008.8647
2043-11-30 | 914.3828 | 797.8933 | 686.0926 | 668.0558 | 711.4765 | 902.1977 | 1027.6358 | 1144.008 | 1149.7258 | 1029.6388 | 965.173 | 990.1373 | 1025.245 | 1021.5552 | 979.362 | 1019.4977 | 1191.981 | 1295.7968 | 1254.4078 | 1215.6375 | 1095.0609 | 1083.0244 | 1014.962 | 910.972
2043-12-01 | 798.468 | 710.2797 | 663.5071 | 641.0458 | 670.7024 | 828.6562 | 930.2485 | 983.1394 | 984.6623 | 890.0907 | 830.4573 | 826.2489 | 862.6085 | 796.706 | 731.8334 | 864.8471 | 1030.8571 | 1161.1988 | 1137.4451 | 1121.5004 | 1047.1789 | 1047.8591 | 981.2715 | 885.0977
2043-12-02 | 770.9275 | 709.2091 | 654.8119 | 632.5407 | 657.0939 | 823.2792 | 917.0006 | 1013.0893 | 1029.2672 | 882.4332 | 829.3904 | 832.0157 | 881.7167 | 865.9386 | 891.0999 | 888.8733 | 1061.2716 | 1160.3801 | 1153.369 | 1091.2132 | 1054.3416 | 1050.1181 | 995.9401 | 891.9589
2043-12-03 | 783.4733 | 713.3539 | 664.0299 | 642.1649 | 678.8477 | 837.4981 | 932.8098 | 981.0031 | 1044.4438 | 910.3794 | 789.6616 | 751.047 | 711.0577 | 703.8084 | 743.3696 | 892.4298 | 1039.6764 | 1163.1383 | 1160.7248 | 1108.604 | 1105.8948 | 1056.7729 | 984.4742 | 909.1341
2043-12-04 | 796.4763 | 726.0006 | 670.5426 | 646.5729 | 682.7702 | 826.5835 | 943.1624 | 1018.0333 | 1027.569 | 889.5332 | 833.5077 | 837.4626 | 846.5434 | 773.264 | 799.956 | 900.3618 | 1064.6881 | 1165.6214 | 1120.5654 | 1043.2619 | 1046.9562 | 1027.219 | 992.6513 | 936.9832
2043-12-05 | 806.2183 | 744.0097 | 698.1331 | 656.6362 | 665.7645 | 689.1065 | 720.4374 | 785.6206 | 858.152 | 783.3702 | 781.3066 | 687.0379 | 657.5138 | 521.1196 | 724.1575 | 736.1154 | 942.8167 | 1092.4462 | 1101.3109 | 1111.3677 | 1120.1404 | 1045.8934 | 1015.6052 | 960.8315
2043-12-06 | 918.1104 | 733.1711 | 676.7049 | 638.7756 | 646.7568 | 654.4216 | 672.1188 | 728.0791 | 787.7403 | 715.9367 | 676.0434 | 675.5986 | 585.4956 | 486.8985 | 645.3539 | 718.7179 | 948.2252 | 1041.5714 | 1152.3299 | 1099.7505 | 1146.964 | 1088.0948 | 1042.0309 | 989.6673
2043-12-07 | 886.6816 | 773.0526 | 659.3447 | 638.027 | 677.8924 | 838.6926 | 945.9821 | 1049.5653 | 1029.5137 | 901.2556 | 782.5556 | 816.0496 | 828.1907 | 705.5974 | 745.228 | 894.7521 | 1062.4663 | 1178.6063 | 1154.9235 | 1139.0611 | 1046.431 | 1055.1252 | 999.1604 | 899.8581
2043-12-08 | 800.2447 | 717.1249 | 667.2008 | 644.4643 | 674.9104 | 833.8188 | 946.9553 | 1015.2427 | 1028.3568 | 931.1475 | 850.0293 | 888.6937 | 918.0705 | 913.7729 | 894.2175 | 935.8361 | 1055.49 | 1153.3645 | 1123.832 | 1114.8557 | 1055.7577 | 1061.5278 | 994.9888 | 888.8164
2043-12-09 | 789.8149 | 727.4617 | 674.5549 | 651.5295 | 678.7081 | 849.2242 | 939.569 | 1028.9155 | 1031.7415 | 873.6043 | 795.4257 | 803.7318 | 856.5325 | 815.4932 | 825.3453 | 921.5307 | 1102.3494 | 1177.4807 | 1167.4263 | 1095.9666 | 1061.5977 | 1067.3858 | 1008.585 | 907.2817
2043-12-10 | 794.2675 | 725.3979 | 677.7935 | 654.6266 | 691.6805 | 852.098 | 932.8913 | 1008.3242 | 1062.1324 | 953.5978 | 860.8034 | 841.4078 | 894.0468 | 804.6158 | 830.8876 | 923.6103 | 1082.2016 | 1188.0802 | 1183.1161 | 1127.7748 | 1121.8508 | 1075.4668 | 1007.1931 | 926.3377
2043-12-11 | 808.775 | 737.7429 | 683.4434 | 657.3806 | 693.8972 | 840.0472 | 945.8142 | 1029.9447 | 1035.3937 | 922.1627 | 859.1657 | 853.2796 | 862.2795 | 721.272 | 774.0801 | 929.9415 | 1121.4474 | 1217.5072 | 1161.9079 | 1074.8384 | 1071.6153 | 1052.7805 | 1008.4448 | 956.5549
2043-12-12 | 802.3496 | 741.0376 | 696.1432 | 655.1055 | 663.9892 | 690.6202 | 718.9198 | 789.2921 | 862.2928 | 830.4183 | 842.1344 | 776.8305 | 842.0655 | 679.8902 | 830.9007 | 831.7294 | 990.9154 | 1112.0971 | 1119.2564 | 1117.3206 | 1125.92 | 1049.6113 | 1021.1991 | 959.9655
2043-12-13 | 923.0609 | 738.1405 | 681.8372 | 643.298 | 651.2534 | 657.7528 | 676.5646 | 739.3254 | 828.4693 | 746.1539 | 736.7481 | 725.2169 | 683.6963 | 532.2022 | 670.0086 | 725.07 | 973.7366 | 1088.5494 | 1197.9569 | 1133.0028 | 1180.2444 | 1105.7721 | 1054.8815 | 1008.0125
2043-12-14 | 886.1594 | 771.5623 | 656.4219 | 634.2862 | 673.81 | 833.8958 | 939.5443 | 1039.741 | 1021.2526 | 902.9966 | 803.2471 | 830.792 | 785.8663 | 695.2224 | 718.1351 | 894.225 | 1059.64 | 1206.2377 | 1185.311 | 1161.139 | 1067.8803 | 1054.3581 | 991.8063 | 906.8707
2043-12-15 | 807.6539 | 721.743 | 670.8386 | 647.7891 | 678.0666 | 836.9509 | 950.8423 | 1030.9317 | 1031.4001 | 907.2584 | 827.3613 | 831.7549 | 865.6281 | 699.2624 | 704.0171 | 856.4586 | 1039.6668 | 1183.7184 | 1173.7372 | 1144.679 | 1078.5877 | 1059.0067 | 1002.983 | 899.4394
2043-12-16 | 803.9402 | 739.9038 | 685.8365 | 662.2887 | 688.3162 | 860.3596 | 965.6892 | 1074.7991 | 1067.9771 | 891.0241 | 805.5288 | 824.0198 | 813.1343 | 708.5329 | 762.5799 | 929.5585 | 1133.992 | 1229.2307 | 1230.3494 | 1151.1157 | 1102.1822 | 1091.7375 | 1032.5768 | 932.1281
2043-12-17 | 800.5112 | 728.2993 | 679.9735 | 657.428 | 695.3857 | 854.4426 | 955.2645 | 1043.8196 | 1085.5864 | 953.2368 | 865.3873 | 837.4572 | 880.1595 | 768.2614 | 787.3869 | 884.7313 | 1073.6722 | 1203.2419 | 1201.5101 | 1144.3176 | 1137.5773 | 1080.0127 | 1006.9999 | 928.9347
2043-12-18 | 823.4204 | 753.7874 | 697.5023 | 671.7633 | 708.3617 | 855.3925 | 978.4438 | 1075.3815 | 1091.6024 | 959.0049 | 916.0429 | 914.1665 | 933.9531 | 901.8271 | 854.2627 | 981.4848 | 1146.7378 | 1240.5477 | 1182.0236 | 1092.7973 | 1092.4641 | 1074.404 | 1025.1474 | 969.4059
2043-12-19 | 822.824 | 758.4926 | 713.695 | 672.1779 | 682.6396 | 711.1914 | 748.7486 | 834.4881 | 928.129 | 901.7129 | 871.3996 | 781.5158 | 868.8459 | 845.6221 | 873.3468 | 842.9296 | 1010.4933 | 1121.3541 | 1140.8583 | 1141.6769 | 1143.6974 | 1077.2994 | 1043.9256 | 980.4463
2043-12-20 | 935.4876 | 749.6204 | 693.8336 | 653.2688 | 662.6905 | 671.0866 | 696.6381 | 775.97 | 859.4831 | 828.6084 | 837.6153 | 784.5276 | 798.8743 | 755.3544 | 788.7136 | 817.3019 | 1019.908 | 1101.6245 | 1210.1217 | 1171.6816 | 1211.3844 | 1123.0632 | 1071.8947 | 1017.1546
2043-12-21 | 905.1291 | 791.4707 | 675.7843 | 653.0025 | 693.1091 | 857.2254 | 972.8769 | 1090.1556 | 1071.483 | 931.8367 | 829.9482 | 854.3458 | 864.5598 | 745.3765 | 735.6078 | 899.7495 | 1062.6252 | 1219.4183 | 1214.4338 | 1183.1717 | 1095.0107 | 1063.9715 | 1014.6097 | 915.1145
2043-12-22 | 806.3207 | 723.1978 | 670.9167 | 647.68 | 678.6671 | 838.4108 | 958.4782 | 1043.127 | 1028.1788 | 907.8199 | 820.3284 | 839.5933 | 882.2145 | 780.5494 | 694.781 | 818.8616 | 1013.9068 | 1158.2214 | 1162.1961 | 1142.2106 | 1064.6393 | 1042.7999 | 991.8957 | 889.6327
2043-12-23 | 776.6285 | 713.5931 | 657.8207 | 635.4734 | 661.4751 | 828.1733 | 924.8299 | 1018.085 | 1016.6926 | 852.7287 | 774.0188 | 784.7375 | 800.6846 | 646.8984 | 711.3771 | 841.684 | 1045.5974 | 1151.4308 | 1161.6106 | 1089.94 | 1043.5707 | 1041.4307 | 991.0174 | 889.1984
2043-12-24 | 781.3169 | 711.5129 | 662.7283 | 640.7779 | 677.6518 | 836.0931 | 930.1996 | 1015.3742 | 1059.5573 | 935.4671 | 839.0644 | 804.5537 | 874.0125 | 801.0942 | 732.4451 | 842.2748 | 1015.5193 | 1127.5989 | 1163.0146 | 1116.926 | 1104.3879 | 1058.4526 | 983.3205 | 909.5853
2043-12-25 | 823.1108 | 751.9397 | 693.4168 | 649.9719 | 661.4823 | 736.3624 | 810.5338 | 896.8885 | 951.7133 | 815.2849 | 780.0491 | 781.3362 | 805.5913 | 827.6646 | 718.4864 | 847.8256 | 1022.6427 | 1149.5391 | 1106.1288 | 1005.2502 | 1029.5817 | 1044.2921 | 972.3273 | 924.803
2043-12-26 | 780.1002 | 714.0627 | 663.3284 | 631.4978 | 644.6297 | 665.7756 | 699.55 | 767.5137 | 861.7616 | 856.9085 | 854.7508 | 756.2307 | 813.9025 | 749.8983 | 911.3222 | 839.7215 | 955.7511 | 1053.7645 | 1072.4494 | 1090.633 | 1108.6694 | 1031.7947 | 999.9925 | 926.2887
2043-12-27 | 896.6964 | 712.7164 | 654.3659 | 618.4484 | 626.8341 | 629.798 | 654.6884 | 732.0208 | 790.8822 | 712.6128 | 690.1179 | 695.1481 | 723.453 | 564.6931 | 653.6555 | 684.8515 | 930.2594 | 1038.7603 | 1157.1962 | 1126.5323 | 1166.5119 | 1071.1442 | 1021.7626 | 971.5623
2043-12-28 | 871.0389 | 756.9937 | 641.3267 | 621.1152 | 660.7143 | 818.0245 | 928.6716 | 1039.5156 | 1031.5229 | 891.6097 | 818.3932 | 850.6502 | 862.1541 | 865.9831 | 783.2186 | 880.6498 | 1026.5474 | 1156.3603 | 1138.7817 | 1122.7775 | 1036.0042 | 1018.8939 | 970.8875 | 874.1799
2043-12-29 | 784.9041 | 700.6473 | 649.539 | 628.094 | 659.0124 | 816.0573 | 934.7117 | 1016.2654 | 1006.6466 | 901.1976 | 760.3246 | 754.2772 | 802.8735 | 647.2466 | 637.6794 | 772.6625 | 960.9763 | 1099.063 | 1117.1463 | 1100.6977 | 1032.376 | 996.8909 | 966.9621 | 856.4195
2043-12-30 | 773.0232 | 711.8311 | 656.9857 | 635.8679 | 662.4753 | 831.3439 | 935.0837 | 1052.4944 | 1060.459 | 891.5903 | 818.9799 | 827.3473 | 852.4372 | 846.093 | 827.8767 | 871.4307 | 1028.1151 | 1139.2602 | 1148.4238 | 1085.1017 | 1042.474 | 1023.1105 | 983.8284 | 878.3989
2043-12-31 | 764.2372 | 700.2142 | 648.6504 | 629.1874 | 664.0028 | 832.162 | 931.6056 | 1032.539 | 1039.435 | 863.1163 | 740.2224 | 734.5628 | 777.4638 | 610.9593 | 651.0162 | 782.6083 | 993.1599 | 1102.0732 | 1135.8876 | 1087.8811 | 1046.6062 | 1012.5032 | 964.7594 | 866.0246
2044-01-01 | 801.425 | 755.6149 | 704.6647 | 665.0266 | 677.6048 | 793.2691 | 870.1429 | 958.0959 | 1035.7816 | 862.5293 | 767.9704 | 765.0748 | 734.6115 | 652.0745 | 742.2106 | 850.1889 | 1083.1993 | 1181.5806 | 1151.0255 | 1068.9925 | 1013.3211 | 1035.9541 | 978.1272 | 879.32
2044-01-02 | 805.3062 | 738.5384 | 689.3594 | 668.6662 | 682.9151 | 790.9188 | 882.8003 | 983.8738 | 1076.6631 | 928.0965 | 828.1366 | 790.0708 | 805.3115 | 685.968 | 694.5419 | 847.2302 | 1049.0744 | 1181.0472 | 1190.799 | 1131.1352 | 1143.9416 | 1055.8244 | 1001.2946 | 922.6979
2044-01-03 | 776.0387 | 709.9784 | 660.9442 | 635.8711 | 646.8358 | 715.6248 | 813.6432 | 888.9183 | 944.9745 | 777.9109 | 689.5568 | 692.3141 | 712.0344 | 585.4569 | 606.4609 | 729.3821 | 1007.367 | 1170.6629 | 1179.2865 | 1093.5093 | 1105.2346 | 1062.3136 | 932.4719 | 853.4197
2044-01-04 | 708.2827 | 667.3805 | 632.173 | 615.0138 | 659.3744 | 778.9925 | 908.5056 | 934.631 | 948.1217 | 847.3529 | 837.9459 | 753.024 | 758.6309 | 641.2849 | 819.2639 | 798.5672 | 978.3948 | 1121.1633 | 1159.1417 | 1177.5354 | 1136.8781 | 1023.0602 | 937.1799 | 840.9885
2044-01-05 | 850.8638 | 680.9042 | 640.4709 | 612.5609 | 655.3533 | 766.5187 | 891.9404 | 912.5874 | 931.59 | 818.4422 | 818.1994 | 797.8081 | 849.5581 | 660.6476 | 719.0566 | 773.8182 | 999.2109 | 1078.5172 | 1201.8508 | 1180.3927 | 1175.1595 | 1041.4567 | 974.1003 | 922.6091
2044-01-06 | 848.6498 | 764.3942 | 649.3082 | 620.5847 | 651.4845 | 824.8958 | 973.1016 | 1057.6344 | 1031.8439 | 864.8061 | 769.1321 | 782.4979 | 778.8125 | 638.6547 | 663.2445 | 852.2055 | 1048.033 | 1185.455 | 1162.9409 | 1153.2496 | 1045.8982 | 1026.7361 | 954.6731 | 837.0385
2044-01-07 | 736.8202 | 672.4791 | 633.4461 | 617.5775 | 648.4601 | 820.1261 | 974.8262 | 1021.7447 | 1018.9801 | 888.5404 | 792.1692 | 775.6242 | 794.6072 | 658.1936 | 649.0852 | 774.4673 | 974.5169 | 1141.7491 | 1134.769 | 1120.3132 | 1031.3574 | 1016.5636 | 927.6958 | 810.5072
2044-01-08 | 762.0878 | 716.8186 | 668.3999 | 649.5901 | 689.818 | 881.2068 | 1022.7289 | 1106.7273 | 1128.8102 | 933.9536 | 833.4712 | 826.8887 | 780.2866 | 673.0486 | 720.789 | 855.0516 | 1091.6709 | 1203.4587 | 1209.9336 | 1139.331 | 1071.7012 | 1039.4139 | 989.5494 | 881.772
2044-01-09 | 765.6447 | 705.308 | 655.4291 | 630.4842 | 641.065 | 734.963 | 827.6981 | 916.7143 | 994.6416 | 876.7568 | 790.7018 | 747.6304 | 734.1341 | 591.7156 | 601.8456 | 729.0974 | 973.5642 | 1112.0637 | 1145.037 | 1097.4356 | 1095.088 | 1005.0633 | 939.7067 | 860.8001
2044-01-10 | 796.4723 | 731.093 | 682.191 | 654.7364 | 667.899 | 740.2803 | 845.8022 | 935.8428 | 971.5168 | 826.5344 | 742.5172 | 722.01 | 689.6246 | 584.3275 | 615.049 | 772.1958 | 1023.4541 | 1198.3058 | 1225.1894 | 1141.4922 | 1156.3812 | 1092.6283 | 964.9352 | 882.4686
2044-01-11 | 734.0274 | 689.5264 | 655.5276 | 637.4743 | 682.1817 | 803.4292 | 930.6655 | 965.5792 | 1012.8986 | 914.6649 | 945.4315 | 876.4062 | 932.8227 | 712.3784 | 853.2895 | 812.0366 | 1032.1062 | 1172.7115 | 1223.5195 | 1226.1872 | 1189.4401 | 1074.9972 | 984.3837 | 889.5153
2044-01-12 | 891.4676 | 723.7994 | 682.7815 | 653.0413 | 694.9864 | 814.3487 | 941.0469 | 978.3328 | 990.2771 | 870.4015 | 869.6738 | 855.2835 | 793.003 | 631.1948 | 756.5652 | 793.1942 | 1014.0583 | 1126.5497 | 1258.0955 | 1224.0778 | 1222.2396 | 1099.5904 | 1030.7166 | 978.2876
2044-01-13 | 871.408 | 788.9045 | 677.3716 | 647.3082 | 678.6674 | 856.2476 | 1007.9525 | 1098.5916 | 1064.8644 | 889.1067 | 802.4121 | 798.3112 | 679.941 | 613.5399 | 645.5765 | 858.1984 | 1062.4353 | 1217.7879 | 1208.6107 | 1184.4439 | 1092.6037 | 1068.917 | 990.5199 | 870.1256
2044-01-14 | 777.4029 | 716.9181 | 677.3494 | 659.3483 | 690.4344 | 871.5496 | 1031.4166 | 1098.8407 | 1103.5945 | 987.5838 | 886.3487 | 880.0508 | 878.2783 | 727.3191 | 768.111 | 900.2147 | 1096.6281 | 1231.8448 | 1212.4524 | 1181.6703 | 1092.6831 | 1082.6307 | 988.8067 | 868.9118
2044-01-15 | 748.6616 | 701.7721 | 651.7635 | 634.0649 | 665.5739 | 853.3095 | 995.0388 | 1076.2465 | 1115.8484 | 933.4902 | 833.3603 | 822.55 | 842.3847 | 711.636 | 763.857 | 890.3384 | 1092.2676 | 1176.7862 | 1172.4897 | 1102.5669 | 1045.8183 | 1008.3987 | 963.7574 | 858.9492
2044-01-16 | 794.2038 | 732.1862 | 683.2157 | 656.7455 | 666.9758 | 771.3681 | 862.0921 | 964.3205 | 1064.0944 | 949.6301 | 844.5612 | 783.9743 | 808.7087 | 641.8894 | 653.5009 | 783.9813 | 1008.1104 | 1154.7974 | 1196.224 | 1134.3046 | 1137.6023 | 1048.6945 | 983.6418 | 899.9352
2044-01-17 | 789.0823 | 721.8208 | 675.0993 | 648.7163 | 660.0319 | 730.471 | 829.0282 | 913.055 | 979.059 | 838.2546 | 762.9701 | 738.8429 | 708.3026 | 574.2158 | 608.8578 | 719.3971 | 965.2633 | 1156.8206 | 1196.6948 | 1099.8008 | 1122.3914 | 1080.217 | 950.2827 | 870.7397
2044-01-18 | 763.8011 | 717.3964 | 679.0747 | 645.7832 | 673.3526 | 727.5099 | 804.1766 | 833.5282 | 912.9279 | 836.6096 | 836.6292 | 736.6192 | 623.3641 | 541.971 | 696.8176 | 711.4637 | 923.0812 | 1100.2297 | 1186.8712 | 1209.2011 | 1181.6495 | 1077.376 | 972.2924 | 874.0009
2044-01-19 | 870.7652 | 694.9813 | 655.1036 | 633.8051 | 681.2374 | 798.023 | 923.3621 | 961.9374 | 978.5312 | 859.3601 | 870.1496 | 859.1266 | 783.9748 | 649.3472 | 745.9793 | 776.9254 | 1007.3399 | 1099.2682 | 1234.1 | 1212.548 | 1212.829 | 1081.9726 | 1009.6088 | 957.8255
2044-01-20 | 842.273 | 762.6675 | 650.0492 | 622.7359 | 653.4539 | 827.2115 | 973.4635 | 1054.1923 | 1058.5129 | 926.9193 | 835.151 | 884.9575 | 916.2388 | 864.4625 | 824.4454 | 999.5923 | 1119.0883 | 1195.6987 | 1176.0155 | 1163.1138 | 1058.3752 | 1038.4172 | 959.9116 | 840.8185
2044-01-21 | 774.3344 | 710.5503 | 670.5975 | 654.2073 | 684.4803 | 864.4061 | 1024.4082 | 1088.3457 | 1093.8056 | 978.5103 | 888.357 | 885.6813 | 909.5133 | 724.5138 | 726.566 | 869.7186 | 1047.4133 | 1188.3055 | 1196.6029 | 1173.7868 | 1084.6219 | 1066.2286 | 984.3246 | 860.1854
2044-01-22 | 755.2974 | 710.5565 | 660.0425 | 641.1023 | 681.1757 | 871.254 | 1011.1275 | 1095.6057 | 1137.1718 | 947.7992 | 857.2144 | 825.7632 | 829.112 | 694.7481 | 720.7508 | 834.9536 | 1032.4873 | 1161.5973 | 1188.6046 | 1117.8547 | 1053.247 | 1017.5996 | 975.6909 | 871.1774
2044-01-23 | 736.7905 | 678.4742 | 626.8107 | 603.8973 | 614.0281 | 707.4889 | 792.9347 | 874.7232 | 949.436 | 807.1478 | 679.0212 | 636.9061 | 669.684 | 580.4214 | 566.6264 | 685.0618 | 898.6325 | 1014.303 | 1087.8549 | 1048.5339 | 1049.0121 | 960.0595 | 894.6582 | 818.7982
2044-01-24 | 744.4159 | 677.9952 | 631.0375 | 608.1183 | 619.6238 | 682.8994 | 780.3309 | 862.8365 | 902.6007 | 740.7355 | 661.7881 | 651.3544 | 654.9856 | 537.4038 | 520.3296 | 626.4331 | 856.9539 | 1037.9778 | 1094.6959 | 1025.3796 | 1045.0835 | 1019.5631 | 888.5129 | 809.5327
2044-01-25 | 705.2956 | 663.9404 | 629.1529 | 613.6872 | 658.3091 | 777.2995 | 898.1088 | 925.4002 | 954.2171 | 870.8982 | 856.8878 | 787.5217 | 867.5064 | 690.4759 | 825.4945 | 768.1058 | 927.0997 | 1058.7157 | 1143.3653 | 1159.6299 | 1131.5976 | 1014.9166 | 929.5245 | 840.854
2044-01-26 | 888.1737 | 718.1651 | 679.2742 | 648.4723 | 690.2681 | 810.2743 | 936.0836 | 984.2679 | 1002.8844 | 894.5067 | 875.2053 | 850.2126 | 750.5813 | 633.1993 | 726.7202 | 779.7745 | 991.5346 | 1094.2635 | 1255.7596 | 1229.0332 | 1223.8864 | 1110.636 | 1039.1432 | 982.8877
2044-01-27 | 851.619 | 770.2213 | 658.6738 | 630.0436 | 660.6358 | 835.4426 | 987.8949 | 1073.2505 | 1046.3762 | 875.3476 | 785.0049 | 810.3609 | 830.55 | 715.5778 | 725.8521 | 919.9972 | 1037.8341 | 1143.1853 | 1144.4746 | 1126.0101 | 1034.5969 | 1033.7996 | 961.9928 | 842.9805
2044-01-28 | 745.2302 | 682.7198 | 640.7717 | 625.8463 | 658.2629 | 837.8572 | 997.4108 | 1055.8376 | 1026.5706 | 893.4387 | 809.0667 | 829.7846 | 855.8027 | 677.9638 | 628.6416 | 747.8994 | 934.9521 | 1076.9725 | 1135.402 | 1117.5697 | 1026.549 | 1022.2331 | 935.2821 | 821.7148
2044-01-29 | 741.0582 | 698.0091 | 650.0894 | 632.485 | 670.6621 | 857.5495 | 1003.3973 | 1096.1258 | 1126.3599 | 920.2966 | 829.164 | 797.1888 | 797.7094 | 674.2513 | 685.8827 | 795.9842 | 1026.1237 | 1136.807 | 1173.9729 | 1100.0734 | 1036.6285 | 998.5037 | 961.3619 | 858.6265
2044-01-30 | 770.7128 | 711.0905 | 664.1053 | 638.5141 | 649.6702 | 751.5453 | 844.8989 | 935.4671 | 999.8555 | 873.2363 | 765.2415 | 720.6395 | 652.6186 | 576.7235 | 547.899 | 695.8129 | 909.6586 | 1055.8861 | 1165.8256 | 1103.743 | 1102.1402 | 1009.1409 | 948.0538 | 872.3264
2044-01-31 | 781.295 | 715.1123 | 668.0075 | 643.1407 | 653.7564 | 726.7805 | 824.836 | 917.2873 | 984.7677 | 834.3464 | 769.9295 | 757.4927 | 700.1512 | 577.4083 | 621.5047 | 728.7324 | 954.8781 | 1135.5558 | 1208.8191 | 1103.3981 | 1119.3909 | 1069.383 | 943.466 | 864.8348
2044-02-01 | 778.7076 | 748.2078 | 713.8329 | 689.3048 | 736.0229 | 865.977 | 981.8756 | 1026.907 | 1030.9948 | 914.3806 | 920.0265 | 871.9138 | 847.1978 | 722.1118 | 844.3738 | 794.8558 | 987.3204 | 1166.3534 | 1226.5187 | 1264.0768 | 1232.5131 | 1115.2289 | 1026.647 | 939.632
2044-02-02 | 921.5459 | 763.3751 | 720.8204 | 688.0457 | 733.3483 | 856.6026 | 967.7773 | 1019.7788 | 1030.8302 | 933.7064 | 938.6656 | 885.6608 | 848.6562 | 654.6975 | 819.2662 | 789.2716 | 1012.1337 | 1082.3208 | 1229.9359 | 1223.3194 | 1244.2694 | 1117.0754 | 1041.4964 | 1001.8863
2044-02-03 | 901.1142 | 831.7868 | 715.852 | 680.7348 | 715.1598 | 897.8628 | 1037.5136 | 1141.7834 | 1134.0171 | 977.673 | 865.4782 | 880.6118 | 852.8022 | 793.5115 | 690.3 | 832.7624 | 1023.459 | 1169.797 | 1152.7723 | 1172.8342 | 1078.6443 | 1070.6842 | 990.3697 | 889.4733
2044-02-04 | 791.669 | 744.1907 | 696.7571 | 676.0011 | 712.214 | 895.7036 | 1037.7867 | 1097.84 | 1082.7959 | 968.5769 | 860.1216 | 846.8244 | 889.9407 | 728.7572 | 674.8302 | 759.8793 | 968.5091 | 1123.7507 | 1132.8788 | 1148.2323 | 1067.5237 | 1051.7282 | 959.4473 | 857.3664
2044-02-05 | 789.4953 | 756.0917 | 705.5662 | 683.9381 | 728.6206 | 927.5045 | 1053.0063 | 1144.4491 | 1166.2255 | 936.1382 | 843.2249 | 823.3991 | 852.8959 | 728.8147 | 731.775 | 801.7516 | 1005.6057 | 1150.8976 | 1193.4629 | 1156.6723 | 1104.773 | 1066.717 | 1007.1857 | 910.3024
2044-02-06 | 820.4238 | 774.765 | 723.5919 | 693.0231 | 712.0674 | 831.7686 | 917.0965 | 1010.1415 | 1091.312 | 962.5785 | 870.2633 | 843.9283 | 826.5416 | 732.7217 | 634.6843 | 739.5783 | 970.2346 | 1129.4573 | 1182.6958 | 1150.8656 | 1154.1287 | 1058.1848 | 980.3299 | 918.2942
2044-02-07 | 831.4554 | 778.3794 | 728.162 | 699.682 | 717.0688 | 808.2803 | 895.2798 | 989.1699 | 983.7772 | 785.7615 | 711.3041 | 702.8966 | 515.1932 | 523.5621 | 525.2395 | 661.4264 | 923.2381 | 1101.9932 | 1179.5103 | 1125.9631 | 1152.696 | 1110.7891 | 973.233 | 907.432
2044-02-08 | 774.4439 | 744.0708 | 707.1977 | 683.5178 | 730.3461 | 858.452 | 979.4589 | 1006.8688 | 1009.431 | 859.8306 | 845.4414 | 778.0564 | 657.4135 | 598.3725 | 773.9256 | 746.1011 | 940.8079 | 1102.8447 | 1192.4418 | 1235.2742 | 1207.0796 | 1093.1711 | 1004.3148 | 926.7549
2044-02-09 | 942.3855 | 783.4955 | 745.5905 | 708.714 | 754.4699 | 882.2112 | 996.7433 | 1039.2057 | 1029.4542 | 890.9608 | 880.9372 | 861.0902 | 687.8905 | 612.7114 | 692.6109 | 718.9157 | 974.2868 | 1089.3726 | 1253.6224 | 1257.8092 | 1260.7017 | 1148.5019 | 1075.2139 | 1034.5208
2044-02-10 | 928.6456 | 857.1389 | 746.0267 | 710.9899 | 746.6172 | 935.9417 | 1074.2205 | 1160.3913 | 1139.6892 | 946.5344 | 856.0577 | 846.4339 | 794.7111 | 680.34 | 689.9085 | 869.6623 | 1029.8397 | 1174.0957 | 1182.9743 | 1191.042 | 1115.8412 | 1107.9742 | 1029.7114 | 925.6026
2044-02-11 | 797.8348 | 752.6836 | 707.7401 | 686.0281 | 722.9904 | 910.3707 | 1042.2769 | 1095.1687 | 1078.2525 | 930.4082 | 843.0816 | 833.669 | 813.861 | 683.7955 | 649.1714 | 731.6166 | 940.572 | 1119.1941 | 1144.8692 | 1152.9775 | 1079.3801 | 1073.4822 | 978.9937 | 877.2708
2044-02-12 | 788.2057 | 757.0896 | 707.4425 | 683.8566 | 725.7123 | 925.1213 | 1029.5062 | 1123.6433 | 1124.0225 | 905.0602 | 788.9713 | 780.9419 | 643.2752 | 571.953 | 581.9518 | 729.5774 | 982.802 | 1092.1808 | 1157.7927 | 1122.8364 | 1077.6996 | 1039.6586 | 997.9602 | 906.055
2044-02-13 | 817.3129 | 770.5877 | 724.3445 | 692.9378 | 712.3504 | 828.57 | 915.1537 | 1010.7953 | 1111.2764 | 1000.8388 | 922.0168 | 761.8869 | 796.6765 | 711.1124 | 638.4859 | 733.8257 | 938.5473 | 1083.59 | 1150.5362 | 1141.133 | 1149.5854 | 1060.0922 | 993.6003 | 926.0555
2044-02-14 | 823.0784 | 773.1335 | 725.7768 | 697.6263 | 718.2797 | 810.4855 | 911.2166 | 1004.4438 | 1042.3112 | 885.2622 | 807.452 | 828.6209 | 816.2534 | 755.5452 | 622.5694 | 706.472 | 947.7037 | 1115.2572 | 1174.0427 | 1143.6162 | 1169.0124 | 1108.4763 | 980.0115 | 912.3516
2044-02-15 | 823.3055 | 792.332 | 758.2066 | 716.6758 | 749.7662 | 821.3989 | 894.2778 | 919.4653 | 991.914 | 878.3917 | 842.3442 | 754.9612 | 683.3147 | 583.7113 | 694.5324 | 656.6914 | 849.5255 | 1038.1653 | 1153.304 | 1191.4077 | 1177.7501 | 1109.4754 | 1012.1588 | 937.1808
2044-02-16 | 916.9014 | 756.8121 | 714.803 | 689.0098 | 738.2085 | 864.1485 | 976.9252 | 998.6684 | 998.2742 | 853.979 | 812.0533 | 797.3817 | 659.8797 | 591.902 | 671.4863 | 656.3417 | 898.4531 | 1014.8843 | 1199.0013 | 1214.4234 | 1224.961 | 1119.5566 | 1047.0854 | 1008.319
2044-02-17 | 902.9756 | 835.4019 | 722.4049 | 688.2612 | 723.7643 | 909.1533 | 1045.3303 | 1120.8256 | 1048.4476 | 892.3433 | 822.0068 | 825.3267 | 713.1842 | 601.6664 | 591.8074 | 764.8706 | 946.6957 | 1107.2026 | 1132.1681 | 1160.1555 | 1079.5784 | 1076.8363 | 995.7542 | 891.7141
2044-02-18 | 813.3041 | 766.6609 | 727.1769 | 705.5525 | 742.4008 | 934.8371 | 1081.1943 | 1125.5924 | 1102.4723 | 940.9961 | 887.3298 | 910.5706 | 941.378 | 887.442 | 787.0417 | 847.3773 | 1026.4694 | 1157.3918 | 1174.9078 | 1183.4288 | 1110.3124 | 1101.8686 | 1013.6466 | 913.5452
2044-02-19 | 804.6602 | 773.0124 | 723.8636 | 700.5137 | 735.5722 | 937.5226 | 1067.725 | 1136.9554 | 1165.6395 | 956.067 | 843.5658 | 817.2278 | 723.8947 | 622.7055 | 685.1485 | 803.1445 | 994.3553 | 1117.3744 | 1173.3508 | 1148.2993 | 1100.0805 | 1066.8923 | 1019.9799 | 925.2541
2044-02-20 | 822.6135 | 778.3629 | 730.4462 | 700.5955 | 719.9231 | 842.5205 | 928.8972 | 1007.6305 | 1052.0486 | 891.0928 | 795.6567 | 738.9429 | 678.1436 | 633.5135 | 617.2084 | 738.6516 | 916.128 | 1078.3873 | 1162.172 | 1148.9372 | 1153.8946 | 1065.2713 | 993.1644 | 924.6946
2044-02-21 | 814.5199 | 763.1333 | 716.8546 | 690.4633 | 709.5408 | 800.0606 | 895.357 | 957.3803 | 990.1819 | 796.8393 | 716.1262 | 709.776 | 580.348 | 566.3846 | 550.4466 | 642.0741 | 901.0711 | 1069.3925 | 1146.4703 | 1106.825 | 1137.6879 | 1101.6406 | 966.2064 | 901.3306
2044-02-22 | 790.9617 | 760.4126 | 727.5709 | 703.719 | 750.997 | 883.772 | 999.3696 | 1014.826 | 1017.1208 | 907.8655 | 940.3239 | 858.7329 | 844.8711 | 701.6317 | 860.8669 | 821.2974 | 982.807 | 1113.5733 | 1202.6964 | 1241.9405 | 1215.6054 | 1111.8304 | 1025.9281 | 944.2388
2044-02-23 | 927.2123 | 768.7513 | 729.3549 | 693.7772 | 738.5241 | 864.3397 | 975.3465 | 1002.3482 | 1011.4594 | 858.7848 | 840.7016 | 827.9245 | 721.5779 | 617.3837 | 733.1301 | 708.6257 | 938.1495 | 1049.7854 | 1224.8504 | 1229.7273 | 1246.831 | 1128.4056 | 1054.0609 | 1009.9001
2044-02-24 | 904.4206 | 833.141 | 720.7881 | 689.1224 | 724.7574 | 910.5327 | 1045.7186 | 1112.7414 | 1086.4702 | 911.6791 | 805.5959 | 816.5232 | 810.3159 | 691.0752 | 675.1616 | 845.5144 | 979.5359 | 1133.8929 | 1142.0036 | 1171.2899 | 1086.3379 | 1080.9381 | 999.6839 | 897.1413
2044-02-25 | 780.7732 | 735.6873 | 692.4281 | 672.3605 | 706.066 | 890.3469 | 1031.9267 | 1057.8768 | 1028.5943 | 877.7395 | 799.7298 | 795.2281 | 767.2439 | 672.6858 | 741.9205 | 814.5043 | 940.0142 | 1080.2407 | 1112.6497 | 1133.5154 | 1056.772 | 1049.6557 | 957.596 | 857.7714
2044-02-26 | 771.0982 | 741.4094 | 690.18 | 668.0901 | 711.7613 | 904.6217 | 1028.2121 | 1098.5607 | 1118.4272 | 883.4291 | 790.0642 | 777.3099 | 654.5984 | 621.9569 | 626.1512 | 719.8815 | 953.7175 | 1092.7327 | 1144.4104 | 1120.4625 | 1058.3174 | 1038.7245 | 971.5241 | 880.47
2044-02-27 | 780.4492 | 735.9637 | 688.6238 | 662.394 | 681.5875 | 796.5293 | 884.8486 | 941.0976 | 967.4547 | 755.856 | 685.5205 | 637.2532 | 501.1732 | 557.6067 | 564.0635 | 634.6489 | 860.03 | 995.4678 | 1063.6555 | 1055.2331 | 1071.2781 | 1004.2722 | 933.678 | 871.095
2044-02-28 | 811.1183 | 762.9262 | 713.2222 | 685.887 | 704.3676 | 793.7431 | 885.01 | 962.0572 | 1017.9297 | 846.7666 | 778.6486 | 793.8366 | 794.4655 | 704.3543 | 737.6236 | 810.8982 | 1008.5848 | 1134.9049 | 1191.6673 | 1153.8703 | 1170.1332 | 1104.931 | 968.6543 | 904.177
2044-02-29 | 771.4811 | 742.3278 | 708.1035 | 686.0679 | 734.972 | 864.2264 | 976.3892 | 990.0868 | 1039.6877 | 931.6582 | 944.8598 | 881.7317 | 945.3337 | 796.1097 | 964.2808 | 893.2165 | 1017.5781 | 1113.6024 | 1177.6195 | 1215.1679 | 1193.0193 | 1094.8271 | 1002.2641 | 926.3579
2044-03-01 | 921.9396 | 754.8412 | 714.1438 | 667.0942 | 706.1353 | 824.6409 | 933.4684 | 996.431 | 1029.3642 | 922.5004 | 923.295 | 895.9554 | 840.2332 | 695.9127 | 777.8738 | 763.2761 | 950.2454 | 1075.5101 | 1230.7358 | 1235.8372 | 1234.7224 | 1140.2604 | 1072.8108 | 1023.5834
2044-03-02 | 875.27 | 792.9596 | 682.2472 | 638.3615 | 673.9307 | 844.3513 | 975.7027 | 1070.6629 | 1035.8111 | 887.5335 | 813.9604 | 827.4214 | 759.8525 | 644.7186 | 592.288 | 738.6353 | 933.5085 | 1096.4005 | 1125.0959 | 1158.7293 | 1039.383 | 1050.3819 | 977.5154 | 867.0101
2044-03-03 | 758.9156 | 703.3366 | 659.5809 | 632.9598 | 661.453 | 833.1502 | 971.4267 | 1025.4155 | 1007.1846 | 894.8393 | 810.3675 | 739.0848 | 688.8465 | 599.1105 | 656.9924 | 753.2514 | 899.3657 | 1040.4726 | 1073.9384 | 1105.4085 | 1009.8818 | 1043.7205 | 953.533 | 842.7379
2044-03-04 | 766.4583 | 729.0869 | 679.6834 | 646.232 | 675.9117 | 860.6038 | 984.2862 | 1087.4949 | 1104.739 | 915.0823 | 825.612 | 820.3911 | 775.9326 | 652.2157 | 722.8337 | 826.6063 | 1009.489 | 1089.303 | 1108.9493 | 1075.1081 | 1003.9278 | 1034.2085 | 983.0654 | 882.002
2044-03-05 | 781.0361 | 727.6285 | 678.4901 | 642.2099 | 652.6479 | 754.5241 | 834.6713 | 900.7106 | 950.575 | 787.4222 | 691.9856 | 531.5096 | 426.4149 | 391.9165 | 396.9939 | 519.6551 | 754.6079 | 952.2035 | 1058.18 | 1034.467 | 1037.2605 | 1008.1143 | 954.11 | 882.2266
2044-03-06 | 786.4342 | 725.953 | 678.8061 | 643.5203 | 654.7639 | 728.3955 | 810.1818 | 878.3506 | 900.0098 | 726.6169 | 647.9003 | 554.38 | 417.3952 | 395.5218 | 410.8958 | 551.1974 | 781.6537 | 994.8453 | 1135.0348 | 1088.6515 | 1108.7441 | 1075.697 | 951.5019 | 876.8644
2044-03-07 | 761.4259 | 715.7133 | 683.5733 | 651.6879 | 693.0659 | 811.2917 | 923.377 | 950.784 | 967.953 | 843.892 | 841.4918 | 695.9732 | 636.5953 | 594.966 | 794.0816 | 762.9005 | 932.641 | 1079.858 | 1173.2493 | 1204.7702 | 1166.7012 | 1092.2623 | 1009.9151 | 921.177
2044-03-08 | 895.4044 | 721.8739 | 679.3549 | 628.6279 | 659.3071 | 735.3141 | 875.2498 | 917.9179 | 932.0113 | 825.8119 | 818.552 | 812.4977 | 674.2775 | 660.424 | 752.2504 | 692.7104 | 883.5908 | 974.9389 | 1160.8585 | 1179.4963 | 1216.6703 | 1115.5977 | 1043.47 | 994.1606
2044-03-09 | 895.5952 | 810.4868 | 699.5166 | 644.8919 | 670.3351 | 808.1436 | 974.4768 | 1076.4816 | 1052.0134 | 900.6631 | 795.8544 | 795.3465 | 648.8249 | 579.2972 | 615.0215 | 752.8983 | 910.8127 | 1082.4003 | 1139.8449 | 1161.4621 | 1089.1729 | 1102.8764 | 1017.3498 | 900.6528
2044-03-10 | 781.528 | 717.583 | 674.8612 | 636.1336 | 652.8875 | 799.6645 | 971.7027 | 1011.0987 | 987.5634 | 831.8998 | 765.5806 | 698.7563 | 565.4414 | 529.8077 | 554.9043 | 695.0709 | 872.2108 | 1042.361 | 1095.6118 | 1128.9436 | 1083.8737 | 1100.9741 | 1000.1497 | 879.2008
2044-03-11 | 773.926 | 728.9579 | 677.2798 | 635.3634 | 651.3519 | 800.8186 | 958.1988 | 1062.6263 | 1109.3004 | 925.2363 | 841.0483 | 834.6163 | 813.2636 | 652.1379 | 698.5247 | 763.7103 | 955.3085 | 1082.1439 | 1123.1963 | 1087.8847 | 1054.9864 | 1067.1749 | 1003.6119 | 901.705
2044-03-12 | 810.6596 | 754.1147 | 709.2928 | 662.1615 | 670.3988 | 753.6719 | 836.6844 | 927.3253 | 1016.6897 | 881.2853 | 793.1185 | 734.9263 | 672.5782 | 569.3738 | 535.1554 | 608.4868 | 812.0949 | 997.1926 | 1112.8846 | 1079.7122 | 1112.8174 | 1065.5551 | 1005.2588 | 921.6132
2044-03-13 | 808.7868 | 746.6948 | 696.8754 | 653.8036 | 660.461 | 718.8884 | 802.3666 | 857.1161 | 905.1046 | 757.7524 | 688.8495 | 676.5646 | 525.5597 | 540.1949 | 551.4311 | 659.1223 | 891.1131 | 1079.5096 | 1194.5714 | 1132.6952 | 1157.9537 | 1119.6354 | 992.5717 | 910.9492
2044-03-14 | 763.5852 | 715.8023 | 683.9465 | 641.2715 | 671.4716 | 753.4131 | 899.3442 | 928.3373 | 964.5913 | 866.8333 | 890.0558 | 803.1697 | 706.9378 | 665.6805 | 792.6648 | 759.7574 | 912.7218 | 1045.1511 | 1151.0094 | 1193.5825 | 1193.0752 | 1118.4849 | 1024.7873 | 928.0359
2044-03-15 | 903.1194 | 731.3151 | 687.9323 | 636.9869 | 668.1491 | 756.1805 | 894.258 | 921.9305 | 961.6424 | 832.1633 | 820.5517 | 765.3391 | 629.3235 | 572.1465 | 685.5549 | 711.7483 | 884.2544 | 998.9127 | 1199.3059 | 1217.0276 | 1226.801 | 1131.1982 | 1055.9646 | 999.9877
2044-03-16 | 860.921 | 776.1846 | 659.0929 | 610.5594 | 635.2845 | 777.8464 | 939.2926 | 993.7844 | 957.8934 | 810.8311 | 687.259 | 641.4306 | 507.6029 | 531.6548 | 515.55 | 651.695 | 848.4959 | 1035.3314 | 1084.4925 | 1138.3763 | 1048.4943 | 1055.6804 | 967.5696 | 847.1646
2044-03-17 | 770.661 | 709.0264 | 662.569 | 625.4976 | 642.2147 | 791.0821 | 963.5298 | 997.3664 | 963.4786 | 828.0836 | 736.6284 | 598.37 | 523.4651 | 467.8734 | 495.252 | 630.3464 | 831.6999 | 1023.5026 | 1097.4894 | 1137.0514 | 1065.7233 | 1073.0826 | 976.0168 | 856.9925
2044-03-18 | 751.1081 | 706.3146 | 654.187 | 613.1409 | 628.0413 | 783.5622 | 937.9754 | 997.8365 | 1028.2815 | 819.709 | 718.883 | 682.9479 | 554.478 | 520.5377 | 585.8103 | 661.791 | 878.0115 | 1020.3253 | 1087.0021 | 1072.7579 | 1030.4636 | 1032.1658 | 967.1998 | 860.5728
2044-03-19 | 779.2707 | 719.472 | 669.8097 | 628.2062 | 635.3302 | 723.8646 | 803.9756 | 845.8896 | 925.4091 | 808.588 | 734.9605 | 693.9005 | 602.7341 | 548.1342 | 547.8542 | 595.444 | 782.1702 | 944.4454 | 1074.9368 | 1062.6964 | 1072.7769 | 1024.3307 | 960.5262 | 883.7885
2044-03-20 | 804.3048 | 739.5119 | 686.781 | 645.0738 | 650.7166 | 707.0698 | 789.6796 | 833.7236 | 902.021 | 731.618 | 686.7951 | 680.7762 | 511.7729 | 534.2935 | 578.4614 | 667.3961 | 876.0374 | 1057.5983 | 1183.9857 | 1139.9426 | 1137.3574 | 1105.9073 | 981.4913 | 897.9183
2044-03-21 | 759.4701 | 712.1382 | 679.4323 | 638.0264 | 668.0349 | 760.5531 | 903.9909 | 921.9356 | 969.0348 | 879.2687 | 903.0502 | 797.2883 | 712.5814 | 620.4235 | 770.6987 | 743.6898 | 913.8026 | 1045.1164 | 1166.2608 | 1217.1881 | 1195.7802 | 1111.8803 | 1018.97 | 922.2936
2044-03-22 | 922.6719 | 751.6349 | 710.0421 | 657.0059 | 688.4094 | 782.8837 | 923.5511 | 943.8065 | 978.9046 | 872.6424 | 881.4212 | 887.4372 | 818.4467 | 694.5602 | 785.3255 | 719.1398 | 959.1848 | 1046.1065 | 1217.0409 | 1233.4348 | 1262.8515 | 1155.5691 | 1074.499 | 1024.0317
2044-03-23 | 892.043 | 808.1848 | 693.6339 | 642.6136 | 660.0958 | 808.5561 | 976.6071 | 1026.9478 | 1005.9728 | 860.1912 | 775.1226 | 768.8925 | 583.6367 | 562.4322 | 580.4045 | 760.3899 | 927.432 | 1076.7736 | 1115.2261 | 1149.9469 | 1071.8816 | 1090.396 | 1003.1285 | 890.5716
2044-03-24 | 781.222 | 718.4429 | 675.5645 | 637.0541 | 654.7277 | 796.191 | 974.9355 | 985.9917 | 983.3592 | 897.1401 | 807.1543 | 816.2919 | 792.6114 | 658.1398 | 667.1168 | 723.9204 | 881.1249 | 1047.0545 | 1094.0514 | 1134.5262 | 1078.8458 | 1082.1023 | 996.1943 | 879.4912
2044-03-25 | 815.0147 | 769.5382 | 716.5526 | 655.2945 | 650.8356 | 726.1447 | 809.7521 | 844.5378 | 960.8397 | 808.8233 | 781.4914 | 772.6994 | 629.5399 | 566.3266 | 590.8596 | 686.1272 | 892.035 | 1036.8684 | 1083.3148 | 1041.561 | 1020.8044 | 1059.5662 | 999.1156 | 910.1469
2044-03-26 | 823.7488 | 764.7379 | 714.2273 | 669.9443 | 669.7244 | 767.4075 | 853.1612 | 879.8739 | 953.6722 | 818.1878 | 732.2398 | 616.9204 | 497.1446 | 472.5827 | 465.5694 | 576.858 | 794.8758 | 999.2522 | 1112.8013 | 1083.8776 | 1124.6828 | 1077.1122 | 1016.9286 | 936.555
2044-03-27 | 824.1926 | 755.5804 | 706.8306 | 660.9221 | 667.1017 | 726.5904 | 809.7582 | 825.7041 | 877.8806 | 703.1914 | 633.2574 | 443.8162 | 396.1434 | 384.4351 | 409.5746 | 531.9548 | 831.9689 | 1092.0566 | 1224.5992 | 1178.6407 | 1162.696 | 1133.5351 | 1007.7591 | 923.3858
2044-03-28 | 765.1232 | 718.2197 | 683.6238 | 644.6176 | 674.6882 | 768.0263 | 913.0012 | 882.1785 | 945.0747 | 860.6422 | 888.9077 | 766.5563 | 661.7953 | 593.0474 | 703.9934 | 650.6613 | 827.6577 | 1011.4808 | 1147.3601 | 1198.7592 | 1192.8486 | 1108.6867 | 1017.1416 | 927.5462
2044-03-29 | 923.0426 | 746.4627 | 704.485 | 653.7086 | 691.4912 | 785.4621 | 905.7785 | 905.2976 | 930.3923 | 814.9005 | 777.2279 | 701.3287 | 558.2359 | 497.4516 | 619.3048 | 645.1341 | 871.9443 | 1002.2526 | 1217.0084 | 1227.6275 | 1255.478 | 1155.0635 | 1081.5303 | 1027.6324
2044-03-30 | 896.8135 | 808.3211 | 693.1969 | 643.341 | 677.6254 | 825.4083 | 966.9646 | 986.5735 | 980.7437 | 810.7161 | 702.4269 | 638.4575 | 501.1817 | 477.6706 | 498.3593 | 642.7382 | 852.9907 | 1087.3686 | 1147.217 | 1187.0875 | 1097.8633 | 1098.4825 | 1009.9714 | 901.5378
2044-03-31 | 801.8275 | 738.2395 | 695.3669 | 659.3563 | 688.2145 | 838.7517 | 1004.571 | 1002.2718 | 980.6135 | 870.1697 | 827.7803 | 833.5388 | 751.5953 | 668.1726 | 658.1758 | 747.5184 | 953.977 | 1125.6133 | 1177.0598 | 1196.9215 | 1131.6948 | 1142.1314 | 1042.598 | 918.1795
2044-04-01 | 830.0804 | 782.7653 | 722.6788 | 690.2799 | 719.2494 | 872.1584 | 997.9783 | 1048.0147 | 1117.1089 | 917.2368 | 853.3184 | 801.2352 | 680.0307 | 627.413 | 700.8417 | 816.2339 | 1073.9461 | 1168.5208 | 1192.2189 | 1159.9329 | 1160.529 | 1148.844 | 1067.7146 | 980.0806
2044-04-02 | 862.2522 | 800.095 | 737.064 | 697.5388 | 713.6653 | 807.6112 | 877.9594 | 923.2472 | 1041.7411 | 913.2004 | 831.2959 | 710.4527 | 618.7282 | 607.9891 | 651.2424 | 766.3914 | 990.6419 | 1127.9151 | 1188.8645 | 1142.2767 | 1188.1445 | 1121.4536 | 1046.3011 | 982.3528
2044-04-03 | 842.2483 | 778.137 | 714.8572 | 677.8047 | 692.536 | 745.8197 | 823.9302 | 849.3208 | 926.9932 | 762.1141 | 712.0143 | 538.3022 | 473.9076 | 528.7053 | 600.6091 | 749.6127 | 957.6414 | 1124.9751 | 1215.2606 | 1156.2141 | 1199.7364 | 1157.6742 | 1013.8973 | 947.0946
2044-04-04 | 802.2672 | 753.058 | 705.0433 | 671.9541 | 713.2543 | 801.0944 | 916.8376 | 907.6048 | 1000.4566 | 905.7323 | 887.0507 | 727.5296 | 671.0416 | 575.2029 | 734.595 | 755.8716 | 943.588 | 1108.8736 | 1201.6958 | 1246.6021 | 1262.2006 | 1162.1851 | 1054.2213 | 977.7925
2044-04-05 | 929.2673 | 758.4833 | 703.6328 | 662.0107 | 705.176 | 791.5575 | 913.8399 | 902.733 | 935.2614 | 838.3525 | 831.1204 | 750.6473 | 697.3364 | 569.5026 | 685.1033 | 673.6222 | 933.0273 | 1028.0531 | 1203.2645 | 1215.8259 | 1270.0883 | 1160.5477 | 1070.3151 | 1041.0025
2044-04-06 | 914.9816 | 832.2121 | 704.7774 | 661.9884 | 697.9422 | 839.9827 | 978.797 | 1003.3124 | 989.7088 | 860.0416 | 766.1886 | 717.8821 | 577.5887 | 556.5977 | 587.7775 | 746.1559 | 962.9048 | 1119.1137 | 1156.2276 | 1198.159 | 1141.9017 | 1119.547 | 1022.5737 | 926.3929
2044-04-07 | 791.8328 | 732.8342 | 676.4123 | 650.9498 | 681.431 | 823.693 | 979.7048 | 1007.5735 | 1024.7997 | 917.9899 | 818.9186 | 806.0064 | 772.2325 | 676.0903 | 774.598 | 874.0072 | 1015.925 | 1118.1456 | 1127.6137 | 1160.1363 | 1116.6835 | 1111.9404 | 996.6701 | 900.2892
2044-04-08 | 776.41 | 734.4042 | 670.7018 | 640.393 | 668.5602 | 814.3065 | 947.1226 | 994.4611 | 1084.293 | 876.8817 | 778.4944 | 745.6879 | 630.9989 | 607.4255 | 640.4236 | 739.8964 | 961.4767 | 1058.5775 | 1110.9161 | 1089.6795 | 1082.4591 | 1073.6593 | 987.2555 | 908.3016
2044-04-09 | 808.52 | 751.9691 | 689.8815 | 652.0261 | 666.9786 | 746.5086 | 816.9017 | 829.6309 | 933.5985 | 777.5212 | 686.6839 | 504.7932 | 499.0559 | 453.408 | 475.3882 | 592.2965 | 828.4649 | 991.3595 | 1084.3108 | 1066.8892 | 1112.6888 | 1049.7922 | 971.3242 | 919.1827
2044-04-10 | 813.006 | 750.3926 | 686.009 | 650.2446 | 664.2006 | 714.2191 | 785.609 | 800.8435 | 863.8154 | 717.3349 | 666.6958 | 503.2163 | 473.7314 | 453.1733 | 515.0019 | 654.6008 | 905.255 | 1074.3158 | 1185.199 | 1140.0421 | 1172.8495 | 1123.0167 | 986.8303 | 923.169
2044-04-11 | 776.7889 | 731.3357 | 685.4257 | 652.599 | 693.8507 | 778.5422 | 895.1749 | 882.8177 | 954.2929 | 845.2763 | 882.5217 | 745.5485 | 661.4926 | 554.5222 | 722.9332 | 726.1088 | 932.9227 | 1056.6753 | 1164.4913 | 1219.3951 | 1230.9578 | 1130.5709 | 1020.8007 | 948.481
2044-04-12 | 913.9399 | 744.3987 | 699.2089 | 649.7312 | 696.7451 | 776.1088 | 891.6242 | 855.4697 | 906.8986 | 812.6129 | 784.821 | 641.243 | 600.8043 | 521.5627 | 617.1695 | 651.7671 | 877.138 | 1004.1562 | 1182.5111 | 1193.9432 | 1242.403 | 1140.2134 | 1045.3356 | 1021.1804
2044-04-13 | 923.8544 | 840.9228 | 712.5952 | 667.8208 | 703.7316 | 846.9129 | 990.0661 | 1026.2394 | 1012.4861 | 865.0449 | 723.0949 | 640.2 | 545.9727 | 521.3333 | 593.5716 | 801.8847 | 1011.5129 | 1130.4887 | 1163.8288 | 1210.0109 | 1143.3624 | 1130.2886 | 1033.3905 | 937.1255
2044-04-14 | 806.782 | 747.4418 | 690.0254 | 661.9949 | 692.0454 | 837.6455 | 989.2754 | 996.5805 | 1031.4257 | 891.7987 | 801.1589 | 803.9468 | 719.7675 | 666.6969 | 673.4787 | 798.616 | 985.1832 | 1122.1198 | 1125.4244 | 1174.0934 | 1136.9794 | 1125.6973 | 1011.0705 | 915.126
2044-04-15 | 834.16 | 791.8546 | 727.1677 | 677.4704 | 686.7635 | 759.7702 | 822.1011 | 844.1849 | 956.0908 | 806.8902 | 716.1549 | 561.7729 | 513.4117 | 479.0587 | 561.2109 | 678.7786 | 914.7548 | 1057.0235 | 1095.5067 | 1064.472 | 1070.6221 | 1090.1506 | 1009.5783 | 927.4507
2044-04-16 | 844.2689 | 774.8015 | 704.4296 | 675.0253 | 693.8763 | 782.3146 | 843.1846 | 881.5361 | 988.5407 | 868.2701 | 806.5259 | 695.9287 | 642.5061 | 615.3195 | 587.075 | 697.4293 | 908.5289 | 1072.3426 | 1133.9456 | 1104.072 | 1160.348 | 1087.7582 | 1017.9154 | 962.1662
2044-04-17 | 851.268 | 786.0793 | 724.2859 | 686.4585 | 700.4712 | 756.1432 | 807 | 851.3016 | 965.8334 | 826.8245 | 774.7585 | 740.0019 | 592.5902 | 589.7305 | 624.3733 | 740.0206 | 982.8932 | 1152.4932 | 1224.9095 | 1168.6456 | 1208.088 | 1157.3551 | 1017.3984 | 957.4603
2044-04-18 | 800.7506 | 753.0538 | 707.2423 | 671.8045 | 712.7354 | 801.8515 | 917.1384 | 897.0368 | 941.6365 | 839.7924 | 844.2557 | 576.4301 | 602.1168 | 526.6241 | 710.5869 | 703.7052 | 916.6245 | 1064.4299 | 1190.0172 | 1242.7243 | 1249.0152 | 1155.1254 | 1048.8702 | 979.032
2044-04-19 | 945.7792 | 774.1004 | 720.6686 | 678.8108 | 721.4342 | 797.1954 | 910.8316 | 910.1523 | 998.2016 | 911.0876 | 895.4433 | 873.022 | 745.9538 | 647.3852 | 760.6983 | 759.5465 | 997.1681 | 1066.2974 | 1210.6373 | 1223.3257 | 1281.9816 | 1178.841 | 1085.9805 | 1053.8348
2044-04-20 | 924.7136 | 842.242 | 710.85 | 670.59 | 707.4806 | 848.1671 | 981.4902 | 1022.734 | 1034.4657 | 924.6482 | 864.8721 | 882.7245 | 784.8512 | 679.9258 | 702.3585 | 863.4356 | 1015.9912 | 1158.1382 | 1185.6523 | 1221.5985 | 1152.7234 | 1142.7193 | 1040.6342 | 948.8019
2044-04-21 | 815.4685 | 754.6066 | 701.8679 | 671.7343 | 702.2441 | 850.7494 | 993.6899 | 1015.5505 | 1026.5806 | 934.3654 | 856.3678 | 789.4894 | 707.26 | 689.6305 | 748.3291 | 858.496 | 1040.212 | 1147.1458 | 1174.8255 | 1203.5414 | 1159.0076 | 1146.278 | 1033.1817 | 937.1573
2044-04-22 | 819.6663 | 776.5781 | 714.5163 | 681.589 | 710.0336 | 869.485 | 999.2054 | 1024.4159 | 1109.3604 | 884.8326 | 795.7495 | 678.78 | 701.4563 | 719.5841 | 750.7627 | 826.9198 | 1048.8816 | 1140.0244 | 1188.3038 | 1161.5045 | 1145.897 | 1130.1711 | 1049.3854 | 967.9724
2044-04-23 | 842.689 | 787.9478 | 725.2885 | 684.7668 | 700.4585 | 789.8234 | 854.8798 | 881.4859 | 980.379 | 857.0009 | 779.0907 | 658.7618 | 638.3701 | 577.2311 | 577.1669 | 713.7646 | 941.5142 | 1066.5668 | 1152.7555 | 1116.6591 | 1166.2315 | 1097.9667 | 1025.1442 | 967.2767
2044-04-24 | 848.6705 | 792.0781 | 725.9283 | 685.1023 | 698.7529 | 754.7944 | 816.6805 | 824.9872 | 937.2816 | 783.0095 | 737.3112 | 646.3802 | 571.7535 | 536.5776 | 592.3734 | 733.0831 | 951.1884 | 1125.2258 | 1222.4298 | 1187.4112 | 1216.7256 | 1175.7546 | 1027.0543 | 963.8279
2044-04-25 | 789.9555 | 743.9048 | 694.5112 | 664.4315 | 705.4882 | 790.0311 | 912.4254 | 878.2841 | 923.3604 | 809.8267 | 828.1984 | 574.3639 | 656.8349 | 541.4419 | 735.4015 | 706.5678 | 910.0149 | 1062.2424 | 1187.0493 | 1243.1861 | 1244.4569 | 1154.7024 | 1043.4973 | 974.0812
2044-04-26 | 945.652 | 773.1015 | 722.1436 | 678.6001 | 720.8893 | 814.208 | 925.2277 | 905.1967 | 950.394 | 831.4089 | 826.4611 | 679.5341 | 688.8635 | 624.166 | 750.0565 | 749.8366 | 978.6441 | 1050.4767 | 1224.704 | 1246.7866 | 1305.54 | 1193.8607 | 1103.4599 | 1068.2795
2044-04-27 | 935.7918 | 842.1294 | 714.8796 | 673.746 | 716.4768 | 855.8549 | 992.5325 | 1011.4726 | 1021.8256 | 874.6365 | 774.4541 | 771.6451 | 683.9394 | 664.7604 | 721.4097 | 882.9428 | 1047.9744 | 1161.4913 | 1191.3401 | 1221.4535 | 1142.7719 | 1128.6773 | 1036.3355 | 940.6246
2044-04-28 | 797.5574 | 742.6083 | 685.5908 | 658.0369 | 691.2357 | 829.6647 | 965.4101 | 970.3735 | 995.3963 | 869.4359 | 790.9063 | 754.973 | 668.4533 | 637.6251 | 674.4916 | 766.466 | 974.6439 | 1108.0839 | 1133.418 | 1175.9843 | 1122.5043 | 1117.9545 | 999.636 | 905.3753
2044-04-29 | 796.6434 | 753.5264 | 688.9996 | 658.5375 | 691.1955 | 836.6851 | 956.7315 | 976.5823 | 1035.3082 | 829.1379 | 771.7315 | 622.9367 | 648.2718 | 624.5651 | 703.1885 | 817.0312 | 1026.5796 | 1105.0715 | 1135.2521 | 1127.3096 | 1107.0646 | 1094.8707 | 1016.9769 | 933.8125
2044-04-30 | 836.9776 | 777.2639 | 707.6016 | 670.1712 | 682.2172 | 771.8585 | 825.5489 | 859.5782 | 986.4045 | 880.9275 | 790.7248 | 696.5688 | 605.103 | 592.215 | 547.8176 | 672.2135 | 883.0452 | 1020.0081 | 1093.046 | 1075.0669 | 1139.6592 | 1066.1069 | 1000.2854 | 944.451
2044-05-01 | 856.9619 | 776.187 | 729.8734 | 703.5669 | 717.0875 | 760.5933 | 773.274 | 767.1702 | 836.584 | 661.4431 | 627.3402 | 460.5044 | 466.2485 | 457.5836 | 547.504 | 659.4953 | 927.2292 | 1099.3726 | 1166.1323 | 1124.6263 | 1154.7792 | 1117.6357 | 1004.01 | 941.8102
2044-05-02 | 839.9992 | 766.7702 | 733.2177 | 710.8989 | 753.6894 | 824.6163 | 917.2365 | 857.8194 | 942.7053 | 856.8887 | 873.8913 | 704.1512 | 709.0044 | 642.7409 | 813.831 | 768.229 | 914.5211 | 1074.2799 | 1162.4386 | 1230.0563 | 1231.6906 | 1136.6741 | 1061.9193 | 987.2659
2044-05-03 | 971.3772 | 782.7434 | 745.8572 | 713.0065 | 755.1463 | 811.3764 | 903.6896 | 854.1076 | 931.4115 | 853.4569 | 862.3248 | 779.3953 | 706.668 | 689.3313 | 796.6996 | 776.4995 | 960.4196 | 1041.2484 | 1188.3214 | 1207.2076 | 1257.8175 | 1161.0749 | 1099.3686 | 1065.4025
2044-05-04 | 966.4583 | 864.1595 | 752.448 | 717.1266 | 743.7822 | 868.1602 | 978.8215 | 993.3257 | 1068.1254 | 928.0616 | 830.5297 | 928.7021 | 821.2328 | 709.7293 | 739.1405 | 900.6372 | 1065.0341 | 1196.275 | 1172.8997 | 1201.9999 | 1135.5363 | 1129.6899 | 1061.9395 | 964.6086
2044-05-05 | 855.0945 | 779.3866 | 743.503 | 721.3599 | 748.7878 | 876.4734 | 1001.5517 | 999.8879 | 1021.251 | 904.7485 | 828.4011 | 776.1826 | 681.5527 | 634.1416 | 670.4375 | 785.6613 | 976.3055 | 1128.7535 | 1154.8658 | 1193.3208 | 1145.4674 | 1147.0798 | 1062.6562 | 955.5792
2044-05-06 | 848.9474 | 784.6206 | 739.2923 | 716.9575 | 744.4459 | 879.2008 | 982.444 | 997.9442 | 1039.6184 | 837.9825 | 710.2321 | 569.5954 | 579.5213 | 576.1774 | 636.8666 | 759.3863 | 972.457 | 1114.7332 | 1134.0396 | 1136.7187 | 1121.0473 | 1114.8467 | 1069.2437 | 973.3736
2044-05-07 | 875.9706 | 800.2861 | 752.2234 | 722.451 | 737.0199 | 820.4629 | 850.5011 | 859.0935 | 962.3482 | 830.5929 | 767.3401 | 651.2714 | 570.2839 | 539.6194 | 552.0759 | 678.01 | 907.6908 | 1061.1836 | 1117.879 | 1111.9688 | 1156.5549 | 1091.7564 | 1046.5966 | 979.5735
2044-05-08 | 877.4853 | 800.1878 | 752.7909 | 725.2032 | 739.657 | 787.6035 | 832.9802 | 826.9713 | 905.0908 | 779.2003 | 729.885 | 715.2981 | 690.5314 | 705.0748 | 749.1374 | 863.3927 | 1030.0995 | 1143.8847 | 1192.4272 | 1151.1049 | 1179.6551 | 1147.6131 | 1036.1912 | 971.5221
2044-05-09 | 822.246 | 756.5066 | 725.6012 | 704.2751 | 735.494 | 800.8334 | 880.9908 | 844.91 | 927.5837 | 833.936 | 848.3747 | 682.8933 | 669.5092 | 593.8477 | 754.9333 | 752.1605 | 923.9255 | 1071.1464 | 1147.7009 | 1210.3574 | 1221.0691 | 1127.7191 | 1052.675 | 978.4238
2044-05-10 | 983.8342 | 797.1983 | 759.2833 | 725.0444 | 765.934 | 828.1593 | 923.1631 | 914.0413 | 960.9153 | 819.5986 | 827.4596 | 746.5618 | 678.9928 | 605.3022 | 709.8347 | 730.4841 | 928.623 | 1040.7172 | 1188.2815 | 1224.0078 | 1275.2416 | 1181.1598 | 1121.9585 | 1084.5141
2044-05-11 | 967.171 | 862.5836 | 752.8626 | 718.9411 | 756.3791 | 875.825 | 954.8722 | 972.5296 | 996.4075 | 842.0043 | 766.4954 | 649.2665 | 653.8479 | 609.4741 | 624.6554 | 790.0328 | 986.2463 | 1127.2446 | 1143.1361 | 1192.4374 | 1135.872 | 1134.3639 | 1062.6164 | 965.6799
2044-05-12 | 825.8275 | 750.1141 | 708.997 | 691.5963 | 720.3853 | 840.94 | 948.5563 | 908.8034 | 908.1617 | 805.4646 | 719.9161 | 556.6745 | 541.744 | 506.3644 | 548.2275 | 683.175 | 881.3908 | 1045.6286 | 1061.5485 | 1139.852 | 1098.2554 | 1097.5266 | 1011.9182 | 915.3842
2044-05-13 | 826.5066 | 764.1025 | 717.3253 | 692.7828 | 723.938 | 853.6564 | 947.0238 | 942.3938 | 967.6498 | 783.8576 | 687.0913 | 542.0283 | 558.4454 | 517.9847 | 574.1535 | 687.2796 | 916.6639 | 1041.4412 | 1070.2318 | 1098.1518 | 1078.998 | 1082.2773 | 1030.9675 | 943.7723
2044-05-14 | 849.3767 | 775.6792 | 728.3476 | 699.9561 | 714.7278 | 787.6813 | 816.8871 | 817.1008 | 921.8188 | 798.7426 | 731.6492 | 639.7115 | 590.5582 | 532.9531 | 543.9617 | 642.1936 | 845.7391 | 1008.1668 | 1087.5129 | 1089.7556 | 1122.8759 | 1059.5046 | 1014.5359 | 950.9228
2044-05-15 | 866.7333 | 788.9928 | 740.323 | 712.1667 | 726.5323 | 773.6171 | 816.3251 | 786.2425 | 849.02 | 701.791 | 633.2449 | 493.5154 | 475.9904 | 450.9868 | 513.3411 | 617.9323 | 869.9828 | 1078.9436 | 1165.5006 | 1129.4498 | 1164.9737 | 1119.9203 | 1019.4051 | 953.8968
2044-05-16 | 840.7757 | 778.2267 | 744.3768 | 721.8969 | 764.6319 | 829.0871 | 912.5485 | 864.6232 | 951.972 | 838.0537 | 845.3257 | 633.9878 | 688.3676 | 586.4614 | 748.8371 | 731.0759 | 906.6716 | 1050.1924 | 1156.1752 | 1236.5603 | 1247.4442 | 1153.9131 | 1078.0869 | 1002.3058
2044-05-17 | 978.187 | 790.0231 | 751.4739 | 717.1855 | 758.1197 | 827.5493 | 909.6214 | 880.1856 | 946.5693 | 854.693 | 823.6999 | 739.8384 | 673.7241 | 609.2927 | 729.1125 | 751.0256 | 902.858 | 1006.9918 | 1175.2139 | 1212.7809 | 1264.8364 | 1165.379 | 1107.0427 | 1072.7584
2044-05-18 | 964.4526 | 864.66 | 752.6384 | 718.3607 | 755.8348 | 884.7435 | 988.0384 | 994.887 | 1001.6115 | 864.7934 | 752.0676 | 627.0426 | 599.1868 | 546.2607 | 595.017 | 777.5654 | 957.3376 | 1108.5492 | 1124.3389 | 1181.3474 | 1127.7804 | 1123.3238 | 1056.1461 | 958.2912
2044-05-19 | 845.6711 | 770.7799 | 733.9415 | 712.9583 | 742.6889 | 872.2278 | 978.3341 | 923.8185 | 934.8469 | 820.9534 | 730.6453 | 558.4784 | 617.0395 | 545.6481 | 602.3098 | 718.1798 | 904.8148 | 1059.0207 | 1092.8403 | 1160.7249 | 1120.1601 | 1123.5819 | 1038.5337 | 939.1545
2044-05-20 | 841.3543 | 778.3366 | 733.4492 | 708.2485 | 736.5632 | 874.8039 | 967.0742 | 956.8814 | 988.5832 | 800.0851 | 726.9587 | 659.1779 | 667.4991 | 607.4657 | 657.8638 | 750.0974 | 955.082 | 1089.0368 | 1120.5875 | 1128.1197 | 1110.9565 | 1105.8329 | 1057.7972 | 967.577
2044-05-21 | 864.6711 | 793.3676 | 746.5032 | 716.5346 | 731.9761 | 808.4924 | 822.797 | 805.64 | 899.3196 | 792.2523 | 702.8869 | 513.1336 | 551.718 | 481.8936 | 523.2421 | 648.3402 | 921.6592 | 1018.8594 | 1080.0819 | 1092.8886 | 1133.7311 | 1080.5904 | 1028.1923 | 968.3503
2044-05-22 | 881.7977 | 801.4686 | 752.9459 | 723.9847 | 738.0293 | 786.1778 | 816.0578 | 807.0184 | 871.4033 | 734.8119 | 685.2863 | 542.2998 | 575.5613 | 603.601 | 668.1861 | 778.7307 | 944.0115 | 1130.2626 | 1192.9442 | 1168.6537 | 1185.1243 | 1145.1834 | 1040.8118 | 973.2854
2044-05-23 | 850.3735 | 787.7748 | 756.1616 | 731.8189 | 775.0387 | 851.1034 | 928.0435 | 870.5417 | 946.6338 | 852.0176 | 855.1944 | 625.13 | 674.5006 | 583.0439 | 769.5816 | 725.1368 | 899.9481 | 1070.6366 | 1158.9785 | 1228.1876 | 1255.901 | 1160.7835 | 1087.9083 | 1010.9
2044-05-24 | 963.461 | 780.4135 | 742.6718 | 708.6598 | 749.4315 | 816.5022 | 891.967 | 846.3049 | 939.2547 | 853.7938 | 844.5154 | 798.637 | 719.1998 | 628.2893 | 728.0649 | 718.7759 | 934.4432 | 1004.7153 | 1163.1168 | 1208.9727 | 1254.9326 | 1152.8013 | 1092.5885 | 1055.4894
2044-05-25 | 953.3006 | 843.7854 | 728.443 | 695.4898 | 733.2179 | 856.3604 | 951.1261 | 938.393 | 928.3266 | 797.5587 | 710.9273 | 600.4203 | 660.5345 | 695.9229 | 708.4975 | 896.5923 | 1012.3471 | 1135.0831 | 1132.8846 | 1185.3293 | 1110.0495 | 1102.2771 | 1033.9816 | 938.8682
2044-05-26 | 847.0479 | 781.7768 | 742.0607 | 720.1835 | 749.098 | 877.1033 | 972.1425 | 952.1284 | 941.0863 | 826.6412 | 793.4583 | 779.7101 | 856.9371 | 836.1338 | 864.0948 | 944.211 | 1066.4494 | 1139.2064 | 1136.8261 | 1175.9324 | 1134.8583 | 1148.3639 | 1039.7469 | 955.422
2044-05-27 | 854.827 | 790.971 | 743.6402 | 718.3746 | 746.8482 | 881.0914 | 968.6301 | 972.4545 | 1030.0125 | 832.5479 | 799.2564 | 806.3804 | 822.3807 | 815.991 | 792.2984 | 901.2442 | 1113.2982 | 1177.4169 | 1160.7529 | 1150.2725 | 1124.4969 | 1120.0354 | 1066.3602 | 977.4363
2044-05-28 | 881.3257 | 806.0536 | 757.8628 | 727.7542 | 732.9079 | 815.1732 | 827.4042 | 837.3983 | 927.6959 | 826.4752 | 750.9674 | 691.0849 | 670.3715 | 681.991 | 774.5661 | 871.9753 | 1013.7757 | 1102.4166 | 1135.4585 | 1112.4721 | 1143.6054 | 1086.2886 | 1044.7609 | 990.6296
2044-05-29 | 872.3685 | 789.5466 | 741.2344 | 715.6826 | 731.7963 | 783.0033 | 813.0949 | 801.3376 | 866.9426 | 739.3093 | 706.6314 | 622.4933 | 640.9214 | 684.7758 | 773.2634 | 860.1553 | 1030.6133 | 1143.8488 | 1194.4333 | 1168.885 | 1186.5973 | 1144.8158 | 1031.4571 | 964.9905
2044-05-30 | 859.3792 | 797.4268 | 761.1154 | 724.6286 | 755.4038 | 779.9512 | 790.1039 | 735.7549 | 845.5793 | 797.2795 | 825.7101 | 707.7686 | 698.9053 | 651.6357 | 800.3726 | 766.5465 | 910.2332 | 1057.0081 | 1148.7942 | 1214.4419 | 1223.6379 | 1136.3471 | 1056.3807 | 981.4399
2044-05-31 | 977.0657 | 783.2225 | 743.9131 | 716.1637 | 764.243 | 837.2181 | 913.8051 | 880.1284 | 965.1567 | 894.0682 | 892.798 | 899.9067 | 814.6673 | 676.4677 | 841.3453 | 837.5714 | 1022.5324 | 1093.9034 | 1244.7168 | 1261.8135 | 1297.0345 | 1185.303 | 1122.5196 | 1084.0517
2044-06-01 | 964.0908 | 857.8719 | 734.1076 | 699.3194 | 738.833 | 878.8516 | 1003.3975 | 1032.4101 | 1082.1466 | 964.4484 | 904.1923 | 922.7985 | 858.6768 | 763.9855 | 812.5665 | 1019.7356 | 1167.0137 | 1255.4096 | 1247.2543 | 1274.3153 | 1200.9661 | 1185.5569 | 1123.3541 | 996.5551
2044-06-02 | 845.0097 | 762.6619 | 710.5977 | 689.0409 | 721.175 | 864.1772 | 989.6586 | 995.2559 | 1032.3055 | 928.9326 | 855.7651 | 759.7628 | 718.4007 | 649.401 | 687.3014 | 815.0087 | 1011.7945 | 1162.0119 | 1174.0563 | 1240.1125 | 1189.6292 | 1179.4228 | 1097.3209 | 970.5541
2044-06-03 | 834.486 | 765.4976 | 709.7362 | 687.3877 | 718.783 | 868.2733 | 982.9181 | 1010.3201 | 1104.2226 | 948.0989 | 844.6182 | 781.8375 | 724.6001 | 722.8687 | 771.5215 | 897.8098 | 1097.2225 | 1194.6102 | 1187.3319 | 1188.4004 | 1166.0925 | 1159.951 | 1112.6994 | 997.8095
2044-06-04 | 870.9967 | 786.3736 | 728.0616 | 695.0339 | 704.1208 | 771.9194 | 806.7605 | 860.9775 | 1030.4917 | 970.1449 | 896.3165 | 873.5358 | 835.5238 | 709.7336 | 741.3094 | 857.379 | 1010.4726 | 1138.3186 | 1187.3438 | 1157.53 | 1198.2422 | 1130.8014 | 1095.8618 | 1012.8719
2044-06-05 | 872.3807 | 781.9936 | 721.8623 | 691.2532 | 699.6251 | 740.7013 | 779.2663 | 810.3975 | 935.4239 | 800.3383 | 766.3601 | 712.7177 | 587.2699 | 530.8984 | 601.65 | 750.9231 | 1015.572 | 1153.9138 | 1222.9898 | 1199.0254 | 1223.3943 | 1177.2617 | 1075.014 | 987.3929
2044-06-06 | 815.0405 | 746.0701 | 701.1912 | 679.9617 | 724.7599 | 806.5184 | 905.1968 | 892.9904 | 981.3432 | 912.9334 | 934.3493 | 828.8875 | 855.6316 | 763.119 | 983.3574 | 1015.1847 | 1071.3459 | 1174.6747 | 1234.8915 | 1293.8993 | 1281.6807 | 1180.0449 | 1105.6369 | 1002.8938
2044-06-07 | 969.3805 | 776.58 | 726.8026 | 691.27 | 734.4809 | 812.5573 | 908.3301 | 896.9863 | 967.1775 | 877.7699 | 875.7444 | 720.8053 | 718.5835 | 645.6679 | 735.2511 | 763.3521 | 991.8324 | 1086.9028 | 1247.6409 | 1294.575 | 1339.0473 | 1215.7662 | 1160.5418 | 1095.1137
2044-06-08 | 948.6944 | 843.5895 | 718.9368 | 684.4982 | 723.7355 | 855.5196 | 973.9843 | 997.2641 | 1043.943 | 928.0507 | 840.9382 | 776.7064 | 712.3396 | 623.8685 | 665.2832 | 859.7752 | 1005.593 | 1160.5167 | 1176.7941 | 1246.1733 | 1179.575 | 1167.6006 | 1100.8946 | 975.3508
2044-06-09 | 838.1611 | 752.8142 | 702.6532 | 682.829 | 714.9653 | 848.4898 | 978.7963 | 984.9636 | 1025.1137 | 934.5665 | 876.8641 | 847.1501 | 776.077 | 725.0949 | 779.1965 | 916.2751 | 1072.713 | 1155.3274 | 1175.0948 | 1226.6179 | 1179.8408 | 1170.9541 | 1087.2559 | 965.6687
2044-06-10 | 865.8805 | 796.4668 | 734.3085 | 692.2228 | 698.638 | 758.1064 | 790.7531 | 834.1866 | 1005.2347 | 874.9435 | 832.3872 | 816.0063 | 672.5859 | 595.7803 | 680.8268 | 846.7898 | 1014.1298 | 1121.0489 | 1110.0859 | 1101.3209 | 1098.3095 | 1126.7997 | 1081.635 | 983.7221
2044-06-11 | 876.8708 | 793.8662 | 735.9334 | 702.2602 | 703.3531 | 774.595 | 812.6484 | 861.3476 | 993.6593 | 895.4993 | 808.4277 | 651.5627 | 618.1955 | 603.7051 | 612.6344 | 750.444 | 933.2335 | 1085.4279 | 1156.3776 | 1162.6163 | 1214.43 | 1142.7571 | 1105.58 | 1024.0279
2044-06-12 | 867.4808 | 780.2064 | 719.4797 | 689.0247 | 695.9682 | 739.3425 | 771.8426 | 787.8655 | 914.7141 | 802.8634 | 751.0783 | 645.8678 | 586.3317 | 566.7441 | 604.0351 | 772.6747 | 999.3405 | 1152.6089 | 1233.7304 | 1205.8839 | 1227.2892 | 1180.9685 | 1076.8381 | 988.8657
2044-06-13 | 821.5028 | 751.209 | 706.868 | 684.6375 | 729.0411 | 806.4779 | 902.2052 | 871.747 | 984.2268 | 900.3299 | 920.2637 | 708.2168 | 740.1241 | 659.633 | 842.7613 | 843.9538 | 990.2148 | 1133.5618 | 1203.1177 | 1289.9148 | 1290.3981 | 1189.1897 | 1113.8413 | 1009.6389
2044-06-14 | 970.206 | 775.3869 | 725.3118 | 689.263 | 732.7152 | 808.6509 | 912.476 | 885.0372 | 988.5373 | 901.1305 | 904.4354 | 823.0416 | 756.2123 | 663.0103 | 782.7046 | 830.832 | 1027.8189 | 1104.5488 | 1260.0577 | 1287.3847 | 1338.3088 | 1218.5078 | 1161.0185 | 1097.3143
2044-06-15 | 947.1302 | 840.7496 | 716.3295 | 680.0494 | 720.5787 | 846.0606 | 972.6911 | 1023.2417 | 1085.2883 | 990.8451 | 871.1192 | 939.9148 | 839.9127 | 760.3592 | 717.6055 | 868.9621 | 1030.0751 | 1174.3456 | 1193.7654 | 1241.2422 | 1173.3223 | 1162.3816 | 1096.7685 | 970.9715
2044-06-16 | 827.6146 | 745.9455 | 694.9677 | 671.7978 | 699.5934 | 832.6511 | 965.1432 | 963.4718 | 1008.012 | 913.3197 | 832.5953 | 730.8901 | 692.905 | 644.7593 | 712.2838 | 849.6083 | 1026.3659 | 1156.7328 | 1157.5857 | 1216.6048 | 1164.4262 | 1155.9132 | 1076.822 | 955.168
2044-06-17 | 818.7309 | 746.9394 | 692.1047 | 668.852 | 693.8348 | 838.089 | 956.1288 | 1015.6285 | 1126.3905 | 978.9389 | 900.9769 | 875.9881 | 799.7277 | 665.2821 | 724.0905 | 819.3276 | 997.1688 | 1123.2493 | 1145.2629 | 1158.2098 | 1138.1339 | 1131.1012 | 1086.5697 | 973.9155
2044-06-18 | 862.545 | 776.6078 | 720.2041 | 687.5195 | 697.4709 | 763.0967 | 808.2784 | 853.9353 | 1018.7248 | 921.3698 | 823.2935 | 725.712 | 596.4392 | 557.3822 | 555.1691 | 731.9437 | 954.7614 | 1077.7353 | 1131.8403 | 1147.7163 | 1196.1744 | 1125.1527 | 1088.2663 | 1007.3299
2044-06-19 | 858.1396 | 768.172 | 710.5396 | 680.9351 | 688.862 | 728.5666 | 773.4934 | 775.7923 | 896.0632 | 765.4873 | 718.9714 | 595.2046 | 561.1494 | 510.1773 | 551.4223 | 721.1866 | 921.9332 | 1090.0269 | 1173.7744 | 1172.7226 | 1209.9018 | 1168.6857 | 1060.5537 | 975.8036
2044-06-20 | 797.776 | 724.2232 | 682.1578 | 660.1763 | 704.9977 | 772.2952 | 865.4288 | 857.9625 | 980.5319 | 909.5537 | 903.5284 | 828.878 | 787.4048 | 668.1145 | 781.6176 | 756.481 | 902.4935 | 1059.6133 | 1156.3059 | 1254.5616 | 1260.6945 | 1151.7397 | 1078.1995 | 977.1512
2044-06-21 | 955.6737 | 759.5708 | 711.17 | 676.3102 | 719.8871 | 793.2865 | 901.9764 | 870.6103 | 944.8424 | 874.7856 | 879.6875 | 803.3284 | 759.1926 | 632.5352 | 726.8015 | 750.3539 | 924.6743 | 1026.7594 | 1184.5103 | 1250.8599 | 1307.5745 | 1196.6746 | 1132.9081 | 1074.2931
2044-06-22 | 943.7614 | 834.3598 | 712.1679 | 680.3314 | 719.5772 | 853.0498 | 969.1927 | 985.7416 | 1013.585 | 910.4991 | 825.9637 | 708.174 | 641.1606 | 605.6401 | 648.8207 | 823.0608 | 1000.8748 | 1159.1494 | 1169.8315 | 1234.4037 | 1176.0126 | 1154.8507 | 1084.977 | 968.3131
2044-06-23 | 826.7879 | 740.7819 | 693.605 | 673.3101 | 701.51 | 844.6764 | 977.6868 | 976.409 | 1020.214 | 911.0175 | 830.7835 | 736.9427 | 684.4627 | 637.9378 | 636.8001 | 765.9166 | 944.5398 | 1096.9047 | 1131.9006 | 1213.0277 | 1162.9823 | 1153.8814 | 1070.9743 | 951.3597
2044-06-24 | 839.8428 | 766.8775 | 711.0399 | 690.3852 | 720.5169 | 865.6781 | 987.8395 | 1028.927 | 1125.8401 | 971.7311 | 908.3447 | 927.7342 | 866.4486 | 774.9316 | 836.3529 | 948.1136 | 1070.058 | 1183.9203 | 1174.9555 | 1175.063 | 1159.4754 | 1154.6943 | 1111.6694 | 997.2494
2044-06-25 | 869.0815 | 785.3373 | 726.5163 | 694.0136 | 703.0787 | 769.831 | 808.386 | 859.3153 | 1007.0841 | 913.3727 | 810.7026 | 633.182 | 555.5666 | 546.9071 | 558.9545 | 714.5941 | 915.4076 | 1065.7058 | 1129.8473 | 1144.1301 | 1200.081 | 1129.6762 | 1089.9475 | 1011.401
2044-06-26 | 850.4659 | 760.3964 | 702.2647 | 673.5208 | 681.3777 | 719.8245 | 764.1221 | 771.5542 | 882.8627 | 786.624 | 733.1492 | 667.627 | 567.8414 | 524.1449 | 511.6151 | 666.1694 | 925.3256 | 1091.1834 | 1166.0791 | 1167.2954 | 1193.6228 | 1154.2809 | 1047.607 | 963.1429
2044-06-27 | 819.5563 | 746.2986 | 705.876 | 684.3086 | 728.7915 | 808.309 | 910.9412 | 877.8588 | 966.2939 | 879.9815 | 903.2801 | 689.461 | 704.1343 | 653.2053 | 875.7794 | 901.5704 | 1038.073 | 1140.1658 | 1208.7502 | 1286.7249 | 1289.2282 | 1185.3271 | 1102.1695 | 1008.7901
2044-06-28 | 959.5322 | 765.2739 | 716.3563 | 680.0149 | 722.8968 | 819.7652 | 928.1835 | 907.2306 | 1000.6076 | 936.2115 | 940.5794 | 865.0673 | 828.1236 | 734.7314 | 828.7171 | 871.327 | 1043.5084 | 1103.9556 | 1275.609 | 1305.2212 | 1318.3608 | 1203.6661 | 1143.8451 | 1083.3764
2044-06-29 | 948.0304 | 841.7812 | 720.081 | 684.3941 | 725.9819 | 885.331 | 1021.6213 | 1028.7082 | 1069.1826 | 961.7566 | 875.036 | 792.521 | 709.5963 | 667.0458 | 730.5053 | 952.4404 | 1051.5271 | 1180.6997 | 1230.0526 | 1282.2092 | 1190.0544 | 1176.8353 | 1105.4984 | 981.3271
2044-06-30 | 836.7435 | 753.5733 | 705.3818 | 682.1169 | 714.3454 | 854.1732 | 990.6342 | 1001.7075 | 1049.6836 | 951.3119 | 847.8801 | 779.6395 | 692.5385 | 644.4697 | 743.9232 | 848.4655 | 1039.7791 | 1156.0933 | 1167.5974 | 1229.1851 | 1158.3825 | 1171.2441 | 1095.5305 | 967.198
2044-07-01 | 875.6079 | 812.1641 | 751.7352 | 727.6469 | 752.1329 | 907.5848 | 1033.0667 | 1073.3154 | 1163.067 | 1002.7226 | 936.23 | 894.5012 | 829.7495 | 857.4097 | 912.5775 | 993.5194 | 1179.4899 | 1263.0821 | 1237.1005 | 1250.2453 | 1217.8648 | 1211.3473 | 1160.1404 | 1037.2697
2044-07-02 | 918.1571 | 839.3628 | 778.3631 | 743.2212 | 747.4143 | 811.0347 | 855.5889 | 901.7348 | 1043.8491 | 953.8065 | 888.3994 | 760.9781 | 705.6664 | 664.7038 | 679.0569 | 816.1659 | 1013.3981 | 1163.5684 | 1207.891 | 1211.0543 | 1251.8186 | 1192.6292 | 1146.028 | 1061.6781
2044-07-03 | 912.4604 | 827.8989 | 765.7456 | 733.0507 | 735.0802 | 773.8211 | 825.4756 | 852.3152 | 1013.179 | 901.1772 | 848.3624 | 837.8352 | 699.8267 | 656.9328 | 681.5811 | 785.4816 | 1021.4684 | 1199.9002 | 1274.3359 | 1267.0891 | 1291.3285 | 1246.2997 | 1122.96 | 1031.4245
2044-07-04 | 883.5476 | 815.3199 | 768.964 | 726.3085 | 739.1032 | 749.4057 | 782.1843 | 774.8035 | 915.8092 | 899.2318 | 937.4998 | 762.5283 | 715.3373 | 620.1373 | 795.1566 | 796.4789 | 962.1926 | 1137.8867 | 1195.3488 | 1284.3642 | 1297.2397 | 1210.1596 | 1120.2568 | 1028.3457
2044-07-05 | 995.9407 | 796 | 746.2412 | 718.8401 | 760.9647 | 835.2811 | 952.4155 | 964.8776 | 1040.951 | 967.2106 | 992.8472 | 914.305 | 845.8662 | 770.8011 | 856.4293 | 864.5969 | 1094.5047 | 1169.2496 | 1305.5555 | 1353.3418 | 1384.5645 | 1270.3129 | 1194.6587 | 1124.4744
2044-07-06 | 976.0116 | 868.35 | 747.6676 | 711.8799 | 750.0791 | 884.6357 | 1030.6739 | 1086.6571 | 1111.2941 | 1011.1709 | 938.4061 | 949.6444 | 767.2286 | 728.8634 | 735.669 | 936.3113 | 1078.2537 | 1224.9627 | 1225.0121 | 1306.6571 | 1235.304 | 1220.3906 | 1137.8339 | 1002.4436
2044-07-07 | 862.4121 | 782.3424 | 733.9248 | 709.7299 | 735.6591 | 882.3774 | 1028.5614 | 1065.2872 | 1073.718 | 987.7407 | 925.2095 | 877.9612 | 777.1361 | 750.023 | 754.5667 | 871.9521 | 1042.008 | 1195.713 | 1205.5541 | 1290.1645 | 1225.9937 | 1223.5145 | 1122.3663 | 985.5694
2044-07-08 | 879.303 | 811.1325 | 754.9685 | 730.2052 | 753.355 | 905.0756 | 1042.6788 | 1105.9741 | 1208.7805 | 1026.5508 | 941.8186 | 933.6936 | 828.6602 | 800.8706 | 805.3155 | 879.7936 | 1064.264 | 1200.8682 | 1219.8002 | 1250.6167 | 1219.5847 | 1213.7169 | 1153.9445 | 1036.6665
2044-07-09 | 897.4233 | 817.3431 | 757.402 | 725.3088 | 729.2459 | 784.6891 | 830.88 | 888.3883 | 1013.3181 | 920.3823 | 836.68 | 680.1167 | 607.9032 | 595.6575 | 594.4594 | 741.8161 | 980.7453 | 1118.4427 | 1160.3451 | 1187.1852 | 1221.7461 | 1155.9762 | 1110.5846 | 1024.9719
2044-07-10 | 903.9187 | 818.4907 | 756.9793 | 724.6339 | 725.9978 | 761.8728 | 808.1126 | 838.9967 | 966.7729 | 854.3288 | 815.5114 | 751.6217 | 624.6457 | 594.4285 | 694.8838 | 809.2482 | 1055.2766 | 1183.6772 | 1266.7092 | 1253.2247 | 1266.7609 | 1230.8336 | 1110.4444 | 1017.4009
2044-07-11 | 849.4909 | 775.907 | 736.6634 | 713.0108 | 756.0925 | 836.9542 | 969.4413 | 972.4347 | 1070.5447 | 993.1772 | 1029.5788 | 962.7624 | 872.922 | 740.5716 | 880.7453 | 852.7323 | 1014.8788 | 1176.698 | 1253.112 | 1357.9353 | 1346.5717 | 1242.1622 | 1152.0619 | 1038.7382
2044-07-12 | 1009.7821 | 820.5505 | 770.7685 | 735.0958 | 774.2609 | 854.9376 | 974.5671 | 984.5572 | 1048.0794 | 985.9018 | 1010.1862 | 929.6263 | 865.1355 | 859.5706 | 988.2475 | 1030.9218 | 1194.6343 | 1230.6533 | 1339.0782 | 1371.726 | 1395.5866 | 1287.2969 | 1210.4868 | 1140.1118
2044-07-13 | 988.1868 | 886.2793 | 760.8565 | 726.5505 | 762.5012 | 906.2691 | 1048.6232 | 1113.9916 | 1171.2328 | 1090.8546 | 1006.0499 | 1010.3749 | 920.9876 | 798.4695 | 801.6477 | 968.2134 | 1134.7612 | 1284.4297 | 1264.4978 | 1326.6256 | 1250.9647 | 1238.6655 | 1157.789 | 1022.549
2044-07-14 | 886.7352 | 806.4093 | 759.3177 | 735.9511 | 761.0718 | 904.3719 | 1061.1216 | 1092.7987 | 1123.4968 | 1040.31 | 969.9046 | 953.5526 | 835.4967 | 802.5476 | 811.4936 | 965.6799 | 1140.2858 | 1257.9738 | 1260.3835 | 1324.8577 | 1262.1177 | 1253.7557 | 1149.0479 | 1017.2543
2044-07-15 | 890.0348 | 821.6691 | 761.76 | 737.6598 | 766.2261 | 920.1998 | 1055.7259 | 1112.9591 | 1191.3036 | 1009.2385 | 948.0298 | 925.5741 | 850.6724 | 865.4088 | 917.9968 | 1019.8665 | 1174.5653 | 1271.8137 | 1267.1437 | 1281.9758 | 1248.6137 | 1240.9667 | 1183.8465 | 1061.1585
2044-07-16 | 913.9139 | 833.2055 | 777.1491 | 741.299 | 745.8165 | 810.2487 | 861.838 | 929.0483 | 1075.7516 | 973.0343 | 868.9746 | 767.5409 | 678.4694 | 691.0645 | 717.5062 | 841.3678 | 1013.8434 | 1164.2051 | 1218.6978 | 1223.6223 | 1260.3337 | 1195.3413 | 1151.8489 | 1064.154
2044-07-17 | 900.3452 | 816.6965 | 754.4953 | 721.4134 | 721.5902 | 756.1107 | 814.1706 | 866.789 | 987.9841 | 889.6567 | 859.2118 | 867.2015 | 747.6135 | 736.8486 | 776.2877 | 884.7513 | 1091.9702 | 1258.0804 | 1300.5936 | 1272.7512 | 1276.7934 | 1236.7772 | 1113.0555 | 1020.1363
2044-07-18 | 845.2884 | 778.2918 | 732.2707 | 711.3078 | 752.2692 | 838.4863 | 961.4853 | 968.8186 | 1063.7409 | 974.4122 | 1016.8118 | 974.9651 | 978.8674 | 876.6955 | 1040.4772 | 1016.0825 | 1152.1301 | 1237.5275 | 1271.3137 | 1348.6405 | 1344.693 | 1240.1576 | 1144.6301 | 1033.6604
2044-07-19 | 1010.8358 | 822.187 | 771.6003 | 734.931 | 773.0814 | 856.5653 | 981.5447 | 987.3941 | 1068.0484 | 992.211 | 1005.307 | 973.465 | 857.4949 | 807.4259 | 888.5247 | 889.2351 | 1094.2825 | 1178.0179 | 1318.7594 | 1362.3887 | 1397.2007 | 1281.3423 | 1206.3279 | 1135.2722
2044-07-20 | 977.5374 | 878.2256 | 752.869 | 717.3365 | 753.3503 | 897.9932 | 1039.1722 | 1097.8283 | 1106.3851 | 982.8275 | 907.6745 | 845.8393 | 752.5941 | 724.2046 | 780.7771 | 957.9818 | 1088.1567 | 1241.1566 | 1241.9519 | 1308.6348 | 1233.8864 | 1224.454 | 1141.065 | 1006.3076
2044-07-21 | 884.1056 | 803.8084 | 756.6816 | 733.4998 | 760.0931 | 909.2855 | 1066.1643 | 1086.0816 | 1111.3301 | 1002.7531 | 931.7608 | 862.2041 | 798.2078 | 778.2356 | 818.1038 | 956.0483 | 1123.3064 | 1239.376 | 1244.3324 | 1310.9261 | 1253.6716 | 1249.5835 | 1150.1768 | 1013.2308
2044-07-22 | 892.8531 | 826.379 | 770.1011 | 743.6829 | 768.0789 | 927.5674 | 1069.7293 | 1165.551 | 1240.7627 | 1022.8641 | 947.9366 | 941.2839 | 819.9225 | 800.869 | 871.5233 | 1028.684 | 1237.2128 | 1294.2117 | 1268.9031 | 1261.5195 | 1237.4017 | 1236.5924 | 1178.1754 | 1056.6655
2044-07-23 | 913.5254 | 830.7615 | 769.365 | 734.2096 | 737.4583 | 798.683 | 848.6521 | 903.9605 | 1072.4383 | 994.9679 | 909.0714 | 849.7474 | 735.894 | 743.9691 | 748.974 | 857.9683 | 1034.0884 | 1170.3691 | 1212.2267 | 1213.8355 | 1246.1092 | 1183.8603 | 1133.9857 | 1050.4279
2044-07-24 | 905.0849 | 820.3991 | 760.7458 | 728.8423 | 729.9733 | 767.0989 | 827.1456 | 896.7758 | 1042.6809 | 946.5271 | 909.3151 | 923.3801 | 938.2553 | 816.9363 | 817.5049 | 907.0378 | 1104.0319 | 1232.9929 | 1292.9119 | 1262.6534 | 1279.9824 | 1237.9984 | 1116.1916 | 1024.87
2044-07-25 | 852.0983 | 785.4914 | 740.0587 | 716.9783 | 758.0536 | 848.1688 | 971.1608 | 970.7404 | 1055.5804 | 977.5376 | 1008.2018 | 892.5662 | 849.9392 | 782.4238 | 937.9078 | 940.4413 | 1097.7321 | 1221.4912 | 1274.556 | 1356.293 | 1347.118 | 1243.247 | 1150.7801 | 1039.0922
2044-07-26 | 1007.3041 | 816.0967 | 766.7133 | 729.3383 | 768.3578 | 848.934 | 974.0584 | 987.5043 | 1082.9891 | 1006.8411 | 1012.3767 | 1019.7383 | 895.3984 | 784.4156 | 879.1454 | 897.2427 | 1108.9702 | 1182.6086 | 1313.2363 | 1355.6165 | 1386.6788 | 1277.2809 | 1197.3891 | 1129.3324
2044-07-27 | 997.6122 | 890.5853 | 771.1073 | 734.8655 | 770.5283 | 910.9403 | 1063.3094 | 1126.2819 | 1148.119 | 1049.6452 | 944.4315 | 938.6101 | 786.482 | 748.8887 | 761.6424 | 955.0806 | 1112.7139 | 1265.089 | 1268.4978 | 1322.7225 | 1255.9988 | 1245.7491 | 1163.0886 | 1028.3604
2044-07-28 | 879.6631 | 799.8003 | 751.2278 | 726.1798 | 750.4469 | 893.5519 | 1047.7597 | 1073.2817 | 1107.7491 | 1006.7013 | 924.789 | 896.1018 | 826.7125 | 767.7176 | 772.8129 | 914.8019 | 1090.2534 | 1232.9615 | 1236.3614 | 1300.8944 | 1246.1022 | 1243.9288 | 1146.4611 | 1014.0701
2044-07-29 | 863.6649 | 795.0187 | 739.1996 | 712.0058 | 735.7254 | 886.6362 | 1026.7738 | 1085.3987 | 1146.1712 | 980.7133 | 898.5596 | 764.3776 | 711.081 | 715.9447 | 769.8541 | 882.1159 | 1080.8313 | 1207.062 | 1215.4227 | 1230.354 | 1204.3652 | 1199.574 | 1145.9437 | 1027.3275
2044-07-30 | 905.3122 | 824.0654 | 762.487 | 728.7888 | 732.5171 | 796.3712 | 848.9619 | 910.3358 | 1019.3702 | 914.1312 | 839.1676 | 713.2284 | 635.1561 | 625.7831 | 654.2847 | 767.7443 | 985.7088 | 1124.5167 | 1200.0542 | 1205.838 | 1231.3491 | 1167.5692 | 1124.1214 | 1042.4729
2044-07-31 | 904.5753 | 822.0099 | 760.9154 | 725.8031 | 726.3061 | 762.5152 | 820.7896 | 875.3792 | 998.8057 | 864.2313 | 843.2526 | 861.7048 | 723.5215 | 750.1961 | 856.8586 | 940.5202 | 1146.1427 | 1282.4931 | 1282.4419 | 1261.0548 | 1278.1773 | 1243.5594 | 1122.0661 | 1023.7252
2044-08-01 | 929.9068 | 850.0758 | 803.3771 | 782.608 | 828.4813 | 928.0433 | 1062.5361 | 1060.1432 | 1160.7849 | 1100.8715 | 1113.0364 | 1051.4387 | 985.4627 | 876.6215 | 984.9868 | 939.1306 | 1091.3552 | 1253.6564 | 1352.8163 | 1432.0033 | 1423.1314 | 1313.2224 | 1209.6293 | 1109.4295
2044-08-02 | 1079.8659 | 880.1032 | 827.8159 | 791.9284 | 834.8727 | 924.9358 | 1056.8302 | 1039.1707 | 1109.9435 | 1021.5629 | 1024.1389 | 948.2287 | 907.5694 | 829.6875 | 932.2936 | 919.5179 | 1142.853 | 1241.2167 | 1375.6741 | 1422.2956 | 1458.2383 | 1338.1358 | 1261.4188 | 1191.6942
2044-08-03 | 1048.6846 | 940.9962 | 807.2773 | 777.8312 | 815.7671 | 964.6974 | 1114.6184 | 1134.5271 | 1130.2523 | 1000.9899 | 919.9387 | 801.8438 | 788.1744 | 757.3963 | 786.6738 | 979.2481 | 1155.8185 | 1320.7189 | 1318.8289 | 1364.761 | 1306.1874 | 1290.5828 | 1203.1338 | 1074.375
2044-08-04 | 934.3804 | 852.105 | 794.5308 | 773.4806 | 803.6997 | 959.4522 | 1114.5906 | 1117.5763 | 1123.2783 | 1018.4895 | 966.8586 | 911.5987 | 819.4092 | 780.176 | 766.5443 | 884.3156 | 1094.6653 | 1277.0332 | 1285.5064 | 1356.9511 | 1299.3188 | 1288.8842 | 1188.631 | 1065.0699
2044-08-05 | 922.8479 | 852.5496 | 789.2011 | 766.6172 | 796.2124 | 962.2013 | 1107.6491 | 1134.8579 | 1198.8926 | 1024.0873 | 930.7983 | 931.961 | 866.6431 | 814.7827 | 875.1357 | 984.5924 | 1174.5407 | 1268.2017 | 1263.5454 | 1286.6951 | 1261.8225 | 1249.4653 | 1187.0559 | 1073.1412
2044-08-06 | 959.1078 | 872.596 | 807.7315 | 777.1188 | 786.0642 | 868.5271 | 938.0725 | 984.7555 | 1123.1498 | 1043.8433 | 933.6283 | 882.7322 | 806.6755 | 759.3757 | 772.324 | 878.794 | 1082.2297 | 1212.0893 | 1264.5526 | 1263.1278 | 1293.0093 | 1223.7243 | 1168.0543 | 1083.307
2044-08-07 | 963.0467 | 872.9331 | 807.9575 | 777.878 | 786.1626 | 842.3508 | 914.8222 | 951.3683 | 1087.0614 | 943.2273 | 892.7481 | 856.0142 | 757.3588 | 742.5356 | 783.4977 | 880.2199 | 1122.2174 | 1292.624 | 1350.3615 | 1325.1364 | 1334.0798 | 1297.1295 | 1162.8125 | 1074.2838
2044-08-08 | 913.9723 | 839.6647 | 785.8187 | 769.3596 | 812.1995 | 904.9376 | 1036.2729 | 1015.4974 | 1079.5359 | 998.0511 | 1006.5026 | 819.8932 | 842.1264 | 752.0912 | 920.2596 | 892.6052 | 1120.448 | 1272.0219 | 1338.3479 | 1402.7693 | 1403.9476 | 1305.1338 | 1200.0661 | 1095.6707
2044-08-09 | 1072.8578 | 870.8927 | 820.0883 | 785.4746 | 828.4914 | 922.7512 | 1059.7654 | 1073.4348 | 1153.8418 | 1052.1198 | 1050.0055 | 1027.86 | 944.9693 | 864.4928 | 958.0001 | 974.4533 | 1182.1774 | 1270.9461 | 1373.9267 | 1422.355 | 1449.6563 | 1331.7859 | 1252.8047 | 1190.5142
2044-08-10 | 1055.2292 | 945.9153 | 818.2371 | 783.6693 | 822.5725 | 977.9532 | 1129.5463 | 1166.5069 | 1195.3848 | 1066.8303 | 984.0375 | 958.9656 | 834.7397 | 781.1558 | 789.0543 | 932.5018 | 1116.1939 | 1311.1717 | 1320.3017 | 1378.8836 | 1304.0155 | 1297.5671 | 1207.4779 | 1082.0052
2044-08-11 | 919.223 | 830.4265 | 774.4996 | 757.4236 | 783.8812 | 943.1625 | 1105.1636 | 1101.9009 | 1098.2308 | 992.4464 | 926.2196 | 844.689 | 767.4697 | 737.3362 | 765.9598 | 890.8164 | 1118.3709 | 1258.8335 | 1263.3115 | 1330.0959 | 1272.6615 | 1261.1187 | 1157.1076 | 1031.2269
2044-08-12 | 921.9201 | 850.8682 | 785.0252 | 762.2481 | 792.3224 | 960.7789 | 1106.1978 | 1123.057 | 1178.5562 | 984.3491 | 915.2074 | 802.4404 | 734.4449 | 706.5761 | 778.9973 | 899.0712 | 1123.3889 | 1243.3638 | 1253.67 | 1281.5953 | 1253.9338 | 1244.4784 | 1185.059 | 1071.4475
2044-08-13 | 965.396 | 878.3781 | 814.5554 | 784.3135 | 793.7191 | 879.1415 | 953.0553 | 986.558 | 1116.9589 | 997.1456 | 898.4335 | 737.1562 | 699.995 | 686.5902 | 715.598 | 843.4033 | 1066.2642 | 1215.0775 | 1268.0782 | 1263.2484 | 1308.3213 | 1227.7991 | 1179.4293 | 1094.204
2044-08-14 | 961.9688 | 869.5465 | 804.424 | 774.4884 | 782.4362 | 837.5176 | 907.2529 | 932.9456 | 1056.906 | 903.2644 | 840.0176 | 781.4005 | 700.5576 | 708.8875 | 796.4445 | 930.9019 | 1143.8256 | 1301.7563 | 1338.2183 | 1306.1303 | 1324.1637 | 1279.9739 | 1150.0033 | 1058.1019
2044-08-15 | 903.8406 | 830.8608 | 780.7933 | 760.4605 | 804.1281 | 900.2835 | 1033.3068 | 1012.8668 | 1076.6716 | 968.3593 | 1001.2284 | 796.1987 | 837.3554 | 759.2517 | 914.4899 | 895.594 | 1127.9268 | 1252.7102 | 1323.3536 | 1398.8111 | 1391.1666 | 1284.5645 | 1183.168 | 1082.0478
2044-08-16 | 1062.3338 | 865.3469 | 811.6874 | 776.8953 | 819.075 | 911.4661 | 1044.7292 | 1020.3303 | 1065.2519 | 1003.2969 | 1017.1514 | 976.8744 | 880.548 | 833.4925 | 992.1963 | 1017.6185 | 1203.5964 | 1307.8942 | 1400.2405 | 1418.8399 | 1445.9031 | 1323.1236 | 1242.9126 | 1184.3201
2044-08-17 | 1047.296 | 938.3406 | 810.2233 | 775.9354 | 805.6917 | 957.76 | 1115.6872 | 1138.7299 | 1138.6983 | 1011.0146 | 931.5971 | 828.5865 | 781.9454 | 787.9059 | 830.417 | 987.7365 | 1171.0581 | 1330.7315 | 1314.7251 | 1367.0633 | 1294.5444 | 1279.6809 | 1197.7345 | 1072.1462
2044-08-18 | 933.7412 | 845.2185 | 791.5297 | 770.4823 | 798.6958 | 963.334 | 1124.6891 | 1114.7612 | 1111.174 | 1023.8277 | 950.1756 | 879.3414 | 861.6095 | 838.6606 | 897.391 | 1025.1123 | 1191.9938 | 1309.6828 | 1303.2142 | 1350.7434 | 1291.7392 | 1284.0344 | 1177.0779 | 1053.8417
2044-08-19 | 952.0614 | 881.5992 | 813.532 | 770.2976 | 779.353 | 859.6701 | 924.2384 | 953.6696 | 1086.7819 | 944.9327 | 895.2653 | 834.6378 | 665.0138 | 665.5479 | 712.6841 | 859.6439 | 1114.1491 | 1267.0299 | 1244.7768 | 1221.7205 | 1202.2716 | 1219.6879 | 1156.5011 | 1053.514
2044-08-20 | 955.0259 | 862.7718 | 794.3637 | 770.5756 | 784.4211 | 862.3599 | 941.6012 | 961.3989 | 1085.6012 | 979.958 | 901.4871 | 749.3506 | 715.7145 | 684.0143 | 725.6449 | 908.814 | 1108.3058 | 1242.0169 | 1271.9872 | 1258.1658 | 1290.4055 | 1215.0537 | 1167.0306 | 1080.4725
2044-08-21 | 960.4614 | 870.6517 | 804.9876 | 776.1439 | 784.6253 | 840.0379 | 915.1654 | 937.4857 | 1046.3109 | 946.9227 | 900.4712 | 859.3183 | 725.9954 | 695.2833 | 736.0879 | 856.2439 | 1098.3965 | 1283.065 | 1354.9031 | 1315.7852 | 1331.5644 | 1278.2914 | 1152.9315 | 1060.8964
2044-08-22 | 912.1327 | 838.4008 | 790.1518 | 768.6248 | 811.693 | 907.6153 | 1045.8991 | 1031.2859 | 1111.9364 | 1042.3432 | 1050.8297 | 964.5278 | 945.6578 | 877.1729 | 1081.0556 | 1032.3358 | 1201.6251 | 1329.5743 | 1352.445 | 1412.1536 | 1400.9401 | 1295.6738 | 1197.5687 | 1096.1175
2044-08-23 | 1059.959 | 863.5162 | 807.2816 | 772.9733 | 814.469 | 905.0126 | 1042.338 | 1064.7336 | 1150.5 | 1127.8474 | 1147.1328 | 1133.2275 | 1169.7409 | 1082.3589 | 1155.4881 | 1148.4344 | 1308.325 | 1326.0353 | 1387.9901 | 1408.7406 | 1435.6449 | 1316.6949 | 1236.3627 | 1179.106
2044-08-24 | 1043.583 | 931.3565 | 801.7094 | 769.1502 | 802.569 | 959.4901 | 1120.3916 | 1214.7179 | 1250.3395 | 1137.6686 | 1056.9553 | 1093.7619 | 1078.9593 | 941.864 | 998.5405 | 1156.5439 | 1299.5987 | 1420.1373 | 1345.6122 | 1365.5237 | 1294.1117 | 1276.7798 | 1191.6791 | 1064.998
2044-08-25 | 942.406 | 851.5007 | 795.8073 | 774.6501 | 801.21 | 960.7499 | 1126.2031 | 1138.0425 | 1173.3751 | 1059.3496 | 1000.7517 | 1030.3011 | 998.6775 | 941.6905 | 968.0126 | 1073.9635 | 1239.3688 | 1353.7452 | 1320.3227 | 1349.3577 | 1297.25 | 1286.1261 | 1186.1901 | 1059.6538
2044-08-26 | 921.9285 | 847.8271 | 782.0346 | 757.6917 | 785.4601 | 942.5424 | 1091.4156 | 1133.9453 | 1185.7982 | 1027.2462 | 935.6549 | 918.6386 | 813.6809 | 810.5428 | 962.4378 | 1107.3895 | 1265.1838 | 1316.3139 | 1286.1459 | 1273.7555 | 1251.967 | 1238.5702 | 1174.3077 | 1062.2647
2044-08-27 | 956.4687 | 866.6872 | 800.5789 | 770.2691 | 779.7229 | 857.4742 | 926.2991 | 968.7319 | 1115.4952 | 1029.2406 | 939.2224 | 891.0021 | 767.8456 | 790.3464 | 871.9908 | 968.6611 | 1143.6245 | 1253.9235 | 1274.9545 | 1256.6429 | 1289.6089 | 1217.1855 | 1161.7649 | 1075.5741
2044-08-28 | 937.6904 | 848.5648 | 787.3441 | 759.3699 | 764.2354 | 814.2829 | 886.7115 | 913.2555 | 1002.7172 | 895.0706 | 854.6037 | 809.1961 | 754.9243 | 708.5369 | 753.9179 | 854.0208 | 1105.4224 | 1266.0167 | 1307.7404 | 1264.5671 | 1290.5516 | 1249.2342 | 1124.7368 | 1037.4098
2044-08-29 | 898.3638 | 822.8617 | 775.0365 | 754.8245 | 793.9573 | 892.4148 | 1031.0694 | 998.0344 | 1057.4143 | 953.9841 | 972.6193 | 776.3267 | 808.9885 | 779.3248 | 978.1519 | 961.1414 | 1161.6062 | 1280.7275 | 1322.906 | 1392.459 | 1383.524 | 1279.9439 | 1178.4282 | 1073.9391
2044-08-30 | 1050.9438 | 850.5578 | 797.581 | 762.103 | 802.335 | 890.3792 | 1034.9645 | 1011.9502 | 1075.3772 | 984.0679 | 1005.1674 | 914.4577 | 847.1608 | 796.4396 | 909.2237 | 916.1478 | 1149.9582 | 1243.1084 | 1365.792 | 1396.3804 | 1432.069 | 1308.7096 | 1224.2791 | 1164.1384
2044-08-31 | 1024.0875 | 920.4125 | 793.4814 | 762.2175 | 796.591 | 935.3705 | 1090.5821 | 1143.8167 | 1162.9804 | 1028.4713 | 933.6774 | 895.8123 | 786.3088 | 769.0819 | 771.056 | 934.8146 | 1097.2387 | 1219.8579 | 1239.2699 | 1313.6553 | 1266.5922 | 1253.2191 | 1162.3346 | 1042.5907
2044-09-01 | 910.5135 | 834.0303 | 784.3106 | 768.2373 | 797.9867 | 946.866 | 1112.4406 | 1107.4914 | 1127.2444 | 979.0398 | 917.5343 | 886.5549 | 865.5834 | 817.6367 | 791.6783 | 882.2152 | 1105.348 | 1245.9999 | 1291.934 | 1318.8577 | 1256.7106 | 1242.1475 | 1144.7959 | 1030.5989
2044-09-02 | 926.6467 | 853.4635 | 803.7005 | 782.7565 | 809.7315 | 971.5901 | 1120.72 | 1146.7937 | 1209.0157 | 1031.6779 | 974.19 | 976.3374 | 863.5018 | 825.7304 | 860.4135 | 968.4914 | 1183.1726 | 1285.885 | 1311.1071 | 1286.1883 | 1243.3609 | 1236.9215 | 1178.2413 | 1073.5184
2044-09-03 | 963.7192 | 882.4605 | 828.0574 | 798.2476 | 796.5905 | 881.7666 | 965.2729 | 1009.769 | 1156.8603 | 1054.5272 | 1009.2698 | 983.1652 | 1033.8187 | 974.4093 | 861.931 | 922.9526 | 1095.6356 | 1187.9529 | 1248.8434 | 1198.0573 | 1241.6318 | 1185.1642 | 1151.6522 | 1081.2959
2044-09-04 | 951.093 | 863.9308 | 806.7281 | 778.5149 | 785.752 | 846.5416 | 927.4729 | 931.683 | 1028.4366 | 904.2321 | 870.7213 | 840.1939 | 745.3743 | 760.1336 | 771.0145 | 853.6937 | 1077.3091 | 1258.021 | 1357.9305 | 1291.7127 | 1294.9522 | 1247.7035 | 1128.992 | 1041.3731
2044-09-05 | 941.863 | 875.8694 | 830.2985 | 792.3898 | 818.1496 | 852.8252 | 919.6665 | 868.9958 | 983.4907 | 912.8846 | 961.7604 | 705.3895 | 738.6587 | 688.7454 | 853.5995 | 888.4619 | 1060.8175 | 1210.6175 | 1309.2949 | 1334.3192 | 1337.1942 | 1250.6589 | 1159.6197 | 1068.4313
2044-09-06 | 1044.2207 | 852.3237 | 803.4486 | 776.8322 | 815.7229 | 906.1906 | 1040.6225 | 1003.5353 | 1047.7319 | 948.8405 | 974.9524 | 843.7016 | 811.0286 | 729.5794 | 832.1369 | 876.4696 | 1100.3759 | 1198.7562 | 1369.4683 | 1364.0572 | 1405.0172 | 1284.6183 | 1213.6243 | 1163.3228
2044-09-07 | 1031.1665 | 935.419 | 815.741 | 783.6661 | 820.2274 | 966.5418 | 1132.4636 | 1162.7687 | 1211.962 | 1056.6044 | 951.1104 | 935.45 | 854.3191 | 858.2652 | 864.1519 | 1013.2254 | 1166.5854 | 1304.1745 | 1340.7485 | 1350.9734 | 1275.7765 | 1254.155 | 1173.2239 | 1051.9122
2044-09-08 | 919.5895 | 836.6805 | 790.2157 | 772.0651 | 800.2622 | 946.9834 | 1112.5554 | 1091.4469 | 1094.8392 | 959.3243 | 898.3993 | 816.4041 | 778.9822 | 742.253 | 770.4985 | 923.6169 | 1129.4305 | 1237.7675 | 1293.0808 | 1314.6108 | 1256.5264 | 1242.4666 | 1150.7233 | 1027.0314
2044-09-09 | 919.5547 | 849.72 | 797.8426 | 775.3445 | 797.8873 | 957.1851 | 1110.1177 | 1129.7115 | 1175.6873 | 986.1182 | 942.1519 | 895.4938 | 755.6426 | 762.6728 | 805.0597 | 937.3078 | 1143.9412 | 1255.856 | 1299.9095 | 1261.0409 | 1234.1895 | 1226.1965 | 1165.0649 | 1063.4237
2044-09-10 | 948.2985 | 866.0888 | 809.2175 | 780.2325 | 788.3545 | 869.0298 | 950.4774 | 961.0982 | 1083.9906 | 952.6672 | 886.722 | 782.3882 | 722.3365 | 702.2414 | 684.4435 | 833.8596 | 1062.5105 | 1200.5516 | 1277.8128 | 1231.1108 | 1259.9452 | 1190.5101 | 1137.6351 | 1058.8115
2044-09-11 | 939.6114 | 855.1032 | 797.751 | 770.1715 | 778.4041 | 838.8911 | 917.6028 | 926.9193 | 1051.2649 | 911.8219 | 873.2075 | 886.8447 | 842.97 | 896.9685 | 919.6492 | 1030.3289 | 1214.0392 | 1346.093 | 1381.742 | 1304.4525 | 1299.738 | 1249.2498 | 1126.3852 | 1036.856
2044-09-12 | 887.5134 | 828.3773 | 787.0362 | 767.8295 | 809.3498 | 897.4569 | 1042.6755 | 1031.7355 | 1126.6337 | 1045.0215 | 1100.8784 | 1060.1122 | 1132.7559 | 974.4801 | 1101.6972 | 1115.0602 | 1239.6112 | 1298.3503 | 1346.3319 | 1370.6183 | 1364.6808 | 1258.6467 | 1161.0878 | 1061.6257
2044-09-13 | 1055.2409 | 861.594 | 813.3472 | 780.4105 | 820.2162 | 916.9105 | 1057.4352 | 1050.4915 | 1149.9048 | 1097.6177 | 1125.7202 | 1119.2751 | 1158.0787 | 1028.0537 | 1109.1147 | 1092.7204 | 1266.5223 | 1281.5972 | 1393.923 | 1380.3756 | 1404.9939 | 1288.0244 | 1220.252 | 1168.3581
2044-09-14 | 1025.3555 | 919.951 | 798.3531 | 767.3455 | 803.3365 | 954.2192 | 1114.6386 | 1136.6438 | 1146.3834 | 1019.853 | 963.9648 | 992.3489 | 876.4835 | 850.8394 | 847.695 | 1005.5852 | 1175.262 | 1328.6938 | 1319.0308 | 1332.6608 | 1244.2279 | 1224.9917 | 1144.3984 | 1027.9256
2044-09-15 | 935.4434 | 855.9274 | 809.9926 | 789.5591 | 815.0904 | 975.1639 | 1147.9959 | 1182.0512 | 1213.3123 | 1086.0777 | 983.0289 | 997.3905 | 950.4159 | 847.052 | 871.8583 | 999.1458 | 1206.0547 | 1311.0774 | 1334.704 | 1336.1023 | 1277.2734 | 1268.4561 | 1165.0869 | 1053.0704
2044-09-16 | 936.4236 | 870.7061 | 815.6351 | 791.5808 | 821.0587 | 981.6942 | 1134.3085 | 1168.7801 | 1235.5477 | 1041.4635 | 972.5764 | 939.9292 | 746.8482 | 745.2687 | 789.6584 | 909.6193 | 1167.626 | 1300.7605 | 1328.2176 | 1281.9267 | 1254.1997 | 1248.3122 | 1183.9915 | 1083.1159
2044-09-17 | 953.9017 | 871.4 | 814.9434 | 786.177 | 794.4533 | 884.6701 | 967.79 | 985.3331 | 1112.0554 | 1003.1985 | 903.9207 | 826.8884 | 806.797 | 771.8678 | 755.6321 | 879.148 | 1109.8923 | 1247.276 | 1289.9932 | 1244.9862 | 1268.9113 | 1204.3063 | 1150.1148 | 1073.1221
2044-09-18 | 943.5639 | 861.4315 | 806.2899 | 779.0447 | 787.2405 | 847.3958 | 924.5046 | 932.2611 | 1015.2225 | 844.8784 | 809.573 | 659.4361 | 598.7386 | 614.4529 | 672.3022 | 807.1335 | 1071.0053 | 1256.141 | 1363.373 | 1289.1299 | 1300.2819 | 1252.2122 | 1135.2837 | 1051.0153
2044-09-19 | 904.4949 | 836.8958 | 796.0667 | 776.5473 | 818.1892 | 916.1128 | 1058.0527 | 1026.9328 | 1110.52 | 1009.5641 | 1024.7892 | 885.8823 | 839.5718 | 783.1482 | 958.0139 | 940.8856 | 1103.4414 | 1248.9993 | 1352.5683 | 1384.6628 | 1369.148 | 1262.5752 | 1170.4712 | 1075.4138
2044-09-20 | 1051.6421 | 864.1759 | 817.1008 | 783.6661 | 824.5088 | 909.1524 | 1051.4732 | 1041.0821 | 1111.8769 | 998.1448 | 1007.7329 | 915.7702 | 802.9756 | 745.0988 | 857.0486 | 917.1022 | 1159.3307 | 1236.7939 | 1380.0006 | 1378.623 | 1405.7722 | 1288.7626 | 1216.7971 | 1160.1446
2044-09-21 | 1040.4374 | 938.6882 | 818.2249 | 785.1556 | 816.7362 | 968.4572 | 1134.5282 | 1161.9418 | 1197.7006 | 1069.9553 | 990.4974 | 1013.9543 | 877.055 | 861.5557 | 824.0922 | 989.9328 | 1206.456 | 1379.5435 | 1362.7217 | 1360.9347 | 1279.7156 | 1259.4791 | 1171.9573 | 1056.6889
2044-09-22 | 921.8756 | 844.762 | 796.5911 | 777.037 | 805.9333 | 964.1235 | 1131.603 | 1164.2601 | 1157.7631 | 1024.7293 | 962.0025 | 918.9411 | 815.1205 | 782.1098 | 795.2676 | 946.4749 | 1146.1634 | 1302.4457 | 1329.7503 | 1329.9091 | 1270.0949 | 1252.898 | 1161.9298 | 1042.6481
2044-09-23 | 932.0978 | 862.8928 | 806.6162 | 784.1506 | 807.4678 | 977.0174 | 1129.7347 | 1150.8914 | 1211.7615 | 977.687 | 932.3378 | 862.2677 | 771.2525 | 789.4608 | 869.9906 | 995.0204 | 1236.9863 | 1323.3485 | 1336.5946 | 1283.9046 | 1248.3359 | 1235.9967 | 1182.6889 | 1079.1965
2044-09-24 | 964.89 | 880.7825 | 824.6753 | 794.5896 | 803.8607 | 893.0911 | 980.4437 | 995.1891 | 1108.05 | 975.2322 | 886.9717 | 739.568 | 667.8196 | 660.7399 | 663.7139 | 801.5699 | 1070.3387 | 1235.5414 | 1293.5941 | 1237.5821 | 1277.3239 | 1201.8709 | 1159.6223 | 1079.203
2044-09-25 | 965.8729 | 878.9261 | 820.0152 | 792.4091 | 799.8007 | 863.1779 | 949.7745 | 986.1547 | 1086.3666 | 969.5969 | 895.0716 | 844.7853 | 719.2952 | 722.619 | 768.201 | 907.4986 | 1157.6788 | 1316.9943 | 1405.804 | 1322.7327 | 1322.5549 | 1276.3072 | 1152.6327 | 1068.5537
2044-09-26 | 911.0854 | 845.1535 | 804.6853 | 783.6751 | 820.5653 | 917.0788 | 1063.4896 | 1053.5473 | 1132.2476 | 1066.6155 | 1106.4203 | 1049.6667 | 1010.5089 | 925.9335 | 1097.1196 | 1036.0328 | 1218.4759 | 1346.229 | 1384.2585 | 1402.1135 | 1386.0514 | 1282.3975 | 1181.6055 | 1088.3373
2044-09-27 | 1063.4418 | 871.5974 | 823.7741 | 789.6823 | 823.6418 | 918.0256 | 1053.9398 | 1043.9205 | 1113.4104 | 1051.692 | 1095.5792 | 1072.644 | 1036.5078 | 920.2681 | 1059.2572 | 1062.3112 | 1249.2063 | 1286.1994 | 1376.496 | 1371.0775 | 1408.2241 | 1288.5486 | 1218.4657 | 1168.0042
2044-09-28 | 1036.0513 | 931.376 | 810.8119 | 779.6194 | 813.5692 | 970.004 | 1123.0654 | 1147.5627 | 1168.4562 | 1020.2611 | 931.9457 | 929.1535 | 822.4176 | 772.6452 | 792.7683 | 986.3532 | 1182.2421 | 1317.2522 | 1305.5221 | 1331.3107 | 1258.5576 | 1240.866 | 1161.9253 | 1043.0325
2044-09-29 | 932.8076 | 852.3175 | 809.3913 | 789.3227 | 810.3487 | 963.1725 | 1130.0067 | 1127.1551 | 1133.434 | 999.09 | 938.5942 | 904.9555 | 823.2958 | 852.958 | 887.783 | 1021.818 | 1200.6594 | 1314.0899 | 1309.09 | 1319.8633 | 1272.9402 | 1261.8995 | 1159.723 | 1039.3163
2044-09-30 | 912.7262 | 848.4384 | 791.7247 | 768.0018 | 791.9239 | 945.7286 | 1092.2448 | 1111.2323 | 1155.4043 | 932.1321 | 877.3599 | 845.7205 | 763.9171 | 748.9442 | 761.7448 | 908.5283 | 1152.9095 | 1261.858 | 1279.9888 | 1244.1338 | 1223.2404 | 1208.8602 | 1147.9276 | 1046.6328
2044-10-01 | 904.7067 | 822.9268 | 764.4147 | 734.1314 | 734.8672 | 825.1566 | 893.8333 | 934.464 | 1049.7478 | 935.9195 | 857.9712 | 791.4457 | 655.5884 | 649.2865 | 711.2385 | 850.3987 | 1070.2497 | 1217.2534 | 1279.2247 | 1188.9427 | 1229.6036 | 1163.9166 | 1110.1483 | 1026.9311
2044-10-02 | 897.7073 | 816.3045 | 756.751 | 729.0236 | 725.7265 | 776.3312 | 845.9011 | 857.5911 | 964.3717 | 839.064 | 836.7111 | 846.1892 | 701.3213 | 753.6684 | 792.0908 | 921.2817 | 1128.9958 | 1305.8064 | 1367.4238 | 1255.0288 | 1266.5621 | 1222.8172 | 1096.7309 | 1004.1157
2044-10-03 | 858.8129 | 792.6317 | 751.7797 | 731.3335 | 762.8145 | 856.8211 | 980.3355 | 958.2885 | 1039.11 | 973.2045 | 1035.4898 | 982.1127 | 922.4863 | 863.872 | 994.5094 | 948.5216 | 1148.5211 | 1285.7936 | 1330.797 | 1332.7169 | 1329.1805 | 1225.0768 | 1130.2351 | 1022.7093
2044-10-04 | 1001.8401 | 813.9293 | 765.4214 | 728.8773 | 756.8943 | 834.4319 | 958.8494 | 962.7069 | 1045.2678 | 952.5891 | 978.3359 | 998.2684 | 881.1987 | 879.7232 | 1005.4972 | 1054.2154 | 1220.7746 | 1277.9677 | 1376.9423 | 1327.6364 | 1364.7622 | 1244.6967 | 1164.7678 | 1097.9576
2044-10-05 | 984.3356 | 884.8754 | 764.1375 | 730.6771 | 756.5365 | 900.9487 | 1045.5026 | 1100.1639 | 1114.5122 | 1014.1141 | 930.7442 | 982.4807 | 853.0814 | 836.1291 | 865.8244 | 1034.2402 | 1191.2761 | 1358.3759 | 1324.0291 | 1291.4751 | 1220.1081 | 1203.4972 | 1114.4136 | 984.7988
2044-10-06 | 874.0176 | 795.3119 | 750.0301 | 730.1188 | 746.3266 | 886.1738 | 1042.2727 | 1061.5905 | 1090.0617 | 1009.3942 | 946.5526 | 984.2707 | 936.7379 | 848.1027 | 875.0922 | 996.528 | 1162.099 | 1294.5502 | 1294.176 | 1263.0312 | 1220.8011 | 1205.2782 | 1105.5327 | 973.9587
2044-10-07 | 871.2226 | 806.7175 | 750.077 | 726.8026 | 739.6876 | 886.9653 | 1025.4497 | 1072.5053 | 1121.6631 | 947.4724 | 897.3633 | 928.3104 | 806.0413 | 839.7467 | 911.9538 | 1049.1714 | 1227.0917 | 1303.8494 | 1307.0921 | 1218.5907 | 1189.7537 | 1178.5126 | 1119.2394 | 1005.4505
2044-10-08 | 911.8218 | 831.8864 | 773.8653 | 739.373 | 729.0376 | 801.8812 | 858.8003 | 895.8057 | 1004.6199 | 895.933 | 826.5172 | 727.1022 | 699.5269 | 763.7102 | 819.5932 | 970.8058 | 1153.8364 | 1285.1622 | 1282.8485 | 1185.5643 | 1225.34 | 1156.5854 | 1114.449 | 1032.801
2044-10-09 | 897.7516 | 816.5517 | 759.2373 | 730.2895 | 727.3052 | 778.3505 | 848.2928 | 881.3545 | 974.5046 | 817.6803 | 775.8093 | 705.9976 | 602.3935 | 609.3316 | 684.8165 | 843.7655 | 1106.6624 | 1291.7542 | 1341.8144 | 1236.7696 | 1253.7789 | 1211.5024 | 1086.7274 | 1000.1935
2044-10-10 | 858.3823 | 790.3422 | 750.3797 | 732.4926 | 769.8429 | 886.1573 | 1018.6824 | 1002.8513 | 1062.6014 | 981.2989 | 1010.0295 | 943.2269 | 895.5606 | 848.6253 | 1012.6651 | 985.7495 | 1180.7165 | 1318.1392 | 1354.0168 | 1350.0693 | 1341.4828 | 1232.4066 | 1138.8126 | 1035.4373
2044-10-11 | 1017.9142 | 828.5971 | 780.2943 | 743.6922 | 769.5586 | 851.9358 | 982.4821 | 989.9793 | 1061.4841 | 971.6969 | 999.6834 | 970.7584 | 885.9552 | 879.3166 | 964.3982 | 1025.8743 | 1251.2621 | 1321.9575 | 1402.2303 | 1345.3466 | 1377.4471 | 1256.1379 | 1182.3379 | 1121.0069
2044-10-12 | 996.2396 | 893.3209 | 772.2772 | 738.2058 | 761.9841 | 917.8012 | 1063.6853 | 1114.5831 | 1148.1297 | 1049.959 | 975.8061 | 1035.471 | 971.4995 | 999.2263 | 1018.0116 | 1160.3692 | 1325.7548 | 1425.5362 | 1360.5739 | 1322.2234 | 1240.6816 | 1222.1501 | 1138.767 | 1013.5953
2044-10-13 | 881.3645 | 805.3332 | 754.9162 | 733.947 | 749.6168 | 907.1574 | 1064.2628 | 1100.4503 | 1131.2318 | 1047.6882 | 982.4309 | 1017.77 | 1103.5857 | 945.5789 | 944.2508 | 1027.8571 | 1220.8 | 1344.1254 | 1315.4009 | 1283.2182 | 1224.8527 | 1213.1829 | 1115.3902 | 995.5811
2044-10-14 | 885.4612 | 817.819 | 760.0998 | 736.9602 | 752.2779 | 917.9343 | 1060.5721 | 1106.607 | 1157.6779 | 971.3824 | 943.319 | 981.1605 | 881.7543 | 887.0982 | 980.1171 | 1115.5641 | 1283.9102 | 1355.2113 | 1328.6836 | 1240.2751 | 1202.796 | 1189.523 | 1131.136 | 1026.4695
2044-10-15 | 913.39 | 832.0793 | 776.2489 | 746.6809 | 744.7006 | 827.7512 | 894.4497 | 987.5286 | 1146.9104 | 1043.2217 | 952.021 | 898.1086 | 908.3273 | 816.1053 | 823.9603 | 977.5284 | 1191.2667 | 1291.3217 | 1289.127 | 1194.3363 | 1236.1924 | 1176.6668 | 1123.2554 | 1042.025
2044-10-16 | 906.9986 | 823.3734 | 765.1412 | 735.5403 | 731.7243 | 784.4503 | 856.0781 | 902.2749 | 1002.0995 | 862.9048 | 817.8188 | 818.0003 | 709.7541 | 722.152 | 787.2619 | 930.4373 | 1183.8646 | 1340.5843 | 1358.925 | 1250.3395 | 1265.6801 | 1214.1889 | 1088.7914 | 1001.0132
2044-10-17 | 862.0036 | 794.7075 | 753.6676 | 732.0979 | 761.1038 | 860.7046 | 986.1568 | 1000.4247 | 1085.1762 | 1043.3786 | 1064.1152 | 977.5102 | 938.6167 | 894.9992 | 1061.1616 | 1067.0665 | 1235.4432 | 1364.1047 | 1367.0034 | 1356.3706 | 1339.6427 | 1234.169 | 1138.9919 | 1039.2185
2044-10-18 | 1013.6537 | 821.5765 | 772.5744 | 736.3871 | 762.8333 | 850.3665 | 976.6607 | 987.8744 | 1051.6289 | 988.0224 | 1033.5374 | 1023.4448 | 908.3737 | 888.5565 | 953.2248 | 970.0948 | 1212.1136 | 1287.4924 | 1380.6765 | 1326.8805 | 1359.5418 | 1246.8277 | 1170.3639 | 1114.5157
2044-10-19 | 974.6522 | 871.9956 | 749.9653 | 718.2467 | 743.3897 | 890.8499 | 1036.8282 | 1073.6489 | 1095.2516 | 983.522 | 929.2167 | 967.4876 | 829.1178 | 841.1974 | 897.7772 | 1093.6432 | 1242.0748 | 1371.5357 | 1313.5022 | 1286.1049 | 1205.0018 | 1187.8537 | 1099.0279 | 981.4079
2044-10-20 | 886.1237 | 809.4449 | 760.9017 | 739.3763 | 754.9227 | 908.0104 | 1067.6408 | 1131.8449 | 1140.0772 | 1030.4594 | 977.9622 | 967.0754 | 871.4635 | 825.5828 | 877.4644 | 1006.1037 | 1210.5704 | 1339.01 | 1310.5843 | 1277.3628 | 1233.7593 | 1220.2927 | 1117.2719 | 997.2044
2044-10-21 | 878.0506 | 811.9048 | 755.6747 | 732.4659 | 747.6038 | 905.0212 | 1048.9895 | 1104.4314 | 1155.8436 | 962.5838 | 904.6845 | 884.7951 | 778.6306 | 778.564 | 861.1288 | 1025.5485 | 1230.2758 | 1333.3024 | 1308.4833 | 1225.0637 | 1191.8971 | 1180.7906 | 1117.7657 | 1010.1388
2044-10-22 | 896.7385 | 816.0606 | 758.7634 | 730.8264 | 728.7188 | 813.0516 | 877.3163 | 926.9762 | 1031.6501 | 906.5872 | 834.2245 | 747.4194 | 674.5972 | 714.6683 | 743.1576 | 924.3446 | 1126.9548 | 1291.0642 | 1278.4785 | 1191.2676 | 1224.7091 | 1156.8455 | 1098.9264 | 1015.4595
2044-10-23 | 897.7423 | 816.1107 | 758.2126 | 729.0515 | 725.5754 | 776.7465 | 848.4238 | 888.6891 | 995.2639 | 896.9168 | 882.6411 | 911.7266 | 909.2736 | 810.5688 | 847.3898 | 969.601 | 1200.4631 | 1350.0757 | 1348.93 | 1237.0323 | 1255.3716 | 1205.948 | 1079.8018 | 994.1745
2044-10-24 | 853.8033 | 786.6302 | 745.0678 | 724.8355 | 755.4069 | 849.251 | 975.719 | 989.3836 | 1059.8515 | 975.5796 | 986.6968 | 953.0109 | 903.3621 | 868.3977 | 1098.3676 | 1098.6766 | 1230.1829 | 1342.969 | 1341.8446 | 1335.3633 | 1326.4805 | 1216.1664 | 1122.6248 | 1024.4378
2044-10-25 | 993.108 | 803.0985 | 757.2026 | 721.5984 | 747.194 | 827.7351 | 960.1138 | 961.876 | 1017.1972 | 923.082 | 935.3972 | 970.8423 | 887.9324 | 907.1114 | 987.8851 | 1049.6931 | 1237.6501 | 1316.5154 | 1384.4695 | 1316.9325 | 1345.3247 | 1221.1135 | 1150.2658 | 1087.9979
2044-10-26 | 975.1813 | 872.9222 | 752.3815 | 720.106 | 744.6783 | 886.6184 | 1037.2632 | 1073.7291 | 1085.4177 | 971.718 | 903.7831 | 925.6938 | 810.2847 | 839.9031 | 874.978 | 1095.2565 | 1289.847 | 1420.0143 | 1349.1191 | 1304.6663 | 1209.9965 | 1184.8419 | 1099.7381 | 976.5801
2044-10-27 | 851.0927 | 775.6053 | 725.4807 | 704.3352 | 719.7628 | 868.1457 | 1029.0676 | 1048.0737 | 1067.6481 | 960.6146 | 904.5996 | 930.8983 | 888.3035 | 851.3762 | 911.2751 | 1058.4574 | 1230.2647 | 1330.0838 | 1275.9978 | 1252.5665 | 1188.6988 | 1171.7918 | 1072.7725 | 949.1135
2044-10-28 | 862.2893 | 796.0332 | 739.5056 | 718.0758 | 733.9829 | 889.9125 | 1036.529 | 1094.0737 | 1138.319 | 965.5017 | 897.4948 | 897.4136 | 879.0534 | 885.4491 | 997.6183 | 1114.7439 | 1281.4426 | 1340.0814 | 1286.2437 | 1199.4753 | 1175.0949 | 1159.4021 | 1099.2322 | 992.7844
2044-10-29 | 898.1557 | 817.7187 | 763.1713 | 733.8642 | 732.5169 | 814.5605 | 885.5793 | 952.2061 | 1092.4319 | 1017.5615 | 973.3269 | 938.2593 | 953.3416 | 810.1073 | 836.4274 | 995.7355 | 1211.5851 | 1331.4269 | 1300.8592 | 1200.9138 | 1220.7289 | 1149.5613 | 1098.4618 | 1011.7374
2044-10-30 | 882.1846 | 800.4587 | 741.8562 | 714.0372 | 709.7636 | 761.0816 | 838.5622 | 890.3677 | 976.7527 | 875.227 | 852.4444 | 854.8301 | 815.0225 | 757.3762 | 816.7015 | 973.2932 | 1206.3278 | 1326.1319 | 1321.1734 | 1225.8045 | 1229.0844 | 1184.7445 | 1053.428 | 967.5039
2044-10-31 | 840.9249 | 778.3527 | 736.6711 | 713.6244 | 742.4395 | 835.5259 | 969.1777 | 993.4139 | 1087.7203 | 1014.5525 | 1046.7321 | 948.696 | 993.7923 | 871.8568 | 1059.6988 | 1034.4655 | 1208.119 | 1345.155 | 1334.4462 | 1333.4486 | 1314.9349 | 1206.1637 | 1106.5822 | 1007.1283
2044-11-01 | 962.6288 | 779.5951 | 733.3353 | 697.8297 | 739.0762 | 874.0255 | 961.8169 | 961.477 | 1006.5589 | 933.4497 | 956.7469 | 953.2522 | 848.7142 | 796.0697 | 898.6522 | 992.6038 | 1186.0951 | 1260.4264 | 1342.2376 | 1268.9731 | 1263.2373 | 1164.6102 | 1116.7802 | 1063.3041
2044-11-02 | 950.6413 | 847.6349 | 729.9157 | 694.7878 | 731.761 | 926.0282 | 1043.4286 | 1127.0835 | 1112.6188 | 962.9264 | 889.7703 | 919.3728 | 773.9582 | 745.7837 | 796.6769 | 1008.8437 | 1212.3241 | 1373.7854 | 1315.647 | 1260.817 | 1141.7665 | 1131.8338 | 1073.4219 | 960.6864
2044-11-03 | 840.4807 | 761.0839 | 717.9838 | 696.4106 | 728.4694 | 923.6244 | 1062.2085 | 1079.1821 | 1097.7184 | 973.9439 | 919.769 | 926.8449 | 835.5329 | 766.2124 | 833.5062 | 1018.6965 | 1206.3397 | 1340.8526 | 1297.9404 | 1240.0911 | 1141.385 | 1144.986 | 1063.7332 | 946.869
2044-11-04 | 842.7689 | 777.0347 | 724.4186 | 701.2756 | 733.294 | 941.1283 | 1067.1495 | 1124.9631 | 1154.2045 | 976.0282 | 919.0495 | 924.235 | 841.0405 | 780.2601 | 875.1466 | 1027.5604 | 1233.016 | 1322.4956 | 1291.2638 | 1181.8857 | 1110.3542 | 1116.059 | 1071.6665 | 977.1874
2044-11-05 | 853.3017 | 773.7492 | 721.7231 | 689.0104 | 695.3868 | 806.6082 | 869.1508 | 943.4314 | 1060.4775 | 973.0777 | 885.793 | 835.7808 | 799.9239 | 658.0526 | 694.0736 | 848.8797 | 1089.5912 | 1244.8166 | 1232.3172 | 1124.6346 | 1110.4552 | 1079.181 | 1035.7113 | 967.4671
2044-11-06 | 861.3007 | 772.2977 | 716.2794 | 687.5877 | 696.5602 | 776.697 | 853.8588 | 913.1026 | 981.4598 | 835.0817 | 771.2327 | 779.9736 | 630.96 | 635.4486 | 697.09 | 854.9716 | 1100.365 | 1286.8324 | 1286.0817 | 1190.1027 | 1192.7784 | 1144.5271 | 1028.0883 | 950.1251
2044-11-07 | 802.7834 | 735.3694 | 696.4332 | 674.9157 | 716.8686 | 852.167 | 948.5366 | 962.5384 | 1026.8171 | 976.3534 | 1051.8445 | 989.2454 | 1070.3704 | 946.5386 | 1102.9933 | 1034.5254 | 1176.0663 | 1292.3665 | 1298.2543 | 1273.6206 | 1218.4349 | 1131.5947 | 1060.7893 | 971.4622
2044-11-08 | 990.8043 | 799.2793 | 748.1366 | 695.2143 | 714.4487 | 763.9322 | 783.8669 | 789.4663 | 904.877 | 821.8932 | 868.5401 | 841.3388 | 727.3176 | 657.0779 | 800.1897 | 895.1074 | 1122.1112 | 1220.5311 | 1282.2674 | 1202.6525 | 1200.5536 | 1122.027 | 1066.9589 | 1030.6703
2044-11-09 | 915.5201 | 806.2417 | 681.5529 | 656.6282 | 697.1292 | 884.0646 | 1005.9792 | 1068.6459 | 1059.948 | 917.9179 | 852.5995 | 853.7937 | 730.7569 | 713.4982 | 814.9423 | 1034.7826 | 1209.1888 | 1318.9655 | 1261.0583 | 1212.3436 | 1089.7236 | 1087.342 | 1019.0572 | 909.1675
2044-11-10 | 822.5835 | 739.1813 | 690.4861 | 671.6601 | 701.9845 | 889.371 | 1019.4207 | 1052.4592 | 1072.4933 | 953.5468 | 889.7976 | 888.39 | 938.8291 | 788.7175 | 820.8069 | 951.805 | 1143.0297 | 1275.7468 | 1232.9529 | 1193.7583 | 1088.9159 | 1077.929 | 1007.1943 | 900.0622
2044-11-11 | 834.9646 | 768.2586 | 707.4118 | 667.7817 | 676.8911 | 793.9527 | 827.9964 | 888.7363 | 986.2652 | 828.9338 | 794.1745 | 784.1514 | 796.6609 | 690.5369 | 791.0477 | 928.0902 | 1111.299 | 1214.4912 | 1169.2385 | 1059.2903 | 998.6823 | 1034.2684 | 995.8161 | 903.2283
2044-11-12 | 848.6958 | 760.8378 | 703.5963 | 680.572 | 686.2283 | 798.0288 | 865.9089 | 929.3444 | 1022.8153 | 892.0648 | 836.4295 | 777.416 | 704.1557 | 668.2276 | 697.7732 | 852.1139 | 1083.9893 | 1225.1126 | 1220.2982 | 1109.1389 | 1110.07 | 1070.8352 | 1023.8423 | 957.2662
2044-11-13 | 842.6749 | 754.7288 | 697.4211 | 669.7884 | 678.5933 | 755.4466 | 819.2484 | 884.2995 | 940.1255 | 818.8555 | 746.7157 | 741.0794 | 623.5564 | 619.9832 | 681.0939 | 844.8803 | 1082.959 | 1265.7982 | 1266.4313 | 1174.7722 | 1179.1437 | 1124.5941 | 1004.8543 | 927.944
2044-11-14 | 809.0808 | 740.2123 | 700.0831 | 678.9158 | 721.1684 | 856.9929 | 960.2779 | 985.4094 | 1049.9074 | 940.977 | 963.7372 | 875.6201 | 815.8804 | 723.3572 | 936.7292 | 990.7909 | 1182.3019 | 1294.7005 | 1306.6514 | 1283.8441 | 1226.2801 | 1134.8049 | 1058.3294 | 969.7658
2044-11-15 | 967.0415 | 774.6228 | 727.0174 | 692.5106 | 733.9969 | 867.7217 | 966.7894 | 1004.343 | 1063.0946 | 968.1663 | 989.5605 | 995.027 | 923.7946 | 821.5297 | 996.6319 | 1020.9992 | 1219.4437 | 1275.3257 | 1340.2058 | 1270.854 | 1259.5516 | 1161.9237 | 1108.005 | 1062.6484
2044-11-16 | 934.4775 | 829.2285 | 709.6889 | 675.9733 | 712.1285 | 902.2771 | 1019.0051 | 1097.26 | 1083.3209 | 964.9284 | 911.0535 | 966.933 | 934.2873 | 835.0879 | 887.6363 | 1083.8184 | 1234.5318 | 1333.8094 | 1266.6012 | 1222.0539 | 1098.4689 | 1106.8889 | 1041.6388 | 920.9464
2044-11-17 | 815.8601 | 731.6252 | 690.5208 | 671.4709 | 703.6845 | 890.1603 | 1036.7135 | 1100.7339 | 1078.2096 | 966.1199 | 931.572 | 941.6619 | 1026.0273 | 921.7127 | 923.4156 | 1017.0761 | 1185.7431 | 1289.5653 | 1240.511 | 1221.1896 | 1118.062 | 1096.5358 | 1026.6057 | 912.0527
2044-11-18 | 827.274 | 760.3275 | 703.6213 | 680.8104 | 710.6122 | 912.2407 | 1024.6782 | 1121.1766 | 1166.9633 | 957.7149 | 872.1469 | 862.73 | 838.1884 | 741.2659 | 872.9844 | 1033.8001 | 1210.79 | 1291.033 | 1249.9483 | 1144.684 | 1074.449 | 1087.8412 | 1047.1375 | 951.4227
2044-11-19 | 856.2091 | 772.1504 | 717.1315 | 686.7608 | 695.3992 | 809.3091 | 873.0555 | 958.6287 | 1074.9201 | 971.4334 | 889.2248 | 850.6115 | 895.5639 | 786.3703 | 851.367 | 975.852 | 1169.6616 | 1265.2842 | 1242.4852 | 1127.6079 | 1126.6536 | 1078.5957 | 1044.9155 | 970.7421
2044-11-20 | 859.9053 | 772.1204 | 716.0031 | 687.0247 | 696.4549 | 776.4826 | 840.4824 | 953.5155 | 1040.2129 | 884.0187 | 877.5893 | 898.241 | 923.1991 | 865.797 | 908.9038 | 1027.059 | 1228.7809 | 1337.6122 | 1307.6727 | 1218.5168 | 1216.2197 | 1169.6528 | 1045.2375 | 965.1236
2044-11-21 | 809.5944 | 739.675 | 700.3631 | 678.4681 | 719.9699 | 855.7383 | 952.5387 | 1005.1477 | 1079.7873 | 1020.7493 | 1075.7109 | 1024.274 | 1100.9354 | 997.1414 | 1068.1312 | 1050.8106 | 1196.4071 | 1286.4206 | 1288.9001 | 1265.2973 | 1216.5284 | 1136.2239 | 1061.5483 | 967.4324
2044-11-22 | 971.9922 | 781.0624 | 733.3797 | 698.649 | 730.1052 | 861.5062 | 976.7783 | 1037.007 | 1099.2745 | 1015.9017 | 1037.142 | 1062.6469 | 1085.3828 | 1011.831 | 1086.8102 | 1059.2708 | 1232.8296 | 1264.0897 | 1336.9848 | 1275.2173 | 1264.278 | 1162.8032 | 1105.8136 | 1063.0536
2044-11-23 | 931.8361 | 827.6812 | 705.7153 | 673.5026 | 709.5361 | 897.6969 | 1019.6942 | 1117.3885 | 1163.3999 | 1049.5935 | 940.7393 | 958.4184 | 980.1608 | 919.8583 | 897.5686 | 1071.1855 | 1230.1347 | 1330.6648 | 1253.7128 | 1210.5767 | 1092.9652 | 1087.517 | 1028.7278 | 914.2727
2044-11-24 | 833.3545 | 752.1997 | 698.1115 | 663.0022 | 677.5381 | 794.1889 | 867.754 | 935.7808 | 1010.2991 | 913.9287 | 856.227 | 868.3854 | 942.4702 | 905.3029 | 817.5911 | 975.8576 | 1147.8807 | 1260.2721 | 1206.06 | 1187.4503 | 1094.0695 | 1097.8153 | 999.5164 | 891.6557
2044-11-25 | 797.0464 | 726.6596 | 668.2614 | 654.7563 | 689.105 | 882.1205 | 994.4808 | 1083.5434 | 1123.2895 | 915.0092 | 849.5284 | 857.8709 | 925.8558 | 826.9553 | 851.8597 | 977.2902 | 1168.9665 | 1238.4193 | 1198.5235 | 1108.5698 | 1036.019 | 1053.4451 | 1011.1615 | 912.0297
2044-11-26 | 844.1835 | 759.7764 | 702.3197 | 674.0315 | 682.1919 | 791.6355 | 864.1814 | 964.7436 | 1087.9179 | 981.936 | 877.3427 | 864.4661 | 914.6648 | 773.0499 | 802.4406 | 954.6207 | 1140.9692 | 1251.5683 | 1229.6193 | 1127.4516 | 1109.7526 | 1057.8063 | 1008.9217 | 942.7564
2044-11-27 | 833.227 | 746.2991 | 690.0149 | 663.2973 | 672.2507 | 744.7087 | 803.4506 | 909.8975 | 985.0475 | 881.1981 | 847.0648 | 854.6609 | 870.9683 | 810.0785 | 830.8077 | 935.3511 | 1151.9383 | 1272.0166 | 1253.5272 | 1158.7683 | 1156.5435 | 1100.3197 | 987.6816 | 911.5579
2044-11-28 | 804.2362 | 736.677 | 694.7823 | 674.5515 | 715.9085 | 849.321 | 951.0406 | 995.5701 | 1069.4374 | 1004.3623 | 1050.392 | 977.1906 | 1039.042 | 827.1815 | 1022.716 | 1005.28 | 1166.4976 | 1270.332 | 1271.994 | 1252.914 | 1201.1893 | 1112.8724 | 1037.0057 | 946.4263
2044-11-29 | 954.807 | 762.2961 | 716.0966 | 684.9273 | 726.5655 | 861.976 | 963.9743 | 1024.3228 | 1057.1339 | 957.4567 | 982.0698 | 977.1018 | 973.7396 | 857.7133 | 994.4999 | 1036.9098 | 1210.0551 | 1246.5082 | 1309.8911 | 1249.6316 | 1238.8034 | 1131.6454 | 1079.6339 | 1035.9529
2044-11-30 | 923.4457 | 813.9407 | 697.7637 | 667.7572 | 707.243 | 894.0006 | 1007.8368 | 1119.6344 | 1144.0107 | 1045.6963 | 980.0146 | 1005.1717 | 1043.4346 | 1034.0507 | 1005.0416 | 1052.8438 | 1218.4274 | 1323.3852 | 1248.9651 | 1208.6131 | 1089.2234 | 1089.9999 | 1026.1675 | 916.2553
2044-12-01 | 795.9457 | 715.7863 | 665.4404 | 643.5102 | 668.4204 | 830.5389 | 938.327 | 999.0528 | 1007.4307 | 912.3276 | 852.1198 | 841.9875 | 882.6557 | 812.1401 | 752.3872 | 891.0464 | 1057.0856 | 1187.055 | 1149.8356 | 1134.008 | 1054.952 | 1071.6141 | 1003.2296 | 902.7165
2044-12-02 | 788.5633 | 719.9425 | 663.4009 | 640.249 | 667.7422 | 839.3891 | 938.952 | 1039.3443 | 1090.8618 | 931.9597 | 869.1898 | 862.8178 | 917.4272 | 899.2968 | 923.7211 | 909.6741 | 1074.8393 | 1171.6659 | 1144.4453 | 1076.5686 | 1037.4878 | 1048.8352 | 1019.4173 | 921.2652
2044-12-03 | 811.7262 | 730.8769 | 673.5471 | 641.6782 | 650.0525 | 739.4995 | 785.2962 | 871.0911 | 983.1947 | 852.827 | 736.6503 | 687.9457 | 640.9079 | 617.0143 | 673.104 | 855.194 | 1025.9857 | 1164.0871 | 1155.8924 | 1074.1966 | 1091.8701 | 1050.7662 | 1007.5583 | 943.1381
2044-12-04 | 817.3128 | 732.2547 | 673.8596 | 645.0589 | 653.1336 | 707.6171 | 755.6974 | 857.6432 | 909.7285 | 783.5298 | 728.7857 | 732.4447 | 733.9697 | 653.5604 | 695.3978 | 817.9196 | 1036.051 | 1169.4405 | 1171.4686 | 1102.9889 | 1132.7866 | 1089.7848 | 990.4419 | 917.0931
2044-12-05 | 787.3245 | 715.5164 | 677.2335 | 654.2208 | 695.1893 | 802.9246 | 876.0453 | 924.2333 | 981.8106 | 881.8279 | 905.6119 | 835.0762 | 823.1415 | 705.5556 | 901.2194 | 872.4377 | 1061.3828 | 1193.3563 | 1201.7111 | 1199.4212 | 1178.0937 | 1101.2207 | 1036.9719 | 960.0919
2044-12-06 | 927.0986 | 737.1856 | 688.9753 | 655.1 | 692.878 | 797.6129 | 881.328 | 937.0194 | 965.4429 | 879.6004 | 844.3719 | 842.5549 | 763.0753 | 673.3879 | 804.638 | 851.6477 | 1059.5698 | 1125.5488 | 1212.1494 | 1170.4619 | 1191.324 | 1106.892 | 1064.2 | 1027.9537
2044-12-07 | 903.4722 | 799.1359 | 676.9148 | 643.0978 | 679.3914 | 840.467 | 944.9029 | 1046.8447 | 1035.3372 | 909.4204 | 786.9709 | 824.6467 | 848.1418 | 715.9762 | 762.6369 | 921.3491 | 1082.4797 | 1205.3459 | 1148.3419 | 1133.7878 | 1039.2078 | 1059.203 | 1011.2517 | 908.9225
2044-12-08 | 798.7164 | 718.4588 | 668.7394 | 647.595 | 674.9565 | 838.3963 | 941.2662 | 1016.3087 | 1039.8253 | 950.2957 | 872.2085 | 909.2283 | 950.3288 | 941.2955 | 926.676 | 964.0409 | 1083.6819 | 1180.342 | 1137.2156 | 1125.852 | 1062.0952 | 1077.6122 | 1006.3644 | 897.3709
2044-12-09 | 801.5506 | 734.1558 | 679.3061 | 654.3265 | 682.2863 | 856.1482 | 940.8285 | 1043.0815 | 1076.2372 | 907.465 | 829.0971 | 827.2039 | 881.0569 | 843.3386 | 858.1185 | 958.181 | 1130.4104 | 1198.9111 | 1169.0903 | 1091.9926 | 1054.4791 | 1070.8929 | 1036.8161 | 940.6329
2044-12-10 | 836.305 | 754.7835 | 699.178 | 667.5951 | 676.7457 | 770.4648 | 827.7944 | 925.0002 | 1020.4047 | 913.5803 | 803.9118 | 772.6663 | 811.4775 | 689.9471 | 729.619 | 842.1145 | 1026.2386 | 1156.9629 | 1150.1401 | 1072.2561 | 1090.5553 | 1061.5787 | 1030.436 | 953.6858
2044-12-11 | 831.9176 | 747.3684 | 691.3182 | 661.6591 | 669.8242 | 731.1385 | 777.5906 | 882.2253 | 936.44 | 835.8523 | 781.6994 | 783.6783 | 781.9078 | 630.7457 | 695.6558 | 861.6812 | 1101.5745 | 1229.4658 | 1221.6714 | 1135.0764 | 1155.8705 | 1120.1851 | 1011.1478 | 941.7282
2044-12-12 | 788.573 | 722.0219 | 680.4437 | 657.1904 | 698.9648 | 807.5726 | 892.5613 | 941.462 | 990.6363 | 916.1641 | 927.0741 | 876.0696 | 963.9922 | 812.6983 | 956.5037 | 919.0912 | 1064.1396 | 1173.4132 | 1187.5269 | 1188.8352 | 1171.6388 | 1099.7446 | 1042.8616 | 962.0997
2044-12-13 | 935.2016 | 743.8509 | 694.7217 | 659.3705 | 696.9332 | 802.5839 | 885.356 | 941.3468 | 990.2358 | 885.1498 | 876.4335 | 877.0246 | 859.3942 | 716.2602 | 827.9265 | 856.7607 | 1080.2453 | 1172.8102 | 1256.2586 | 1205.9698 | 1224.6429 | 1119.4432 | 1074.8998 | 1052.2957
2044-12-14 | 905.4037 | 798.3165 | 674.7007 | 640.9891 | 677.0139 | 836.9383 | 941.6334 | 1050.0327 | 1052.3835 | 940.0061 | 841.1011 | 865.3146 | 822.4384 | 723.4523 | 757.1627 | 941.3591 | 1098.4513 | 1245.863 | 1193.1997 | 1168.4098 | 1074.3636 | 1066.2194 | 1009.6815 | 909.1339
2044-12-15 | 814.716 | 732.7157 | 681.1198 | 659.3025 | 685.4133 | 850.5385 | 968.9252 | 1060.2618 | 1072.5821 | 958.4257 | 867.819 | 870.8444 | 916.6504 | 743.0573 | 749.8692 | 900.185 | 1081.9448 | 1224.6521 | 1200.6143 | 1167.0108 | 1096.5621 | 1090.8344 | 1033.3274 | 922.9371
2044-12-16 | 817.2831 | 746.3417 | 692.1218 | 667.0348 | 696.1009 | 870.6639 | 976.9218 | 1087.5173 | 1108.2295 | 913.2095 | 828.9034 | 837.0718 | 821.537 | 711.7121 | 770.0283 | 933.8727 | 1132.3489 | 1224.276 | 1206.9004 | 1124.8619 | 1074.7695 | 1082.5065 | 1048.7466 | 957.0156
2044-12-17 | 827.755 | 746.6429 | 690.3183 | 659.1917 | 668.1551 | 757.9079 | 815.197 | 930.3528 | 1012.9536 | 893.4163 | 802.4204 | 757.0383 | 786.8228 | 648.1415 | 680.8081 | 805.66 | 1025.2475 | 1177.9386 | 1173.8689 | 1090.3984 | 1106.0381 | 1062.4891 | 1021.2364 | 952.7048
2044-12-18 | 844.354 | 756.7868 | 700.1586 | 670.65 | 680.3094 | 742.024 | 797.244 | 913.347 | 969.3436 | 847.4733 | 806.4551 | 811.2683 | 823.4015 | 784.3283 | 747.4955 | 887.0539 | 1104.9058 | 1236.0127 | 1228.5926 | 1145.4651 | 1167.7432 | 1132.9934 | 1025.1849 | 950.7095
2044-12-19 | 801.1989 | 731.3986 | 689.1234 | 665.1918 | 706.8695 | 816.3829 | 902.5673 | 976.2748 | 1059.3308 | 1003.374 | 994.3852 | 919.8323 | 1029.6867 | 1028.2738 | 1055.0972 | 992.7148 | 1141.8891 | 1232.1132 | 1249.0349 | 1242.445 | 1216.2453 | 1132.1107 | 1064.1642 | 980.7372
2044-12-20 | 944.5923 | 754.7064 | 704.3449 | 669.0664 | 707.0671 | 814.9018 | 907.073 | 990.9389 | 1052.8979 | 998.9248 | 1008.9841 | 953.6689 | 989.0904 | 953.139 | 954.1343 | 953.7122 | 1133.3432 | 1186.7397 | 1268.9495 | 1222.733 | 1235.9058 | 1122.4507 | 1092.6497 | 1048.4511
2044-12-21 | 924.0248 | 815.2879 | 694.5157 | 659.1208 | 696.6479 | 858.1577 | 972.1347 | 1086.5346 | 1082.7425 | 952.418 | 849.0829 | 869.4732 | 882.0636 | 756.1214 | 760.2797 | 934.3593 | 1090.581 | 1251.3895 | 1212.6388 | 1179.1233 | 1088.7748 | 1087.3811 | 1033.3622 | 929.539
2044-12-22 | 798.0435 | 716.6875 | 664.7973 | 642.984 | 669.1124 | 830.8883 | 941.3608 | 1022.7501 | 1022.9396 | 919.5381 | 842.9677 | 861.7078 | 920.0207 | 819.6166 | 734.9546 | 851.9238 | 1034.8082 | 1169.4046 | 1150.2248 | 1125.7187 | 1046.0792 | 1063.597 | 999.5279 | 895.211
2044-12-23 | 786.6946 | 718.4045 | 662.3151 | 639.0923 | 667.1577 | 838.8095 | 937.0992 | 1047.087 | 1077.0623 | 888.1693 | 791.6908 | 793.9971 | 804.0675 | 641.0006 | 709.1447 | 835.6641 | 1039.1077 | 1149.5011 | 1148.1533 | 1076.0025 | 1023.5559 | 1040.8298 | 1013.7639 | 922.666
2044-12-24 | 827.0516 | 745.3914 | 688.6988 | 656.4064 | 666.4919 | 755.9078 | 819.1759 | 929.0117 | 1002.2426 | 892.9084 | 792.0247 | 750.2649 | 810.3017 | 713.3369 | 659.3515 | 800.7958 | 999.9535 | 1133.6086 | 1164.7805 | 1111.1789 | 1121.5434 | 1055.1612 | 1010.1409 | 942.6433
2044-12-25 | 822.0715 | 734.3028 | 676.8092 | 643.8537 | 643.7048 | 699.1408 | 759.5614 | 870.7753 | 918.0439 | 766.754 | 722.4547 | 742.637 | 778.8027 | 793.0509 | 692.775 | 811.2696 | 1029.1402 | 1173.6147 | 1180.3178 | 1081.3221 | 1116.7429 | 1093.3358 | 989.3626 | 918.2376
2044-12-26 | 790.3688 | 724.5936 | 677.0675 | 640.7412 | 666.7409 | 705.4773 | 756.7252 | 810.1451 | 942.0314 | 921.9091 | 944.4188 | 846.7061 | 903.1623 | 856.6785 | 1013.1376 | 944.5083 | 1060.9437 | 1153.2606 | 1162.1025 | 1185.6265 | 1182.7295 | 1094.2691 | 1017.3491 | 922.9738
2044-12-27 | 907.8759 | 713.3698 | 659.8409 | 633.8142 | 675.1713 | 776.2964 | 863.4686 | 933.9937 | 954.3757 | 854.831 | 828.6615 | 834.5292 | 885.8341 | 735.9318 | 802.7442 | 796.2516 | 1014.2586 | 1099.8274 | 1194.613 | 1159.708 | 1175.4932 | 1059.3051 | 1039.4706 | 1003.257
2044-12-28 | 882.6973 | 777.172 | 654.6014 | 621.5697 | 657.791 | 814.1613 | 919.1908 | 1035.9585 | 1047.9752 | 915.0391 | 840.7317 | 871.5672 | 887.3904 | 881.0962 | 799.6493 | 904.5885 | 1044.3767 | 1181.9681 | 1135.3632 | 1119.5258 | 1024.7043 | 1045.2789 | 984.3682 | 885.3451
2044-12-29 | 783.6864 | 701.915 | 650.5903 | 630.7928 | 659.5487 | 821.9168 | 939.6517 | 1025.1921 | 1023.0577 | 925.8877 | 791.1469 | 782.8631 | 840.003 | 676.4354 | 665.6809 | 797.313 | 984.5945 | 1122.706 | 1128.4038 | 1111.459 | 1039.7323 | 1016.1611 | 985.6089 | 870.1871
2044-12-30 | 788.3408 | 722.8412 | 665.4109 | 643.1385 | 669.5562 | 842.809 | 944.9225 | 1072.3583 | 1108.7791 | 922.4898 | 841.1104 | 842.8106 | 871.3755 | 864.3744 | 852.8855 | 894.3146 | 1044.5459 | 1150.5718 | 1139.7743 | 1072.0453 | 1029.1791 | 1021.0098 | 1004.5846 | 907.0363
2044-12-31 | 795.7646 | 716.2428 | 657.6149 | 629.571 | 638.465 | 724.2092 | 787.5328 | 900.6634 | 987.7975 | 865.0287 | 735.5153 | 677.8846 | 718.9851 | 552.0389 | 567.6649 | 734.3582 | 941.5753 | 1079.0583 | 1124.5878 | 1073.6983 | 1093.5142 | 1020.7802 | 976.4564 | 908.4029
2045-01-01 | 790.044 | 726.8675 | 677.7605 | 652.3864 | 656.7338 | 773.0528 | 841.0038 | 944.2962 | 1014.7291 | 808.9534 | 704.876 | 716.4588 | 708.9395 | 612.9896 | 732.6599 | 822.3842 | 1099.7131 | 1219.5423 | 1270.4871 | 1199.5932 | 1131.8103 | 1086.6748 | 998.2977 | 865.9728
2045-01-02 | 822.9681 | 754.6349 | 708.6705 | 679.4026 | 705.2952 | 830.5979 | 911.8788 | 995.3027 | 1135.1985 | 991.3823 | 913.649 | 893.7996 | 901.9541 | 813.4984 | 784.8895 | 946.7436 | 1149.5063 | 1278.8791 | 1283.1066 | 1186.0235 | 1170.1121 | 1103.0249 | 1000.2237 | 903.437
2045-01-03 | 765.3701 | 704.5487 | 663.0509 | 643.4845 | 685.7378 | 855.5321 | 1034.7367 | 1110.3069 | 1125.4514 | 937.6763 | 853.9783 | 859.4604 | 897.5151 | 773.8601 | 756.8428 | 850.4928 | 1104.3908 | 1257.0705 | 1224.3508 | 1153.6199 | 1140.7958 | 1071.8401 | 940.4967 | 862.3891
2045-01-04 | 706.5367 | 680.4022 | 645.5636 | 617.1578 | 655.4197 | 762.383 | 889.9869 | 915.1333 | 955.5695 | 867.9174 | 868.4912 | 763.9124 | 774.0824 | 642.9075 | 847.328 | 813.893 | 990.0468 | 1141.4298 | 1151.4793 | 1170.9893 | 1137.8472 | 1025.8304 | 947.8116 | 849.3707
2045-01-05 | 855.1595 | 678.482 | 638.7458 | 610.8885 | 649.4988 | 756.7164 | 884.9939 | 918.7673 | 931.6845 | 824.2239 | 838.2874 | 817.6298 | 876.377 | 679.5241 | 743.595 | 784.1022 | 1006.566 | 1078.59 | 1200.9307 | 1183.6185 | 1194.4985 | 1065.8196 | 996.5421 | 950.9472
2045-01-06 | 870.1462 | 776.6755 | 652.0091 | 620.6766 | 650.2831 | 821.6379 | 977.7011 | 1072.9494 | 1069.5932 | 894.1821 | 783.9495 | 789.9491 | 778.6939 | 633.0314 | 668.27 | 857.3521 | 1033.442 | 1171.4088 | 1126.1666 | 1121.1648 | 1014.8247 | 1006.395 | 962.325 | 857.489
2045-01-07 | 773.1141 | 698.2011 | 648.0658 | 623.5359 | 627.1808 | 735.7524 | 839.0301 | 924.0203 | 952.6311 | 825.898 | 714.5873 | 698.681 | 700.4959 | 534.9844 | 544.4952 | 694.5783 | 917.2146 | 1111.7976 | 1099.4653 | 1065.9075 | 991.3396 | 987.0632 | 942.507 | 837.4922
2045-01-08 | 784.6839 | 723.968 | 674.3755 | 649.1435 | 661.2084 | 777.0469 | 842.6607 | 942.6898 | 1015.5363 | 824.4019 | 729.9404 | 736.0169 | 679.6412 | 559.1053 | 617.0768 | 762.0233 | 1053.1392 | 1203.6281 | 1278.5104 | 1200.0233 | 1131.6627 | 1083.8646 | 988.1929 | 855.9896
2045-01-09 | 741.2045 | 673.5615 | 628.0697 | 622.1214 | 665.5003 | 852.5571 | 1002.5731 | 1083.1433 | 1133.7008 | 965.431 | 885.6569 | 848.1413 | 859.0781 | 733.4743 | 721.7235 | 834.1373 | 1069.4085 | 1203.5984 | 1245.0826 | 1182.194 | 1158.7923 | 1054.6177 | 948.7876 | 848.4422
2045-01-10 | 779.775 | 720.7315 | 680.1479 | 659.2326 | 701.7703 | 874.7754 | 1055.2645 | 1135.0918 | 1140.8413 | 964.321 | 885.1952 | 877.1296 | 858.9347 | 757.9447 | 748.6932 | 891.6051 | 1122.4943 | 1271.489 | 1252.1222 | 1171.4453 | 1164.484 | 1095.0705 | 965.7985 | 892.7842
2045-01-11 | 734.7328 | 707.1809 | 673.9432 | 643.4332 | 682.1126 | 794.4654 | 924.2695 | 955.6146 | 1014.1733 | 932.0574 | 966.0403 | 879.9853 | 942.5349 | 707.4062 | 880.0443 | 824.8031 | 1031.834 | 1176.4565 | 1198.0658 | 1202.8761 | 1177.5166 | 1066.7922 | 988.1523 | 895.8953
2045-01-12 | 895.4182 | 718.2693 | 679.5096 | 648.6343 | 687.7638 | 802.6213 | 933.8469 | 978.5768 | 1000.9327 | 888.9297 | 905.4437 | 885.2317 | 825.5665 | 655.8701 | 785.7824 | 808.2077 | 1031.1839 | 1134.5564 | 1265.3388 | 1233.3418 | 1244.492 | 1126.4951 | 1054.5935 | 1003.0568
2045-01-13 | 895.7755 | 802.7887 | 679.9311 | 646.5298 | 676.8165 | 853.1358 | 1011.1019 | 1112.2206 | 1103.5438 | 927.197 | 823.3022 | 812.1686 | 683.815 | 616.1429 | 650.5887 | 869.1081 | 1052.3769 | 1200.3964 | 1170.0693 | 1150.2069 | 1057.9253 | 1047.5817 | 997.9109 | 890.4158
2045-01-14 | 812.6333 | 737.9978 | 690.459 | 662.7614 | 667.0647 | 783.7911 | 890.0324 | 991.7075 | 1032.0939 | 920.0744 | 803.8414 | 792.002 | 776.8975 | 601.9117 | 654.1565 | 811.2836 | 1029.2287 | 1190.4641 | 1168.1092 | 1117.6219 | 1045.2068 | 1048.4107 | 1001.283 | 893.8936
2045-01-15 | 768.6634 | 706.1469 | 655.2912 | 631.4963 | 635.0072 | 746.9358 | 813.0119 | 911.1968 | 1003.2059 | 819.2072 | 723.7799 | 726.0243 | 737.6926 | 594.09 | 651.9207 | 792.8393 | 1054.7816 | 1177.7335 | 1240.2889 | 1162.1377 | 1105.0476 | 1055.558 | 962.3995 | 832.6657
2045-01-16 | 802.0353 | 734.0771 | 684.6202 | 660.5036 | 688.1443 | 817.3876 | 911.3862 | 995.3635 | 1129.2541 | 997.5882 | 908.7609 | 856.5608 | 878.6169 | 737.5357 | 726.1933 | 861.7677 | 1084.4989 | 1236.6147 | 1287.7938 | 1217.0484 | 1202.4811 | 1103.028 | 985.4927 | 881.2943
2045-01-17 | 769.4622 | 706.9462 | 663.0838 | 649.87 | 696.2059 | 868.0529 | 1047.7761 | 1128.949 | 1146.7922 | 974.7714 | 907.4588 | 900.1906 | 891.1406 | 768.2761 | 759.1988 | 852.6679 | 1080.3046 | 1249.7903 | 1242.8845 | 1161.089 | 1160.3402 | 1088.0623 | 955.9509 | 885.5505
2045-01-18 | 730.7617 | 703.0147 | 670.4538 | 640.3028 | 678.9432 | 790.6617 | 920.2176 | 948.886 | 995.7256 | 893.0057 | 897.5295 | 794.6053 | 711.5359 | 618.0686 | 788.9847 | 775.2768 | 983.7285 | 1129.0581 | 1181.232 | 1200.5822 | 1170.156 | 1065.4071 | 986.0487 | 886.7765
2045-01-19 | 881.8675 | 701.5324 | 664.9914 | 635.7023 | 674.9812 | 787.395 | 917.6396 | 964.2031 | 985.2985 | 875.7611 | 888.2508 | 868.6617 | 792.8326 | 646.2813 | 758.215 | 773.1552 | 1009.4663 | 1097.6022 | 1236.5652 | 1214.4229 | 1228.5671 | 1109.0496 | 1036.4 | 983.2675
2045-01-20 | 868.6962 | 775.5563 | 652.7556 | 622.9373 | 652.5783 | 823.9929 | 976.3735 | 1070.2504 | 1097.9172 | 947.6036 | 826.9063 | 863.4409 | 888.182 | 833.5241 | 801.1079 | 974.4826 | 1089.0604 | 1173.2573 | 1133.2356 | 1125.5603 | 1020.8119 | 1016.1234 | 966.7756 | 860.5623
2045-01-21 | 807.9248 | 731.962 | 683.978 | 656.6981 | 660.8673 | 776.0973 | 882.0484 | 976.7847 | 1015.1775 | 915.7015 | 812.5633 | 804.2759 | 822.5514 | 606.5592 | 620.0837 | 785.075 | 982.777 | 1147.6753 | 1154.1919 | 1111.8124 | 1037.8615 | 1031.9703 | 997.0565 | 885.5815
2045-01-22 | 774.7959 | 713.4675 | 662.9586 | 638.4343 | 650.7529 | 764.2646 | 828.9989 | 925.4671 | 1021.7014 | 843.5438 | 757.6217 | 737.7705 | 736.0398 | 588.2562 | 625.6295 | 750.3751 | 1000.67 | 1168.4401 | 1261.7019 | 1183.0229 | 1117.5719 | 1067.9148 | 974.9979 | 842.3441
2045-01-23 | 712.6617 | 646.934 | 599.5884 | 595.7597 | 638.916 | 820.7737 | 968.3585 | 1037.5691 | 1092.4151 | 915.0106 | 798.1053 | 777.546 | 835.0366 | 767.0537 | 740.2928 | 838.6242 | 1046.2753 | 1131.7414 | 1198.9439 | 1149.0119 | 1122.271 | 1015.2809 | 909.3353 | 809.8408
2045-01-24 | 732.9904 | 673.3486 | 632.6089 | 615.2343 | 657.0329 | 821.0164 | 998.0639 | 1076.0643 | 1084.9475 | 907.1955 | 836.5869 | 832.6893 | 854.9606 | 746.4111 | 696.2655 | 787.921 | 1006.5671 | 1164.3315 | 1174.1389 | 1111.7666 | 1100.5411 | 1032.6033 | 898.6836 | 828.4459
2045-01-25 | 707.5693 | 680.4811 | 645.3479 | 616.9631 | 655.2114 | 762.1388 | 889.8616 | 915.4048 | 971.9009 | 901.243 | 895.4723 | 805.4013 | 898.6027 | 710.0842 | 873.6403 | 807.9293 | 967.519 | 1102.5476 | 1151.2126 | 1164.8434 | 1139.6399 | 1028.0276 | 948.2073 | 857.3075
2045-01-26 | 901.8338 | 723.3533 | 686.0983 | 654.7275 | 693.9573 | 810.058 | 941.7546 | 993.3974 | 1019.4577 | 909.7558 | 901.405 | 869.9177 | 776.2812 | 652.7237 | 752.811 | 791.5731 | 1008.6797 | 1106.8866 | 1265.1923 | 1242.9196 | 1253.2707 | 1136.0134 | 1064.2179 | 1010.861
2045-01-27 | 877.8135 | 785.9308 | 664.2155 | 632.0057 | 661.7802 | 835.0779 | 992.1943 | 1089.7148 | 1094.1188 | 919.0228 | 819.3616 | 840.2068 | 856.3213 | 742.9386 | 761.3539 | 967.2496 | 1075.9181 | 1175.2827 | 1142.615 | 1129.4781 | 1036.4665 | 1032.1903 | 981.7543 | 873.4606
2045-01-28 | 784.016 | 708.7928 | 659.1775 | 633.7447 | 637.5248 | 747.9875 | 852.1113 | 940.9617 | 961.8857 | 841.7015 | 746.9305 | 763.3169 | 778.5505 | 578.7532 | 548.7906 | 704.0483 | 910.2649 | 1071.9345 | 1115.1597 | 1080.3423 | 1004.5748 | 1000.7781 | 958.7299 | 852.1828
2045-01-29 | 767.3568 | 707.9341 | 657.9791 | 634.056 | 646.1947 | 758.6808 | 823.0492 | 927.0808 | 1017.7339 | 820.9535 | 729.6342 | 708.0091 | 702.404 | 564.2527 | 597.1233 | 725.3365 | 1008.3159 | 1155.9823 | 1252.083 | 1178.0082 | 1113.1778 | 1059.0791 | 965.558 | 835.5261
2045-01-30 | 754.4489 | 688.498 | 644.7402 | 637.681 | 681.5049 | 871.8026 | 1022.7178 | 1099.6143 | 1146.4936 | 976.2426 | 863.5104 | 840.7709 | 789.209 | 738.8273 | 697.8078 | 830.5991 | 1031.5405 | 1156.4241 | 1266.7743 | 1204.0588 | 1183.9597 | 1074.4034 | 972.1701 | 869.6302
2045-01-31 | 773.0192 | 714.2177 | 674.3966 | 653.8872 | 696.6541 | 868.709 | 1048.8749 | 1127.298 | 1143.5446 | 963.8164 | 884.4575 | 875.3079 | 831.481 | 723.8255 | 736.1831 | 844.0874 | 1054.3192 | 1210.3725 | 1239.2346 | 1162.9243 | 1160.4077 | 1087.3613 | 956.1997 | 885.7864
2045-02-01 | 780.7633 | 766.4225 | 732.3568 | 696.8397 | 739.8516 | 862.3851 | 976.9965 | 1012.4827 | 1038.1354 | 913.5295 | 939.3171 | 873.5331 | 849.2643 | 709.5548 | 857.3241 | 796.4626 | 974.4233 | 1152.2155 | 1182.0643 | 1227.9219 | 1205.6458 | 1101.3706 | 1022.969 | 939.8459
2045-02-02 | 921.7907 | 756.0271 | 714.4294 | 682.5578 | 725.6488 | 846.7089 | 961.1941 | 1011.2194 | 1023.8641 | 927.5389 | 950.7909 | 897.4751 | 869.5963 | 664.6797 | 834.6115 | 790.3292 | 1015.6709 | 1077.7563 | 1224.081 | 1225.4374 | 1250.5099 | 1134.5778 | 1057.1465 | 1020.5284
2045-02-03 | 915.2231 | 839.6404 | 713.6955 | 677.2832 | 711.3382 | 893.8348 | 1035.2611 | 1148.9643 | 1161.218 | 992.6003 | 871.6872 | 887.3854 | 861.4693 | 799.6561 | 700.5558 | 850.3997 | 1024.407 | 1161.5767 | 1123.4889 | 1148.3202 | 1061.2176 | 1053.081 | 996.7895 | 906.2396
2045-02-04 | 819.2237 | 759.2345 | 707.7892 | 679.0731 | 690.4666 | 818.9936 | 915.0821 | 1006.5419 | 1027.466 | 916.1966 | 798.1432 | 787.0778 | 821.8767 | 635.783 | 595.4294 | 702.718 | 926.4532 | 1100.5587 | 1102.5515 | 1099.4162 | 1033.234 | 1031.9384 | 980.2033 | 885.4566
2045-02-05 | 815.7381 | 767.903 | 716.0534 | 688.7078 | 708.7185 | 842.6761 | 902.1379 | 1001.608 | 1065.1529 | 832.1863 | 744.0479 | 733.7568 | 756.8338 | 619.709 | 630.4232 | 712.0552 | 964.0257 | 1146.8048 | 1244.0605 | 1202.0729 | 1146.3797 | 1100.1062 | 1002.1205 | 882.4221
2045-02-06 | 794.7766 | 743.2221 | 697.4855 | 685.3107 | 733.0894 | 932.1092 | 1066.7033 | 1150.0476 | 1207.5102 | 1034.3397 | 946.7365 | 930.0606 | 939.2 | 863.6456 | 744.7418 | 834.3287 | 1055.3998 | 1193.7202 | 1250.8935 | 1216.4023 | 1205.0112 | 1103.3561 | 994.3738 | 908.8763
2045-02-07 | 814.0656 | 768.6215 | 727.0564 | 702.0375 | 748.3899 | 929.199 | 1093.2839 | 1177.3684 | 1126.6855 | 910.1466 | 834.8105 | 833.497 | 652.9418 | 673.9694 | 644.8523 | 766.1525 | 1010.7829 | 1174.1096 | 1210.3966 | 1173.3587 | 1180.8225 | 1116.8831 | 980.0753 | 924.841
2045-02-08 | 773.9349 | 760.1035 | 725.7054 | 690.6822 | 733.5997 | 854.866 | 968.9887 | 995.6897 | 1011.1108 | 872.1678 | 865.0696 | 776.9374 | 655.322 | 581.2499 | 779.8928 | 743.1444 | 934.2481 | 1102.0548 | 1166.9892 | 1217.0654 | 1197.1209 | 1092.1545 | 1008.4513 | 932.8077
2045-02-09 | 947.2995 | 780.9869 | 743.94 | 707.5885 | 751.1045 | 877.3161 | 993.7829 | 1037.0477 | 1026.4096 | 892.476 | 896.6898 | 878.1418 | 713.4653 | 631.7712 | 716.966 | 725.0778 | 981.8175 | 1093.3468 | 1256.1065 | 1265.771 | 1283.1233 | 1169.58 | 1094.6073 | 1056.8149
2045-02-10 | 948.409 | 867.7291 | 746.2234 | 708.7538 | 743.6018 | 932.4914 | 1076.3062 | 1181.2529 | 1186.1772 | 982.4331 | 881.9033 | 865.6748 | 810.61 | 691.1637 | 711.9755 | 897.1849 | 1047.7892 | 1192.8893 | 1177.263 | 1188.8484 | 1110.0814 | 1098.6922 | 1041.2903 | 947.1131
2045-02-11 | 831.0526 | 773.6647 | 723.3094 | 693.37 | 705.1771 | 837.0779 | 934.2018 | 1017.877 | 1035.6201 | 899.18 | 793.5604 | 778.2187 | 745.4101 | 587.8254 | 568.7699 | 666.8453 | 891.5062 | 1097.1827 | 1121.808 | 1116.4739 | 1058.1111 | 1052.8578 | 999.9518 | 906.0719
2045-02-12 | 816.3266 | 770.4485 | 720.2481 | 692.4842 | 712.5659 | 847.3074 | 907.0638 | 1001.2471 | 1046.5981 | 823.3698 | 706.6242 | 703.1175 | 557.2626 | 477.1189 | 503.6319 | 662.7804 | 971.0927 | 1116.3692 | 1240.3655 | 1201.1209 | 1150.3163 | 1102.8083 | 1005.1788 | 890.4807
2045-02-13 | 809.2494 | 755.216 | 712.5061 | 699.1988 | 747.5301 | 949.3183 | 1085.5484 | 1171.182 | 1256.4149 | 1111.7076 | 1042.7816 | 892.5809 | 946.2451 | 885.9974 | 796.4732 | 877.9277 | 1080.5084 | 1209.2245 | 1270.6023 | 1235.6739 | 1221.1436 | 1122.3145 | 1019.602 | 929.6825
2045-02-14 | 819.6716 | 774.6873 | 732.8536 | 707.3944 | 753.8448 | 935.753 | 1100.2707 | 1183.7433 | 1195.141 | 1022.0331 | 957.155 | 983.7898 | 987.9035 | 942.812 | 776.5783 | 848.0745 | 1069.6657 | 1217.5752 | 1234.1501 | 1188.5591 | 1188.7428 | 1121.5884 | 991.4828 | 933.6164
2045-02-15 | 801.2392 | 785.1539 | 753.1287 | 716.0235 | 759.3627 | 885.84 | 1001.9757 | 1038.6537 | 1093.9942 | 984.2107 | 945.3679 | 858.4298 | 802.8164 | 688.6598 | 828.9924 | 767.9941 | 948.9997 | 1120.2992 | 1208.0224 | 1254.4592 | 1233.2305 | 1130.8903 | 1049.7113 | 968.7422
2045-02-16 | 933.4509 | 766.5028 | 727.5382 | 693.8991 | 737.1788 | 860.5728 | 975.9582 | 1002.4428 | 1020.9494 | 890.8154 | 867.2031 | 853.7592 | 722.1108 | 646.6531 | 735.0556 | 708.7098 | 953.0104 | 1054.9548 | 1227.9448 | 1243.6763 | 1263.044 | 1151.1535 | 1074.5924 | 1037.3687
2045-02-17 | 929.133 | 851.6793 | 728.2392 | 690.7127 | 724.9873 | 910.3656 | 1052.8221 | 1145.4969 | 1109.6797 | 942.0958 | 859.3473 | 860.1801 | 744.7669 | 631.3461 | 630.0384 | 809.4524 | 981.3817 | 1136.9269 | 1136.1529 | 1168.458 | 1082.4961 | 1074.3325 | 1013.4245 | 919.2104
2045-02-18 | 853.5785 | 792.8553 | 746.9978 | 715.6251 | 727.6411 | 864.1538 | 963.0924 | 1043.0195 | 1062.2577 | 910.4123 | 847.4824 | 866.6511 | 885.0615 | 808.0645 | 719.1455 | 802.5219 | 999.1848 | 1149.0955 | 1160.2534 | 1151.1209 | 1090.2349 | 1085.169 | 1036.3138 | 941.443
2045-02-19 | 831.449 | 782.6823 | 731.7556 | 703.3144 | 715.6455 | 852.9399 | 915.5584 | 998.3332 | 1079.2038 | 868.6459 | 761.3507 | 743.3216 | 642.4521 | 524.631 | 591.4593 | 718.6416 | 964.0323 | 1129.3351 | 1243.6429 | 1214.7432 | 1161.6929 | 1121.0012 | 1023.0587 | 906.0995
2045-02-20 | 840.8428 | 791.5229 | 742.4055 | 712.0743 | 740.6025 | 873.1983 | 934.7139 | 993.1045 | 1086.5148 | 922.0513 | 856.7025 | 804.5485 | 747.4568 | 718.1262 | 675.7067 | 799.211 | 974.9199 | 1138.5289 | 1218.4191 | 1170.8092 | 1164.9956 | 1099.3286 | 997.5104 | 914.6952
2045-02-21 | 807.1762 | 756.0779 | 712.1795 | 694.8754 | 745.2738 | 925.5196 | 1089.072 | 1150.4619 | 1153.296 | 953.1215 | 866.8215 | 869.8806 | 753.5452 | 752.5787 | 702.8855 | 781.8954 | 1021.5625 | 1171.5636 | 1205.612 | 1173.5949 | 1174.0144 | 1112.8176 | 976.2206 | 921.657
2045-02-22 | 792.1796 | 777.9081 | 744.1009 | 707.9142 | 751.1163 | 875.9339 | 991.4543 | 1014.559 | 1041.0935 | 947.1167 | 980.9698 | 884.7154 | 875.6589 | 722.5626 | 908.0421 | 855.8008 | 1012.461 | 1142.9159 | 1202.2975 | 1243.375 | 1222.6565 | 1118.4273 | 1038.4169 | 955.5991
2045-02-23 | 937.4092 | 770.9851 | 733.2045 | 697.6121 | 741.0321 | 865.2039 | 980.8939 | 1014.0656 | 1031.8877 | 887.4091 | 885.436 | 871.1947 | 773.9049 | 664.4048 | 788.7185 | 743.2119 | 965.0777 | 1063.0336 | 1235.3259 | 1246.1426 | 1274.9838 | 1159.7571 | 1080.0186 | 1038.1072
2045-02-24 | 929.1064 | 849.384 | 725.5603 | 690.2686 | 724.5487 | 909.7243 | 1052.2019 | 1139.5147 | 1144.1759 | 957.2603 | 837.1714 | 842.7167 | 833.8181 | 711.6514 | 700.8955 | 870.204 | 993.1006 | 1145.1457 | 1131.7838 | 1165.7841 | 1076.7378 | 1073.8947 | 1015.1622 | 921.5023
2045-02-25 | 813.7474 | 756.0058 | 704.3806 | 675.8974 | 687.2927 | 815.275 | 911.2334 | 975.9406 | 989.1921 | 851.8725 | 758.1546 | 751.168 | 705.0235 | 587.0716 | 667.2031 | 758.6968 | 904.5945 | 1066.4337 | 1093.5623 | 1095.8534 | 1027.7477 | 1027.0748 | 975.4772 | 881.1884
2045-02-26 | 797.1459 | 752.5755 | 699.9166 | 673.7648 | 693.523 | 824.41 | 882.6914 | 959.0998 | 1022.3116 | 784.0348 | 686.0109 | 679.1093 | 544.4258 | 503.3205 | 512.3961 | 618.7789 | 911.1478 | 1079.2896 | 1201.3648 | 1181.2414 | 1123.22 | 1076.5613 | 976.3951 | 861.5569
2045-02-27 | 764.3829 | 712.6256 | 666.539 | 656.7634 | 704.3377 | 897.6205 | 1030.1413 | 1086.2084 | 1099.6525 | 869.4158 | 795.9152 | 771.1525 | 649.4824 | 732.9023 | 721.5161 | 776.4131 | 991.7642 | 1110.5398 | 1186.4983 | 1177.7052 | 1161.1926 | 1059.1289 | 951.6785 | 867.3324
2045-02-28 | 810.6557 | 767.9488 | 724.5867 | 700.0574 | 746.3615 | 926.7605 | 1090.6929 | 1159.466 | 1180.9983 | 990.5075 | 925.8046 | 948.6803 | 966.2693 | 885.4637 | 884.6637 | 938.2086 | 1115.5903 | 1216.2999 | 1216.401 | 1173.9396 | 1177.6814 | 1114.5174 | 978.8336 | 924.6072
2045-03-01 | 930.1281 | 752.1334 | 706.202 | 653.4995 | 683.3639 | 774.9771 | 903.2752 | 979.8814 | 1025.1272 | 930.5942 | 937.4856 | 912.917 | 850.4449 | 694.2726 | 798.6813 | 775.8725 | 971.4028 | 1093.9092 | 1236.1008 | 1221.634 | 1239.7016 | 1158.819 | 1094.906 | 1045.0713
2045-03-02 | 889.8115 | 796.8261 | 679.8224 | 629.8319 | 659.6317 | 814.7785 | 970.414 | 1073.542 | 1047.4174 | 895.182 | 819.6412 | 834.5329 | 771.7798 | 657.3763 | 579.1609 | 720.9139 | 928.0134 | 1100.0497 | 1128.8069 | 1185.3727 | 1086.4904 | 1085.1538 | 988.0915 | 876.1251
2045-03-03 | 768.8374 | 706.1675 | 654.554 | 618.5705 | 638.7842 | 788.361 | 950.5386 | 1019.999 | 1023.9716 | 901.8406 | 806.0348 | 730.3512 | 678.7398 | 577.9623 | 658.622 | 767.6824 | 913.5753 | 1056.9444 | 1073.9423 | 1083.631 | 1001.0564 | 1039.9403 | 976.871 | 869.0545
2045-03-04 | 792.8441 | 736.9408 | 684.8221 | 639.0873 | 636.4534 | 745.6744 | 837.6599 | 976.5817 | 1035.0043 | 861.4294 | 768.6166 | 764.2711 | 709.9308 | 564.4956 | 629.1005 | 742.3327 | 969.5612 | 1084.2299 | 1124.331 | 1082.4173 | 1054.8815 | 1054.6682 | 999.4083 | 895.1205
2045-03-05 | 785.0868 | 722.7714 | 670.9954 | 627.798 | 632.8303 | 713.1557 | 778.2294 | 848.4293 | 947.1818 | 771.324 | 671.8852 | 515.9051 | 408.5426 | 393.6661 | 414.3085 | 537.9778 | 788.163 | 1005.1842 | 1170.571 | 1144.9424 | 1148.2399 | 1072.4165 | 970.1927 | 865.7283
2045-03-06 | 778.1165 | 708.6236 | 663.2114 | 635.9525 | 670.3457 | 821.1879 | 999.7187 | 1081.2325 | 1061.88 | 873.129 | 802.2573 | 724.0448 | 596.4288 | 579.2905 | 559.3666 | 683.4808 | 909.3013 | 1104.8932 | 1189.3903 | 1142.9149 | 1153.2708 | 1119.6429 | 985.4621 | 910.8814
2045-03-07 | 773.7685 | 734.6936 | 703.6623 | 652.5969 | 686.2473 | 778.6006 | 910.238 | 935.0518 | 970.2604 | 846.9292 | 842.9419 | 680.989 | 629.7773 | 585.2423 | 790.0959 | 745.341 | 924.5194 | 1083.1906 | 1163.6006 | 1213.5369 | 1205.8858 | 1108.6192 | 1016.4555 | 931.4437
2045-03-08 | 910.8859 | 734.0488 | 689.1488 | 639.0276 | 668.6487 | 757.2247 | 884.5033 | 934.6675 | 960.8008 | 861.7216 | 867.2884 | 855.535 | 719.674 | 701.9269 | 815.9696 | 751.7925 | 937.5235 | 1023.8954 | 1207.9892 | 1200.8854 | 1222.6672 | 1132.375 | 1076.0533 | 1023.933
2045-03-09 | 921.3917 | 827.6798 | 712.641 | 660.0559 | 690.6583 | 852.1833 | 1009.9555 | 1113.2082 | 1099.2837 | 949.895 | 844.6887 | 843.4549 | 700.9051 | 631.1231 | 651.0484 | 787.2532 | 953.0788 | 1135.0866 | 1184.8879 | 1224.1076 | 1131.0908 | 1134.6701 | 1034.1872 | 918.3597
2045-03-10 | 802.2566 | 738.4014 | 690.0921 | 650.7838 | 671.5217 | 827.8855 | 992.2469 | 1050.9835 | 1048.1638 | 875.9772 | 795.7301 | 729.1165 | 586.2326 | 545.869 | 597.7506 | 747.176 | 910.5502 | 1084.5114 | 1114.1868 | 1124.9662 | 1053.3101 | 1089.84 | 1028.1192 | 911.027
2045-03-11 | 808.4215 | 751.005 | 699.4744 | 652.7306 | 650.306 | 762.3352 | 855.2937 | 983.0678 | 1057.6921 | 885.3179 | 808.7482 | 804.0622 | 774.7642 | 594.9764 | 634.3903 | 713.1649 | 939.5798 | 1096.9839 | 1151.2846 | 1104.8271 | 1071.3712 | 1072.3999 | 1019.5751 | 917.4532
2045-03-12 | 819.2443 | 753.8524 | 705.9782 | 660.2401 | 665.7899 | 752.9136 | 820.2224 | 908.8803 | 1048.8315 | 884.5004 | 782.5376 | 726.098 | 673.3232 | 587.9099 | 569.4847 | 642.6968 | 860.2652 | 1058.4979 | 1232.1027 | 1199.6699 | 1198.0849 | 1125.5469 | 1019.4834 | 910.7844
2045-03-13 | 801.8661 | 731.3482 | 685.7668 | 658.5309 | 693.2466 | 848.5159 | 1028.6833 | 1100.5673 | 1105.7775 | 919.0443 | 852.048 | 849.8827 | 704.3736 | 725.5979 | 706.2568 | 799.1883 | 1009.514 | 1166.6551 | 1235.0684 | 1176.167 | 1184.9691 | 1154.1712 | 1019.7476 | 944.3143
2045-03-14 | 787.0243 | 747.9619 | 719.4338 | 665.7377 | 699.109 | 794.1341 | 926.7872 | 946.2331 | 1002.1431 | 911.1251 | 933.9904 | 830.307 | 742.6263 | 696.1553 | 837.7243 | 794.0827 | 952.3358 | 1097.3573 | 1182.4635 | 1238.2094 | 1226.8835 | 1131.6134 | 1037.3502 | 946.5961
2045-03-15 | 914.7044 | 737.4811 | 691.0254 | 641.6603 | 671.595 | 761.0689 | 888.8501 | 919.9899 | 966.6927 | 842.5019 | 838.6211 | 781.853 | 638.9803 | 571.3076 | 701.1418 | 714.9212 | 890.7144 | 1009.1496 | 1203.4733 | 1195.5459 | 1218.228 | 1139.1009 | 1081.4171 | 1021.5368
2045-03-16 | 879.0594 | 786.4985 | 665.5182 | 618.4051 | 648.6978 | 801.9417 | 956.997 | 1006.8852 | 974.3806 | 823.7316 | 700.4059 | 655.977 | 524.4871 | 547.29 | 512.9249 | 650.8483 | 851.0128 | 1049.8428 | 1094.8779 | 1166.6229 | 1071.2913 | 1073.9818 | 972.6675 | 850.5915
2045-03-17 | 778.7313 | 716.7693 | 665.7727 | 629.0727 | 649.4603 | 801.2133 | 963.6911 | 997.4604 | 980.9384 | 825.0186 | 724.3032 | 584.2496 | 508.8898 | 448.4027 | 494.8962 | 640.9299 | 830.1339 | 1018.8587 | 1064.5753 | 1097.7441 | 1019.3129 | 1051.491 | 993.885 | 877.8489
2045-03-18 | 776.5324 | 719.7996 | 667.9636 | 623.4951 | 620.593 | 726.674 | 817.4565 | 899.5927 | 954.022 | 757.6913 | 660.0175 | 624.7704 | 485.2581 | 433.2722 | 488.6166 | 577.4856 | 829.2786 | 997.1845 | 1081.8395 | 1060.9945 | 1033.8283 | 1029.2193 | 975.0547 | 875.6246
2045-03-19 | 788.9851 | 724.7598 | 673.2401 | 630.6738 | 635.7654 | 717.1738 | 782.6067 | 827.942 | 945.4208 | 805.9547 | 722.2929 | 683.3238 | 594.5715 | 553.7818 | 570.0119 | 613.1886 | 818.1947 | 1000.1469 | 1183.034 | 1161.3177 | 1156.9565 | 1080.1344 | 974.3313 | 870.6343
2045-03-20 | 780.0261 | 710.423 | 663.0327 | 637.9242 | 672.4205 | 823.7679 | 1002.3315 | 1049.4264 | 1061.2791 | 862.658 | 827.944 | 827.6438 | 669.3375 | 700.6718 | 715.0701 | 787.4607 | 977.4579 | 1123.3762 | 1200.5268 | 1160.7879 | 1151.7665 | 1120.5148 | 989.2324 | 905.7762
2045-03-21 | 775.0634 | 737.6827 | 708.5114 | 655.4346 | 689.0594 | 781.6779 | 913.9832 | 916.7782 | 976.2344 | 887.1352 | 911.0455 | 792.6246 | 715.8575 | 614.8562 | 777.7774 | 743.5719 | 914.1123 | 1059.6236 | 1163.7626 | 1227.7495 | 1210.8224 | 1111.834 | 1020.2108 | 927.1091
2045-03-22 | 927.3733 | 751.9904 | 708.3523 | 655.8757 | 685.7635 | 777.8612 | 906.1651 | 928.1735 | 988.1971 | 886.4923 | 909.638 | 915.6634 | 850.1866 | 713.9067 | 828.858 | 760.9268 | 998.9349 | 1076.8265 | 1243.7465 | 1223.5283 | 1246.2451 | 1163.916 | 1100.1469 | 1046.4289
2045-03-23 | 908.7106 | 815.6347 | 696.7156 | 647.3707 | 669.942 | 828.8967 | 987.9774 | 1037.122 | 1032.7137 | 885.4755 | 808.9182 | 802.4471 | 623.1755 | 605.195 | 610.4311 | 790.7095 | 957.7899 | 1111.0064 | 1145.4507 | 1199.1477 | 1105.1671 | 1116.5061 | 1015.2531 | 902.1241
2045-03-24 | 796.18 | 732.9038 | 683.9012 | 644.6982 | 665.334 | 820.3552 | 984.2102 | 1013.3966 | 1033.7418 | 928.3702 | 826.9848 | 836.7353 | 814.4325 | 673.7854 | 705.0421 | 769.6676 | 918.7887 | 1082.4134 | 1105.0373 | 1121.8993 | 1042.953 | 1067.1231 | 1021.6999 | 908.4136
2045-03-25 | 817.0173 | 757.9442 | 709.8343 | 662.3114 | 660.0799 | 773.9673 | 867.3838 | 929.4503 | 1007.6588 | 834.0159 | 788.3254 | 794.8615 | 665.0414 | 579.6048 | 606.7496 | 696.1105 | 929.0158 | 1082.0641 | 1155.2848 | 1117.5028 | 1083.8732 | 1085.6078 | 1034.6199 | 931.0554
2045-03-26 | 821.7116 | 759.6986 | 709.007 | 662.8527 | 660.2139 | 748.0838 | 818.3319 | 848.3882 | 964.9858 | 796.4938 | 706.5074 | 590.8041 | 479.6915 | 470.1192 | 482.5466 | 593.3022 | 833.6879 | 1048.5986 | 1216.8965 | 1184.7265 | 1200.2775 | 1129.0575 | 1023.9209 | 916.2668
2045-03-27 | 830.4637 | 761.0645 | 712.5809 | 665.3074 | 680.1088 | 758.6215 | 864.1927 | 881.6355 | 947.3512 | 777.2681 | 727.808 | 542.2186 | 473.9215 | 477.5635 | 458.7512 | 580.5638 | 863.3338 | 1083.717 | 1165.5857 | 1114.1774 | 1117.8297 | 1128.6599 | 997.1613 | 934.7701
2045-03-28 | 779.4839 | 740.6834 | 709.1043 | 658.7122 | 691.8973 | 785.0988 | 916.3878 | 873.5656 | 962.2577 | 880.693 | 917.7171 | 778.8626 | 686.0644 | 614.2179 | 742.692 | 680.2843 | 854.7852 | 1044.7699 | 1163.8824 | 1230.0123 | 1218.1915 | 1116.0694 | 1025.046 | 940.0724
2045-03-29 | 922.4173 | 744.3426 | 699.7265 | 649.2387 | 679.1017 | 770.2024 | 894.6827 | 897.7601 | 944.3108 | 844.1588 | 823.479 | 747.1095 | 601.6503 | 521.5283 | 657.5661 | 669.4203 | 890.2813 | 1007.7363 | 1206.5247 | 1205.3594 | 1235.3712 | 1153.7169 | 1096.164 | 1036.9883
2045-03-30 | 909.6865 | 816.191 | 698.2982 | 648.5941 | 678.6809 | 837.8582 | 994.2316 | 1013.7692 | 1015.8026 | 848.6407 | 752.2593 | 685.274 | 545.654 | 516.5286 | 521.2072 | 661.1217 | 867.1007 | 1091.6345 | 1140.8091 | 1207.729 | 1117.4953 | 1115.1985 | 1013.7527 | 903.2093
2045-03-31 | 815.0994 | 751.2463 | 702.9609 | 663.4644 | 684.353 | 843.2495 | 1007.519 | 1018.5579 | 1029.0852 | 911.4694 | 857.0021 | 855.7899 | 768.6169 | 675.6292 | 690.4058 | 786.1282 | 971.0599 | 1131.9535 | 1142.4401 | 1147.3894 | 1072.2536 | 1103.9214 | 1046.9415 | 932.9492
2045-04-01 | 862.4984 | 802.5305 | 740.1245 | 699.6331 | 705.5517 | 811.7314 | 894.4232 | 970.8423 | 1070.9306 | 882.5344 | 822.1839 | 765.6963 | 632.8619 | 560.1019 | 625.574 | 756.7272 | 1051.4341 | 1169.2704 | 1200.7319 | 1158.3892 | 1168.1987 | 1145.7477 | 1076.8303 | 991.5773
2045-04-02 | 858.2447 | 792.4756 | 728.8058 | 689.742 | 704.6626 | 781.8985 | 837.3052 | 879.0477 | 1044.0163 | 896.1735 | 809.2079 | 688.3816 | 598.8438 | 605.147 | 664.28 | 773.9174 | 1011.0201 | 1158.222 | 1276.5627 | 1234.8962 | 1267.4209 | 1178.3115 | 1054.6142 | 961.2689
2045-04-03 | 828.8046 | 758.7455 | 699.3991 | 678.8759 | 722.8479 | 869.3015 | 1039.4536 | 1077.9631 | 1102.0895 | 906.8458 | 859.1734 | 702.4042 | 650.3024 | 721.1873 | 757.1346 | 890.2133 | 1080.698 | 1211.6744 | 1256.7384 | 1203.6368 | 1240.3308 | 1193.3821 | 1040.0997 | 977.9147
2045-04-04 | 814.0238 | 775.1139 | 730.4801 | 685.3492 | 728.1961 | 813.8085 | 939.1549 | 913.8457 | 1023.2944 | 932.9303 | 924.0445 | 745.0805 | 694.86 | 590.2291 | 767.8459 | 778.3806 | 963.4169 | 1126.6254 | 1194.0832 | 1258.8171 | 1281.6673 | 1164.029 | 1055.812 | 984.5338
2045-04-05 | 945.896 | 769.6633 | 708.9506 | 666.0226 | 705.5709 | 787.2193 | 908.4836 | 907.5201 | 955.7338 | 870.4968 | 880.296 | 791.5306 | 736.4869 | 590.8481 | 725.3057 | 715.7117 | 972.7888 | 1067.0836 | 1239.7855 | 1229.7302 | 1284.4606 | 1182.8701 | 1105.1288 | 1071.4168
2045-04-06 | 935.6106 | 842.6103 | 710.7872 | 668.8065 | 707.7087 | 857.9584 | 1003.0982 | 1033.0909 | 1030.6872 | 896.8154 | 797.9014 | 744.6064 | 602.4219 | 579.6596 | 590.7604 | 746.2225 | 974.2396 | 1140.8197 | 1172.3899 | 1236.0152 | 1173.0842 | 1147.5628 | 1031.9333 | 938.7721
2045-04-07 | 842.671 | 781.9293 | 712.3024 | 663.7381 | 673.1127 | 738.1676 | 818.9638 | 849.7481 | 965.4661 | 870.4047 | 769.1833 | 737.4453 | 677.1385 | 580.9623 | 702.4998 | 841.5694 | 981.8599 | 1107.56 | 1081.7065 | 1076.3386 | 1032.404 | 1073.0686 | 999.2904 | 914.9349
2045-04-08 | 805.4507 | 744.3549 | 676.0455 | 645.3317 | 654.3136 | 749.882 | 826.0806 | 899.8536 | 1014.2002 | 823.4432 | 731.3266 | 704.174 | 580.6973 | 534.7964 | 558.9407 | 674.5919 | 936.8602 | 1061.0583 | 1125.0318 | 1091.3557 | 1092.2523 | 1071.0829 | 997.1588 | 918.7708
2045-04-09 | 816.7635 | 753.1102 | 689.5059 | 652.7445 | 665.5177 | 734.5448 | 785.8254 | 797.0127 | 946.6743 | 778.0287 | 676.7436 | 494.0506 | 493.45 | 471.101 | 509.2768 | 624.4852 | 877.2509 | 1055.3084 | 1203.4729 | 1180.3346 | 1205.6886 | 1119.1238 | 990.5961 | 908.0778
2045-04-10 | 799.3733 | 730.4412 | 671.1133 | 651.5667 | 694.6592 | 835.5345 | 998.7532 | 1016.9956 | 1022.0932 | 840.4776 | 788.4606 | 642.1751 | 626.4777 | 620.6418 | 648.4195 | 768.9569 | 1001.9831 | 1143.361 | 1210.347 | 1167.2482 | 1197.6215 | 1148.5811 | 994.9387 | 940.9345
2045-04-11 | 795.5211 | 757.5397 | 714.4251 | 669.0616 | 711.4775 | 793.3667 | 911.5155 | 894.3542 | 986.2952 | 877.3356 | 909.2364 | 751.2274 | 670.6608 | 554.8808 | 734.0622 | 726.0994 | 941.5104 | 1077.8955 | 1166.7349 | 1238.711 | 1253.4864 | 1139.5328 | 1026.0585 | 962.0772
2045-04-12 | 925.4527 | 751.3488 | 692.0921 | 648.4617 | 686.9138 | 764.0669 | 875.0869 | 855.0001 | 923.1084 | 831.3045 | 816.1121 | 663.9338 | 627.0352 | 532.6384 | 651.1654 | 677.9927 | 897.0144 | 1024.9472 | 1203.6024 | 1205.3801 | 1249.3724 | 1155.5791 | 1074.2549 | 1045.3361
2045-04-13 | 939.5543 | 847.6673 | 716.3232 | 673.6728 | 712.8273 | 863.7105 | 1007.3487 | 1041.6652 | 1046.9755 | 903.5193 | 765.8487 | 678.3865 | 586.275 | 564.582 | 622.6534 | 828.8762 | 1039.371 | 1166.334 | 1185.8214 | 1248.6497 | 1176.5307 | 1154.4615 | 1041.9266 | 944.864
2045-04-14 | 822.6655 | 760.1942 | 695.7675 | 665.0096 | 694.8347 | 840.7297 | 990.2395 | 1013.5649 | 1072.0249 | 918.2571 | 814.5311 | 817.568 | 731.458 | 672.6435 | 705.7983 | 840.7292 | 1018.4015 | 1150.2515 | 1130.2676 | 1153.1057 | 1098.0291 | 1107.034 | 1035.8811 | 944.7624
2045-04-15 | 835.892 | 777.2609 | 715.1294 | 675.2037 | 680.7275 | 781.7672 | 860.8486 | 917.8961 | 989.4898 | 824.1136 | 724.5373 | 587.8755 | 547.1415 | 487.7722 | 567.0289 | 670.3384 | 936.3541 | 1084.7328 | 1156.6642 | 1122.5007 | 1129.6174 | 1109.637 | 1039.6797 | 955.8487
2045-04-16 | 843.5853 | 778.377 | 713.6578 | 677.1978 | 690.8254 | 765.4304 | 810.3117 | 837.8673 | 990.1575 | 844.333 | 771.8596 | 658.8425 | 609.981 | 600.9412 | 593.8504 | 699.0412 | 931.7224 | 1105.7431 | 1227.0761 | 1200.4748 | 1245.1952 | 1155.5537 | 1031.0255 | 943.8678
2045-04-17 | 830.8439 | 760.3859 | 702.7594 | 681.8982 | 725.602 | 872.0915 | 1012.5796 | 1063.8771 | 1129.1693 | 968.5464 | 919.0957 | 903.7219 | 768.4466 | 780.2861 | 776.8436 | 878.7906 | 1107.1522 | 1237.6944 | 1266.8666 | 1215.5355 | 1247.4715 | 1191.3639 | 1041.9563 | 986.0678
2045-04-18 | 814.7096 | 775.751 | 734.1317 | 687.4594 | 729.8257 | 815.6795 | 926.6204 | 894.5157 | 967.5596 | 873.7849 | 882.7429 | 592.191 | 626.8936 | 546.9159 | 747.5859 | 730.2148 | 941.6004 | 1099.9183 | 1198.0696 | 1263.0185 | 1273.919 | 1160.3497 | 1053.4693 | 988.2195
2045-04-19 | 958.2636 | 781.7168 | 722.9572 | 679.4364 | 718.9023 | 802.9516 | 912.2329 | 924.2544 | 1024.4751 | 947.5811 | 950.5215 | 928.8243 | 801.8146 | 686.9852 | 823.5413 | 817.101 | 1054.1438 | 1122.5511 | 1260.0965 | 1250.8602 | 1303.7066 | 1205.6694 | 1124.6496 | 1087.8192
2045-04-20 | 948.4763 | 855.1948 | 724.2326 | 681.0661 | 720.8733 | 873.4139 | 1005.8765 | 1050.5877 | 1074.8229 | 957.4581 | 898.5041 | 916.91 | 824.3592 | 717.4055 | 724.3788 | 881.6599 | 1040.5255 | 1185.6583 | 1200.0886 | 1255.0762 | 1188.2605 | 1168.2946 | 1050.0915 | 957.8756
2045-04-21 | 833.0537 | 769.5692 | 709.5388 | 675.6718 | 705.1566 | 852.9758 | 992.4008 | 1021.0015 | 1052.4753 | 937.6936 | 843.2576 | 775.2348 | 689.3387 | 669.3522 | 752.1018 | 866.4671 | 1035.7601 | 1140.8031 | 1152.1331 | 1163.521 | 1114.4061 | 1122.1271 | 1050.8342 | 960.6245
2045-04-22 | 848.3483 | 791.5624 | 727.0533 | 686.0197 | 691.7343 | 795.0106 | 866.7497 | 917.5631 | 1035.091 | 823.3768 | 735.4918 | 617.3513 | 628.2018 | 626.563 | 646.0091 | 734.1063 | 997.9662 | 1118.4401 | 1181.8423 | 1143.0104 | 1147.2063 | 1122.0791 | 1055.7389 | 972.7295
2045-04-23 | 849.5248 | 787.2785 | 722.6161 | 683.0882 | 696.4791 | 772.3574 | 820.8841 | 843.548 | 988.3598 | 850.0735 | 768.405 | 656.0971 | 638.4643 | 596.3309 | 605.588 | 734.1277 | 983.4086 | 1120.0402 | 1261.302 | 1228.9135 | 1254.3922 | 1162.6103 | 1040.4071 | 953.7704
2045-04-24 | 826.8632 | 759.8834 | 699.8356 | 677.3491 | 720.6706 | 867.0185 | 1022.5053 | 1033.2341 | 1089.7318 | 914.8929 | 875.0314 | 800.1554 | 739.8706 | 715.4746 | 735.0664 | 857.8767 | 1059.7906 | 1204.5066 | 1253.8691 | 1214.275 | 1233.262 | 1188.5498 | 1034.3531 | 978.9382
2045-04-25 | 811.8553 | 772.6938 | 730.9157 | 684.5839 | 726.7388 | 812.1575 | 928.9711 | 887.9658 | 954.7673 | 838.1253 | 857.8246 | 583.3214 | 678.0313 | 554.8576 | 764.6486 | 723.7756 | 931.5025 | 1089.1927 | 1187.2448 | 1258.1699 | 1271.5035 | 1161.2057 | 1048.9136 | 984.3856
2045-04-26 | 957.274 | 780.1241 | 723.8635 | 678.4061 | 717.0069 | 800.6462 | 905.6464 | 893.6873 | 967.7284 | 861.1115 | 874.2887 | 724.8282 | 735.0972 | 653.8038 | 800.6729 | 796.7425 | 1025.2171 | 1087.9572 | 1256.4773 | 1245.4822 | 1304.4548 | 1200.1002 | 1122.6769 | 1085.8673
2045-04-27 | 942.2354 | 849.819 | 720.4706 | 675.9543 | 715.297 | 866.7615 | 1004.2279 | 1031.6579 | 1060.5632 | 911.6625 | 813.2114 | 806.8329 | 724.8312 | 704.7583 | 742.5287 | 900.9264 | 1070.2968 | 1186.8087 | 1204.4458 | 1253.277 | 1176.1288 | 1155.4975 | 1045.3303 | 949.0028
2045-04-28 | 817.4151 | 758.3337 | 694.3623 | 661.1807 | 690.4282 | 835.478 | 967.8397 | 987.6869 | 1043.329 | 904.4252 | 816.8258 | 775.8691 | 683.7636 | 648.7533 | 705.9032 | 803.6291 | 996.2171 | 1125.8949 | 1122.1557 | 1143.6457 | 1090.4473 | 1102.8376 | 1027.3504 | 938.4518
2045-04-29 | 833.8198 | 775.6837 | 709.98 | 670.1181 | 675.646 | 775.7125 | 838.3143 | 889.834 | 974.9214 | 783.1222 | 730.7042 | 587.761 | 607.0698 | 565.6119 | 634.9461 | 758.2254 | 998.9231 | 1103.2028 | 1145.8525 | 1127.4396 | 1121.3336 | 1099.242 | 1032.033 | 949.1561
2045-04-30 | 832.3978 | 770.9104 | 704.9171 | 667.1258 | 680.1598 | 752.2459 | 793.2849 | 823.2961 | 993.9139 | 867.8535 | 777.7393 | 685.6731 | 598.4259 | 598.7025 | 571.2522 | 700.8076 | 922.322 | 1071.7878 | 1194.452 | 1177.6146 | 1226.367 | 1136.2379 | 1015.6147 | 928.6416
2045-05-01 | 842.2505 | 756.2954 | 714.1376 | 702.8574 | 744.238 | 868.4159 | 966.9368 | 972.6411 | 998.518 | 803.0496 | 779.1038 | 634.436 | 642.1692 | 641.8747 | 696.1781 | 789.6331 | 1038.4534 | 1177.3847 | 1191.3428 | 1157.9733 | 1189.1756 | 1149.2203 | 1026.528 | 969.0464
2045-05-02 | 836.2635 | 781.9115 | 754.0311 | 718.2321 | 757.9044 | 823.6864 | 913.4897 | 845.3902 | 953.3481 | 867.7413 | 882.88 | 693.1092 | 708.7003 | 635.64 | 818.2919 | 761.9581 | 911.8307 | 1080.8718 | 1150.4433 | 1232.0693 | 1243.9804 | 1134.7225 | 1057.1324 | 987.9066
2045-05-03 | 982.5949 | 787.3114 | 746.1124 | 711.5548 | 748.8428 | 813.2683 | 897.0252 | 855.5971 | 940.8046 | 866.9144 | 887.6795 | 804.5236 | 738.2338 | 711.3612 | 840.7063 | 816.1045 | 1000.6892 | 1075.8662 | 1223.158 | 1222.9602 | 1267.2864 | 1178.1788 | 1127.6801 | 1092.2669
2045-05-04 | 983.6118 | 874.7186 | 758.4327 | 722.5658 | 759.8164 | 894.9102 | 1003.6676 | 1019.3249 | 1099.9173 | 952.445 | 852.9617 | 951.834 | 851.1148 | 740.1175 | 754.5197 | 911.5236 | 1077.6823 | 1222.6569 | 1187.6623 | 1234.9338 | 1165.9694 | 1153.8476 | 1069.3248 | 973.1897
2045-05-05 | 876.0816 | 795.5437 | 751.8607 | 726.9337 | 754.7322 | 887.4665 | 1009.2817 | 1010.6205 | 1052.2898 | 917.9486 | 825.3134 | 769.3075 | 677.2709 | 626.2174 | 677.8804 | 802.3831 | 980.7141 | 1137.2082 | 1142.8512 | 1165.3132 | 1107.8475 | 1128.9134 | 1084.0137 | 982.8014
2045-05-06 | 879.6259 | 802.3207 | 755.9699 | 727.4289 | 733.5684 | 826.3669 | 876.1669 | 911.7964 | 976.9653 | 791.3981 | 669.5487 | 528.854 | 523.7633 | 499.5844 | 549.7952 | 687.7179 | 935.9241 | 1103.0613 | 1137.6869 | 1133.7605 | 1128.1326 | 1113.6368 | 1077.1107 | 985.9499
2045-05-07 | 878.3368 | 797.0091 | 747.8184 | 720.009 | 733.717 | 799.051 | 822.6433 | 824.4284 | 965.4358 | 809.7766 | 741.9175 | 629.8834 | 555.5814 | 541.4693 | 567.974 | 689.686 | 934.4493 | 1102.5142 | 1208.6741 | 1203.4634 | 1226.182 | 1140.4469 | 1053.0129 | 962.3699
2045-05-08 | 863.0597 | 779.5776 | 736.1842 | 722.956 | 764.8142 | 893.9697 | 1024.8149 | 1033.4878 | 1068.5191 | 922.4855 | 879.0694 | 878.4247 | 856.5879 | 881.8481 | 901.565 | 993.9505 | 1137.4357 | 1216.9368 | 1218.9542 | 1179.6743 | 1213.2581 | 1180.0952 | 1057.9585 | 999.3128
2045-05-09 | 836.7521 | 781.1078 | 753.294 | 718.8083 | 758.5208 | 823.7734 | 898.0398 | 853.1992 | 950.8488 | 854.6466 | 868.1457 | 685.1474 | 685.0146 | 604.0906 | 779.13 | 762.0364 | 933.5418 | 1095.6642 | 1149.7863 | 1227.449 | 1245.0027 | 1134.8771 | 1056.1443 | 987.8896
2045-05-10 | 994.2059 | 800.5262 | 759.5037 | 723.0687 | 760.2358 | 826.962 | 917.6751 | 916.5521 | 977.8167 | 844.9264 | 863.4936 | 776.2272 | 709.6585 | 625.9073 | 757.7923 | 769.9212 | 957.7933 | 1052.9307 | 1203.1101 | 1223.4539 | 1277.6515 | 1192.8145 | 1146.7977 | 1108.5375
2045-05-11 | 982.3009 | 869.9842 | 757.407 | 721.4573 | 758.4617 | 893.2136 | 970.5213 | 998.3465 | 1031.5884 | 871.2975 | 793.85 | 669.9982 | 678.3695 | 639.4041 | 640.4254 | 804.3225 | 1004.3953 | 1154.8419 | 1159.9737 | 1225.6362 | 1162.1827 | 1155.0824 | 1068.0111 | 972.3508
2045-05-12 | 843.9722 | 763.5093 | 716.5875 | 695.4969 | 723.3428 | 849.8031 | 959.0508 | 930.0406 | 957.4633 | 839.3878 | 739.1533 | 570.6025 | 554.1471 | 515.8743 | 579.5284 | 723.2965 | 910.0333 | 1075.6961 | 1065.0849 | 1121.3588 | 1064.0929 | 1081.1981 | 1033.6842 | 942.3296
2045-05-13 | 856.3103 | 780.8858 | 734.0596 | 705.7217 | 711.3959 | 799.3688 | 839.7211 | 858.1591 | 908.9896 | 740.3169 | 643.8219 | 498.7398 | 505.303 | 443.3493 | 497.8544 | 625.9611 | 895.016 | 1049.2147 | 1092.0525 | 1108.1947 | 1093.6768 | 1085.2401 | 1042.1366 | 955.1455
2045-05-14 | 854.2961 | 775.0081 | 725.6415 | 699.5388 | 712.932 | 773.5234 | 791.5287 | 780.6017 | 928.2461 | 784.2583 | 712.2383 | 622.4221 | 576.3665 | 532.2412 | 563.6506 | 659.4789 | 874.8461 | 1040.9434 | 1171.7737 | 1175.4899 | 1196.3297 | 1109.5219 | 1021.5431 | 932.86
2045-05-15 | 853.3591 | 769.6845 | 724.9847 | 712.5903 | 754.1828 | 881.3569 | 1010.199 | 989.6491 | 1020.4897 | 850.1837 | 786.7846 | 654.8339 | 645.4749 | 627.7108 | 656.7715 | 745.6136 | 982.636 | 1164.2969 | 1200.4572 | 1165.9105 | 1204.701 | 1156.8595 | 1045.8075 | 983.1938
2045-05-16 | 853.2886 | 799.704 | 770.6643 | 733.5326 | 773.7531 | 842.7237 | 920.6581 | 872.586 | 978.3701 | 863.247 | 869.5821 | 636.7641 | 699.3743 | 596.7723 | 774.1123 | 744.7035 | 922.1861 | 1076.8353 | 1160.5117 | 1253.9381 | 1267.3277 | 1157.6327 | 1079.6467 | 1009.9631
2045-05-17 | 986.4129 | 791.3706 | 750.935 | 715.0422 | 752.0699 | 817.1356 | 896.3728 | 878.4641 | 958.4875 | 873.0543 | 857.0041 | 771.3656 | 707.2345 | 634.178 | 772.5886 | 789.6259 | 946.7308 | 1047.9043 | 1214.8779 | 1229.1254 | 1273.9982 | 1180.679 | 1134.0801 | 1097.1542
2045-05-18 | 978.3305 | 869.3979 | 752.808 | 717.6897 | 754.4738 | 888.4529 | 993.2424 | 1010.5708 | 1030.5322 | 889.4746 | 777.6803 | 649.8531 | 630.1419 | 577.9034 | 615.3753 | 800.8695 | 982.8936 | 1138.6509 | 1151.7132 | 1224.8211 | 1157.3512 | 1146.2097 | 1062.4561 | 966.0261
2045-05-19 | 864.6164 | 783.4013 | 739.1682 | 715.2711 | 742.9625 | 873.322 | 978.1196 | 938.9126 | 978.3246 | 848.5997 | 744.141 | 562.0695 | 618.5449 | 541.2229 | 619.5553 | 747.8563 | 932.8557 | 1089.0963 | 1101.5341 | 1147.5318 | 1093.2419 | 1112.133 | 1063.6891 | 970.1908
2045-05-20 | 874.0198 | 797.8856 | 752.0129 | 721.8285 | 727.5761 | 818.9891 | 858.8293 | 871.1978 | 931.422 | 755.6123 | 684.7114 | 608.3089 | 606.3544 | 523.6515 | 564.026 | 674.1204 | 923.5823 | 1084.5187 | 1130.715 | 1129.6897 | 1119.8484 | 1106.0304 | 1066.989 | 977.6737
2045-05-21 | 867.8882 | 789.0159 | 739.2376 | 712.0681 | 725.6623 | 789.0331 | 795.882 | 767.8089 | 898.7398 | 772.3858 | 681.2482 | 487.8987 | 537.8251 | 485.0454 | 540.3698 | 667.699 | 962.9385 | 1076.6331 | 1186.6675 | 1190.6655 | 1211.3604 | 1134.3375 | 1037.676 | 950.6815
2045-05-22 | 864.1272 | 778.6203 | 734.5556 | 721.613 | 763.6971 | 892.5132 | 1008.4951 | 1005.2593 | 1020.5913 | 854.3582 | 814.2202 | 685.9588 | 734.9527 | 775.4056 | 807.8636 | 901.8812 | 1051.0268 | 1201.1871 | 1213.4402 | 1192.7298 | 1215.5909 | 1173.5254 | 1058.5644 | 996.4306
2045-05-23 | 861.663 | 806.6136 | 778.1027 | 740.2569 | 780.7185 | 851.0903 | 925.4838 | 868.4171 | 966.885 | 872.5854 | 877.7847 | 629.3093 | 692.0336 | 595.067 | 799.6374 | 747.6703 | 923.057 | 1099.9873 | 1173.6702 | 1255.7925 | 1279.0793 | 1166.7439 | 1090.4415 | 1019.6924
2045-05-24 | 979.8175 | 786.7541 | 744.495 | 709.0485 | 745.973 | 809.7879 | 878.0832 | 841.3543 | 947.9237 | 868.2911 | 873.1329 | 827.3838 | 746.7168 | 644.3594 | 766.619 | 753.4593 | 976.2744 | 1042.5733 | 1200.6118 | 1222.4519 | 1265.2687 | 1171.3315 | 1125.0799 | 1088.7962
2045-05-25 | 958.4202 | 849.9005 | 733.7877 | 699.6115 | 736.5533 | 867.0501 | 962.3105 | 952.2149 | 953.3056 | 817.7274 | 728.3836 | 613.1942 | 678.4857 | 715.0228 | 710.8778 | 898.2154 | 1016.545 | 1142.9814 | 1136.6544 | 1204.937 | 1131.5876 | 1119.1235 | 1035.331 | 940.3471
2045-05-26 | 860.4702 | 779.625 | 735.037 | 711.3259 | 739.3213 | 868.963 | 962.977 | 945.7437 | 968.8494 | 841.0296 | 793.8752 | 773.659 | 849.1704 | 823.2889 | 868.7713 | 956.2601 | 1068.7839 | 1141.9921 | 1120.5656 | 1141.4164 | 1086.3475 | 1107.368 | 1058.5012 | 964.4805
2045-05-27 | 880.069 | 806.2251 | 758.8687 | 728.1691 | 734.052 | 826.8001 | 859.4217 | 879.197 | 957.7951 | 770.9632 | 738.3797 | 746.3002 | 751.8163 | 725.5013 | 693.0865 | 816.2297 | 1066.9812 | 1161.5893 | 1159.5638 | 1139.7539 | 1127.8811 | 1117.952 | 1073.5383 | 985.9633
2045-05-28 | 877.3548 | 798.2187 | 749.1621 | 721.352 | 726.9855 | 792.6756 | 797.7869 | 792.0234 | 923.139 | 801.5141 | 726.1768 | 667.3626 | 646.5606 | 667.7665 | 771.9349 | 866.8471 | 1026.2748 | 1126.7835 | 1215.2666 | 1198.6964 | 1223.7319 | 1140.8669 | 1055.82 | 964.093
2045-05-29 | 886.4049 | 798.6351 | 750.6902 | 724.751 | 755.6305 | 836.1348 | 886.1943 | 886.1514 | 959.214 | 828.5895 | 808.8657 | 729.3657 | 736.7875 | 797.8209 | 845.3195 | 930.3969 | 1094.1331 | 1201.8529 | 1196.9621 | 1165.4438 | 1189.5455 | 1157.9194 | 1033.5129 | 974.5488
2045-05-30 | 843.848 | 787.0704 | 754.7322 | 725.3249 | 769.1195 | 837.1274 | 911.061 | 850.3122 | 931.4159 | 861.7675 | 878.767 | 752.0694 | 770.0408 | 712.1466 | 883.3993 | 822.1603 | 962.3015 | 1093.5882 | 1167.251 | 1251.9318 | 1261.9134 | 1151.8523 | 1072.522 | 1003.2189
2045-05-31 | 994.7273 | 799.8232 | 759.9198 | 723.4004 | 760.5618 | 827.3635 | 896.0734 | 865.489 | 962.8107 | 899.7467 | 911.4672 | 921.498 | 837.43 | 688.2474 | 869.0223 | 850.2436 | 1030.8663 | 1096.0809 | 1243.5709 | 1240.8365 | 1285.1281 | 1192.7384 | 1146.5936 | 1109.0986
2045-06-01 | 979.6094 | 864.6922 | 738.9055 | 702.9304 | 741.6149 | 886.4128 | 1010.8208 | 1040.1359 | 1104.2217 | 985.682 | 918.9914 | 929.5505 | 869.0396 | 774.6307 | 806.1629 | 1011.2561 | 1161.3392 | 1252.5501 | 1245.0452 | 1295.6079 | 1221.5347 | 1201.8097 | 1124.0845 | 999.5075
2045-06-02 | 860.549 | 776.7455 | 718.3794 | 693.8561 | 723.2894 | 862.2169 | 986.573 | 1006.4049 | 1072.3315 | 951.5226 | 857.3109 | 749.7053 | 701.6809 | 624.8686 | 683.838 | 821.8726 | 1005.9759 | 1157.1581 | 1147.8151 | 1196.14 | 1141.859 | 1155.4648 | 1117.367 | 995.71
2045-06-03 | 872.0797 | 787.7887 | 730.882 | 700.0962 | 702.08 | 788.1178 | 838.5065 | 891.2848 | 1019.8575 | 878.1372 | 785.309 | 717.6367 | 640.3466 | 615.4385 | 658.8926 | 799.9518 | 1039.8799 | 1165.2933 | 1179.5638 | 1172.0815 | 1162.4512 | 1149.1756 | 1114.4554 | 1011.7257
2045-06-04 | 875.2941 | 787.8148 | 728.8625 | 698.3225 | 707.3174 | 763.4056 | 782.7159 | 814.483 | 1020.0293 | 931.261 | 851.7219 | 832.6788 | 801.568 | 688.6256 | 741.3905 | 864.7455 | 1036.5006 | 1178.9866 | 1284.6314 | 1249.8863 | 1274.5839 | 1184.4076 | 1100.4902 | 991.88
2045-06-05 | 853.8873 | 759.6537 | 705.3576 | 693.2028 | 736.2096 | 873.8888 | 1016.7145 | 1059.0574 | 1123.3039 | 958.0131 | 926.5309 | 887.1674 | 779.0726 | 735.2106 | 764.902 | 893.4735 | 1138.3072 | 1247.115 | 1265.9272 | 1245.9698 | 1264.0208 | 1212.0683 | 1098.7952 | 1011.1197
2045-06-06 | 829.0934 | 770.0518 | 729.9646 | 693.7395 | 735.9281 | 810.8509 | 905.4281 | 883.5677 | 996.1647 | 931.0257 | 945.0181 | 814.4045 | 850.0516 | 751.276 | 985.9718 | 1007.6421 | 1064.1226 | 1173.0181 | 1218.1834 | 1296.7111 | 1293.4155 | 1176.9106 | 1102.3279 | 1006.8164
2045-06-07 | 981.7691 | 784.658 | 731.2584 | 695.2271 | 733.301 | 807.8155 | 894.2016 | 885.9587 | 972.5134 | 890.6708 | 902.7203 | 746.0707 | 745.3377 | 660.9455 | 772.1521 | 790.9215 | 1012.9023 | 1099.2883 | 1258.8979 | 1285.0803 | 1328.6586 | 1224.3101 | 1187.7968 | 1122.6827
2045-06-08 | 967.7242 | 854.132 | 727.5448 | 692.1077 | 730.8505 | 873.4998 | 990.582 | 1012.0151 | 1069.3796 | 948.079 | 861.4552 | 792.188 | 735.7454 | 651.8109 | 677.8871 | 868.7666 | 1019.4794 | 1183.4598 | 1193.8119 | 1279.5355 | 1205.9539 | 1188.6694 | 1106.6529 | 984.4394
2045-06-09 | 859.203 | 771.9528 | 717.1469 | 692.8965 | 722.3148 | 861.0369 | 986.9172 | 1004.5829 | 1074.6487 | 966.5465 | 892.629 | 854.8922 | 774.5064 | 715.9441 | 792.1057 | 943.8926 | 1090.5126 | 1173.5712 | 1169.4015 | 1198.9613 | 1139.2881 | 1153.2909 | 1114.7192 | 996.7519
2045-06-10 | 871.7166 | 787.4362 | 731.5339 | 699.4787 | 701.5517 | 787.3854 | 837.776 | 912.1961 | 1039.5368 | 893.0039 | 835.7999 | 832.4317 | 694.4372 | 590.2986 | 676.3181 | 831.6144 | 1034.0549 | 1154.6749 | 1175.8732 | 1170.562 | 1158.3072 | 1147.0123 | 1113.2634 | 1011.6337
2045-06-11 | 883.4922 | 795.8187 | 736.868 | 705.7402 | 706.5959 | 764.7953 | 790.8945 | 817.9679 | 987.0871 | 860.5558 | 768.5119 | 613.7985 | 590.1683 | 590.5136 | 620.3229 | 753.0007 | 952.4837 | 1115.0749 | 1243.3503 | 1250.6586 | 1287.262 | 1195.2305 | 1109.3031 | 1002.4159
2045-06-12 | 887.3169 | 797.6254 | 738.2217 | 706.0674 | 727.1351 | 781.7808 | 836.0393 | 857.838 | 992.4814 | 883.0008 | 853.896 | 751.9992 | 685.6131 | 681.9209 | 672.1071 | 845.2676 | 1062.2748 | 1199.2145 | 1219.7289 | 1183.2261 | 1216.5766 | 1194.0969 | 1080.6386 | 1010.0547
2045-06-13 | 838.9468 | 778.754 | 739.2868 | 702.2604 | 744.3741 | 821.0459 | 911.3997 | 868.9916 | 1002.0952 | 916.8191 | 936.3496 | 702.09 | 747.3595 | 664.6143 | 863.835 | 853.4461 | 1002.455 | 1157.2294 | 1205.6056 | 1304.4663 | 1307.7837 | 1190.6447 | 1115.3824 | 1019.5088
2045-06-14 | 985.464 | 786.5863 | 732.9398 | 696.5083 | 734.9066 | 810.0284 | 908.3696 | 885.1117 | 995.862 | 919.3942 | 937.5215 | 855.7968 | 788.0367 | 681.9033 | 823.5261 | 864.527 | 1061.2428 | 1131.5776 | 1284.7431 | 1287.4935 | 1335.163 | 1229.6913 | 1190.3082 | 1126.4377
2045-06-15 | 967.6812 | 853.0166 | 726.2725 | 691.151 | 729.9496 | 872.3715 | 997.2035 | 1044.4307 | 1115.5476 | 1018.0398 | 898.1269 | 965.2881 | 871.8463 | 794.7899 | 738.7464 | 884.7248 | 1046.8638 | 1196.0356 | 1210.7486 | 1280.0692 | 1204.1664 | 1186.57 | 1105.9692 | 982.3252
2045-06-16 | 852.3586 | 768.1077 | 710.1376 | 685.9377 | 715.0253 | 852.6128 | 981.1454 | 988.6547 | 1062.8897 | 951.1116 | 852.6993 | 739.3138 | 694.2138 | 640.9829 | 730.2926 | 877.5567 | 1042.4056 | 1177.6549 | 1152.6569 | 1190.5108 | 1126.9273 | 1144.4557 | 1105.4056 | 986.4615
2045-06-17 | 859.5212 | 775.8155 | 718.4215 | 687.2617 | 688.9541 | 772.5931 | 825.5377 | 904.6162 | 1045.4528 | 912.0307 | 838.9034 | 815.2666 | 721.9015 | 564.0448 | 615.5183 | 726.172 | 948.2211 | 1108.5236 | 1152.6106 | 1154.9172 | 1143.6668 | 1126.7894 | 1094.8104 | 994.3946
2045-06-18 | 872.8553 | 783.5108 | 725.814 | 695.4423 | 704.376 | 760.1297 | 788.4094 | 815.8025 | 1014.5306 | 889.2543 | 791.0911 | 697.5295 | 571.928 | 548.3884 | 570.8745 | 743.7716 | 991.691 | 1127.6766 | 1236.9809 | 1245.2248 | 1273.341 | 1180.8366 | 1094.568 | 989.1505
2045-06-19 | 843.0243 | 748.2414 | 696.5664 | 685.4889 | 728.3426 | 864.7871 | 1013.8534 | 1026.6844 | 1086.7093 | 923.925 | 879.3674 | 768.9921 | 754.1225 | 714.3496 | 716.8652 | 864.722 | 1044.6077 | 1182.2665 | 1223.4916 | 1225.6861 | 1250.8637 | 1205.4513 | 1085.8224 | 1001.442
2045-06-20 | 816.9131 | 753.6605 | 716.0861 | 681.4596 | 722.743 | 795.3774 | 882.7026 | 861.9953 | 1003.5279 | 933.5677 | 926.4698 | 832.8256 | 803.2064 | 679.2599 | 810.9085 | 772.6804 | 917.6446 | 1082.1313 | 1158.5491 | 1274.8432 | 1282.8786 | 1156.4671 | 1083.3737 | 989.4861
2045-06-21 | 969.3171 | 769.2727 | 717.5135 | 682.1367 | 720.1138 | 793.0948 | 891.0221 | 864.3754 | 954.5886 | 891.3504 | 912.3199 | 836.7231 | 793.8199 | 664.3152 | 776.1209 | 792.6927 | 966.5029 | 1067.2486 | 1220.6597 | 1261.5713 | 1308.9064 | 1211.1959 | 1166.2764 | 1105.4936
2045-06-22 | 965.0418 | 847.1231 | 722.5484 | 689.0114 | 727.7645 | 869.9777 | 986.6027 | 1008.9646 | 1049.3135 | 940.709 | 856.3318 | 733.8987 | 671.6744 | 635.7413 | 660.493 | 831.3614 | 1011.733 | 1174.795 | 1184.1476 | 1271.216 | 1204.8418 | 1183.5993 | 1101.2427 | 979.4254
2045-06-23 | 848.1597 | 761.7019 | 705.6355 | 681.8026 | 710.7307 | 847.4582 | 978.6361 | 992.9859 | 1070.4193 | 949.3551 | 853.9413 | 751.6795 | 689.3179 | 634.2696 | 651.9596 | 792.0138 | 954.7339 | 1108.5757 | 1122.2252 | 1185.5955 | 1123.1982 | 1136.0018 | 1096.127 | 980.6693
2045-06-24 | 878.4187 | 793.3687 | 734.4295 | 705.4748 | 707.41 | 794.471 | 850.7815 | 915.9234 | 1047.5943 | 912.3504 | 861.2132 | 882.5308 | 802.1213 | 685.6491 | 738.3598 | 864.8823 | 1030.4595 | 1175.156 | 1189.3932 | 1178.7281 | 1168.4168 | 1152.7377 | 1122.5472 | 1020.2624
2045-06-25 | 877.8245 | 788.7133 | 728.747 | 698.4441 | 707.4293 | 763.5795 | 786.8025 | 819.1907 | 1001.262 | 883.896 | 780.8424 | 608.024 | 536.797 | 544.8856 | 577.7261 | 729.721 | 950.711 | 1114.0848 | 1234.0725 | 1247.5689 | 1277.8202 | 1184.793 | 1095.5864 | 991.4693
2045-06-26 | 835.8285 | 741.6824 | 689.5734 | 679.1505 | 721.8579 | 856.8671 | 1004.2862 | 1025.2319 | 1082.0217 | 958.821 | 907.2918 | 860.128 | 779.3542 | 747.3021 | 694.4674 | 835.6955 | 1069.6994 | 1204.653 | 1224.6295 | 1223.0466 | 1244.1506 | 1192.8738 | 1076.0794 | 991.331
2045-06-27 | 839.216 | 776.0312 | 740.032 | 702.9691 | 745.166 | 821.7865 | 920.9617 | 883.4936 | 994.3231 | 906.6381 | 929.0725 | 693.9912 | 718.5209 | 660.3057 | 896.1439 | 910.9121 | 1047.4543 | 1156.5006 | 1208.5188 | 1304.7422 | 1308.9414 | 1194.4711 | 1114.121 | 1020.649
2045-06-28 | 984.0231 | 784.2057 | 732.7432 | 696.2223 | 734.5998 | 809.8033 | 907.5475 | 908.217 | 1009.401 | 952.9245 | 967.6002 | 899.8143 | 864.5075 | 763.1462 | 881.3501 | 922.0157 | 1095.6234 | 1146.3964 | 1279.3264 | 1290.5474 | 1331.386 | 1230.3913 | 1188.1887 | 1125.047
2045-06-29 | 981.5077 | 866.07 | 741.9153 | 705.4945 | 744.5685 | 889.9994 | 1019.1764 | 1045.7785 | 1100.1876 | 993.89 | 902.4319 | 825.2051 | 747.7857 | 710.5362 | 759.3061 | 981.2236 | 1085.9266 | 1215.5342 | 1221.2334 | 1297.634 | 1227.4469 | 1208.7554 | 1124.5532 | 1003.3584
2045-06-30 | 861.1927 | 774.493 | 719.6287 | 694.6549 | 723.9168 | 863.657 | 995.5458 | 1020.5202 | 1101.9161 | 990.4848 | 871.7732 | 796.4316 | 701.8224 | 645.7738 | 765.6148 | 882.0401 | 1065.8108 | 1178.2235 | 1162.1656 | 1199.8602 | 1142.3684 | 1151.1268 | 1120.1045 | 999.2835
2045-07-01 | 907.9007 | 829.1311 | 767.9322 | 733.3342 | 728.7656 | 812.1025 | 866.9546 | 939.1186 | 1065.472 | 925.3031 | 864.6933 | 826.3409 | 747.6724 | 757.1073 | 800.26 | 895.144 | 1130.9063 | 1244.6023 | 1235.159 | 1235.4603 | 1217.2118 | 1203.6511 | 1163.7118 | 1050.8421
2045-07-02 | 917.476 | 832.0895 | 770.4612 | 736.3604 | 738.4866 | 791.9942 | 818.4172 | 854.2845 | 1039.7842 | 923.2674 | 856.7593 | 731.752 | 680.6585 | 659.3935 | 695.4441 | 829.4099 | 1052.8502 | 1216.717 | 1321.5949 | 1324.2461 | 1348.1646 | 1256.5816 | 1155.2699 | 1035.9592
2045-07-03 | 886.431 | 796.0094 | 740.3577 | 726.818 | 766.6262 | 911.825 | 1078.2236 | 1124.1543 | 1222.572 | 1078.6786 | 1031.9618 | 1041.1019 | 917.7475 | 884.224 | 866.6808 | 948.7607 | 1159.9622 | 1306.9644 | 1324.578 | 1321.1349 | 1336.5279 | 1283.3257 | 1145.0097 | 1048.8511
2045-07-04 | 897.953 | 839.0899 | 796.2324 | 738.5834 | 750.094 | 755.8148 | 787.179 | 772.7389 | 939.3051 | 926.464 | 964.1006 | 767.8995 | 727.0227 | 627.9495 | 817.4769 | 807.9375 | 974.9728 | 1158.8384 | 1191.4595 | 1299.5105 | 1318.8972 | 1212.6092 | 1120.6141 | 1034.6272
2045-07-05 | 1006.0937 | 803.5035 | 746.3379 | 717.9687 | 756.3382 | 836.5705 | 945.8701 | 962.1722 | 1043.5939 | 976.9232 | 1018.9565 | 940.7852 | 879.7184 | 792.2966 | 899.6511 | 908.0305 | 1131.7185 | 1195.5556 | 1329.9504 | 1353.2622 | 1382.8925 | 1287.7701 | 1226.3035 | 1151.3849
2045-07-06 | 992.0266 | 880.3845 | 752.7482 | 716.7037 | 752.071 | 899.8954 | 1043.6783 | 1102.2277 | 1147.0714 | 1048.1761 | 975.3987 | 987.1487 | 807.6451 | 773.8799 | 762.7843 | 951.8255 | 1092.9482 | 1244.5656 | 1239.5991 | 1340.3192 | 1263.0084 | 1241.6814 | 1142.4494 | 1008.7178
2045-07-07 | 883.6705 | 799.5516 | 742.7362 | 717.1859 | 742.6873 | 886.8743 | 1031.1435 | 1078.8792 | 1123.4341 | 1025.5848 | 946.1372 | 888.0938 | 784.2154 | 752.6077 | 782.2261 | 911.5466 | 1064.7535 | 1213.9519 | 1195.3747 | 1257.9148 | 1182.9924 | 1203.1531 | 1150.2581 | 1022.0175
2045-07-08 | 911.5307 | 828.5564 | 770.7243 | 736.0123 | 731.3332 | 815.1598 | 878.9888 | 971.1599 | 1106.8233 | 947.7278 | 875.7849 | 868.9017 | 745.7776 | 696.7613 | 692.6217 | 787.2227 | 1017.9351 | 1185.2249 | 1219.6128 | 1239.8385 | 1221.7919 | 1209.2072 | 1166.3517 | 1054.1772
2045-07-09 | 895.3462 | 808.6471 | 748.0238 | 715.5679 | 717.3397 | 766.5788 | 798.0431 | 837.1992 | 1008.8024 | 893.6896 | 807.3868 | 657.3342 | 591.3715 | 593.2451 | 616.662 | 762.7088 | 1022.0395 | 1178.3134 | 1278.6471 | 1299.3067 | 1318.4632 | 1225.0698 | 1122.279 | 1005.9737
2045-07-10 | 879.5385 | 788.8351 | 734.1106 | 721.0728 | 760.7811 | 904.8575 | 1069.468 | 1114.7442 | 1173.5812 | 1029.3264 | 998.0132 | 952.8548 | 837.5669 | 823.0432 | 881.1739 | 975.0808 | 1199.7146 | 1296.1237 | 1322.098 | 1315.965 | 1323.0514 | 1275.684 | 1137.845 | 1040.9463
2045-07-11 | 864.0064 | 805.303 | 765.7533 | 727.7376 | 766.0894 | 848.9929 | 975.2014 | 969.9427 | 1097.9303 | 1025.8225 | 1060.198 | 977.0673 | 895.6982 | 761.221 | 916.1946 | 868.8546 | 1027.7609 | 1197.0307 | 1251.7845 | 1371.3346 | 1363.9124 | 1242.3539 | 1151.6271 | 1044.8849
2045-07-12 | 1021.7377 | 823.7493 | 770.464 | 733.8041 | 768.4643 | 852.0063 | 966.7055 | 984.8947 | 1060.0489 | 1005.0489 | 1039.5168 | 960.8308 | 896.1004 | 879.2696 | 1033.8907 | 1070.9118 | 1224.4068 | 1253.3774 | 1362.2489 | 1372.8736 | 1397.8099 | 1303.4036 | 1244.6253 | 1167.9428
2045-07-13 | 1004.8668 | 894.1339 | 766.8572 | 730.0103 | 765.183 | 915.6776 | 1059.7463 | 1126.5062 | 1206.9583 | 1129.5665 | 1046.3355 | 1045.3835 | 958.2977 | 831.7602 | 816.1964 | 977.4702 | 1146.2236 | 1300.7956 | 1274.0162 | 1360.473 | 1277.8753 | 1259.5468 | 1162.0083 | 1027.6202
2045-07-14 | 906.1627 | 821.6388 | 765.3996 | 738.0986 | 764.2681 | 912.3506 | 1065.4438 | 1111.3757 | 1176.9037 | 1072.7477 | 984.4307 | 965.3397 | 835.8925 | 794.79 | 829.8809 | 992.5348 | 1152.6364 | 1268.9144 | 1243.6449 | 1286.7469 | 1218.1684 | 1233.8935 | 1178.8886 | 1052.0763
2045-07-15 | 924.3013 | 840.9111 | 783.9182 | 749.1376 | 744.6228 | 831.3242 | 898.2787 | 989.4305 | 1094.3597 | 929.3719 | 866.9967 | 850.4318 | 761.4698 | 743.9129 | 784.0502 | 901.6489 | 1098.8865 | 1228.088 | 1247.4676 | 1257.2733 | 1240.6052 | 1229.2428 | 1184.9008 | 1073.6298
2045-07-16 | 919.7827 | 832.7291 | 773.4442 | 739.1874 | 741.2743 | 795.4342 | 831.3189 | 885.4304 | 1072.4917 | 947.4968 | 840.0188 | 743.4956 | 660.7875 | 686.5886 | 735.2346 | 858.0591 | 1047.1165 | 1211.6015 | 1322.0253 | 1327.3801 | 1352.5983 | 1258.9651 | 1161.1353 | 1039.9929
2045-07-17 | 878.0199 | 788.6117 | 732.434 | 719.5607 | 759.003 | 902.908 | 1073.6616 | 1142.4408 | 1191.2061 | 1057.2258 | 1025.8123 | 1052.6237 | 948.7722 | 948.7329 | 942.6923 | 1027.4603 | 1213.737 | 1343.5049 | 1331.1629 | 1314.801 | 1318.2631 | 1273.0893 | 1135.7679 | 1038.5276
2045-07-18 | 860.3083 | 803.3532 | 762.1317 | 724.535 | 762.8223 | 844.4826 | 965.1476 | 963.0843 | 1091.0835 | 1008.7464 | 1050.2691 | 985.8856 | 997.0776 | 885.5944 | 1063.3636 | 1026.6437 | 1162.5053 | 1255.2207 | 1264.82 | 1361.9067 | 1361.1699 | 1239.7746 | 1143.4623 | 1038.3585
2045-07-19 | 1017.3732 | 822.4638 | 768.1713 | 730.134 | 764.7102 | 846.9338 | 966.1522 | 986.7165 | 1071.6356 | 1002.5956 | 1032.5011 | 1001.2569 | 882.245 | 821.9333 | 925.4312 | 921.826 | 1128.1771 | 1207.3321 | 1346.2119 | 1363.4407 | 1397.9642 | 1295.2359 | 1237.5386 | 1161.5758
2045-07-20 | 991.1274 | 881.5209 | 753.346 | 717.2083 | 752.3918 | 900.2823 | 1044.3699 | 1104.2689 | 1129.7644 | 1004.2141 | 929.9268 | 866.6448 | 779.6475 | 754.0137 | 794.1865 | 971.7779 | 1105.1814 | 1262.0004 | 1255.1061 | 1341.5904 | 1259.2786 | 1243.1712 | 1142.9853 | 1009.1021
2045-07-21 | 900.4304 | 816.5734 | 760.2605 | 733.6447 | 759.6055 | 906.6316 | 1060.4068 | 1094.4882 | 1156.8771 | 1030.9868 | 941.7956 | 864.8018 | 796.2559 | 774.5348 | 841.7757 | 993.1124 | 1146.8864 | 1261.7439 | 1234.9925 | 1277.1962 | 1209.0832 | 1228.4887 | 1176.1789 | 1044.6834
2045-07-22 | 925.3957 | 842.0533 | 784.5818 | 749.2846 | 745.0203 | 831.7129 | 902.8422 | 1026.3445 | 1147.4676 | 954.8641 | 887.9298 | 880.7369 | 740.6052 | 694.1517 | 757.4168 | 935.1298 | 1191.7407 | 1278.3161 | 1271.6925 | 1253.9262 | 1240.2154 | 1231.6556 | 1186.9136 | 1074.8827
2045-07-23 | 912.826 | 825.0659 | 762.9528 | 729.4802 | 731.4998 | 783.649 | 820.4459 | 871.6765 | 1072.4665 | 966.3128 | 877.0947 | 820.4593 | 705.8544 | 732.3544 | 757.6724 | 862.56 | 1062.3526 | 1214.5918 | 1317.3455 | 1318.4959 | 1336.2153 | 1248.2172 | 1142.0051 | 1025.6126
2045-07-24 | 879.9614 | 788.0453 | 735.1073 | 722.4134 | 762.0144 | 905.9568 | 1080.4928 | 1166.0193 | 1247.9915 | 1117.7655 | 1082.5754 | 1114.2533 | 1149.8877 | 1034.9509 | 992.5222 | 1059.8475 | 1236.5547 | 1336.6784 | 1342.2979 | 1317.2961 | 1326.3861 | 1275.339 | 1138.9912 | 1042.0228
2045-07-25 | 864.1893 | 806.1489 | 764.5424 | 726.7556 | 765.0981 | 847.2113 | 969.058 | 959.07 | 1070.7735 | 994.7509 | 1023.7313 | 890.2931 | 859.0494 | 788.3766 | 959.7822 | 955.1802 | 1113.21 | 1243.4322 | 1272.0591 | 1368.8972 | 1362.2212 | 1240.826 | 1147.5828 | 1041.7279
2045-07-26 | 1011.2053 | 814.9128 | 761.2961 | 723.7325 | 758.7135 | 839.6194 | 959.2987 | 976.4715 | 1083.0408 | 1017.1982 | 1035.8908 | 1045.607 | 919.8164 | 799.0973 | 919.9245 | 933.0195 | 1147.6139 | 1214.4285 | 1340.5853 | 1357.8229 | 1384.8531 | 1290.2901 | 1227.8892 | 1153.8367
2045-07-27 | 1011.3533 | 896.8257 | 772.8903 | 735.5386 | 770.8808 | 922.5071 | 1073.1154 | 1140.7078 | 1181.6309 | 1082.7883 | 980.9698 | 966.4501 | 822.5297 | 785.1623 | 779.8814 | 976.4989 | 1139.5766 | 1291.8331 | 1287.3448 | 1364.179 | 1289.2059 | 1268.3254 | 1170.4297 | 1035.1292
2045-07-28 | 902.3226 | 818.3574 | 762.035 | 735.1169 | 761.0132 | 908.6437 | 1062.7036 | 1098.5752 | 1162.2198 | 1043.6318 | 947.0489 | 911.9175 | 830.9408 | 766.7725 | 795.8865 | 955.0702 | 1119.0107 | 1262.4493 | 1238.5182 | 1280.1085 | 1214.2658 | 1227.5366 | 1177.3753 | 1048.3459
2045-07-29 | 905.8344 | 823.1567 | 765.5048 | 731.0298 | 726.5243 | 809.7308 | 878.1995 | 958.0971 | 1051.4033 | 906.6726 | 832.4658 | 700.5299 | 634.2693 | 620.4572 | 661.8606 | 790.9012 | 1036.7024 | 1196.0006 | 1224.2217 | 1228.4229 | 1215.6538 | 1201.1259 | 1159.1171 | 1047.5992
2045-07-30 | 904.4221 | 817.8609 | 755.2675 | 722.287 | 724.1762 | 774.7478 | 809.8217 | 856.3019 | 1010.6579 | 882.9632 | 809.0988 | 680.0251 | 602.2544 | 615.2968 | 661.179 | 772.9835 | 1017.153 | 1172.3421 | 1308.3149 | 1309.3816 | 1324.7609 | 1236.5145 | 1132.606 | 1015.0806
2045-07-31 | 883.9301 | 794.715 | 739.1252 | 725.8571 | 765.9901 | 910.5855 | 1082.6597 | 1146.2315 | 1202.0066 | 1038.2269 | 1018.7127 | 1057.3661 | 936.2761 | 974.8497 | 1043.7071 | 1104.587 | 1282.8009 | 1387.6661 | 1338.5657 | 1321.0963 | 1328.6529 | 1281.2775 | 1146.1946 | 1047.0658
2045-08-01 | 940.7397 | 873.4371 | 828.2132 | 791.6782 | 833.0936 | 930.5324 | 1060.423 | 1053.3769 | 1182.6749 | 1123.4363 | 1134.5873 | 1046.9563 | 992.8012 | 875.2852 | 999.0209 | 946.6663 | 1101.1907 | 1266.1312 | 1341.4209 | 1439.1185 | 1439.5132 | 1313.5326 | 1210.9452 | 1116.0439
2045-08-02 | 1084.4765 | 881.4254 | 824.4528 | 788.8285 | 826.9079 | 922.7328 | 1049.3348 | 1036.7659 | 1120.1438 | 1039.2359 | 1059.485 | 981.5687 | 939.052 | 849.09 | 975.4329 | 958.8322 | 1179.8372 | 1269.8797 | 1400.0103 | 1422.342 | 1459.7552 | 1354.1445 | 1294.7375 | 1225.8194
2045-08-03 | 1068.1216 | 950.623 | 818.443 | 783.6878 | 822.4793 | 985.7598 | 1139.7455 | 1157.5914 | 1169.0509 | 1041.5355 | 959.2043 | 827.7367 | 819.7876 | 784.5875 | 801.067 | 991.8517 | 1167.5618 | 1339.9883 | 1330.7157 | 1407.661 | 1338.9576 | 1313.6554 | 1209.0532 | 1083.6757
2045-08-04 | 957.6364 | 870.2382 | 805.8542 | 781.6492 | 810.4291 | 969.652 | 1127.1936 | 1143.8605 | 1177.9002 | 1055.0304 | 988.4639 | 927.4643 | 825.6882 | 776.9584 | 790.6973 | 922.1648 | 1117.9248 | 1297.2997 | 1278.0571 | 1326.7605 | 1260.6764 | 1269.2981 | 1214.331 | 1093.8512
2045-08-05 | 964.7617 | 877.2628 | 813.9521 | 782.4928 | 782.8273 | 883.3989 | 964.9798 | 1025.5515 | 1130.8848 | 979.8159 | 893.9981 | 893.4708 | 815.6125 | 740.5624 | 792.2138 | 916.696 | 1153.6837 | 1272.4423 | 1279.9036 | 1286.8388 | 1274.0046 | 1253.7137 | 1203.7199 | 1093.3989
2045-08-06 | 960.5862 | 868.6389 | 801.8286 | 772.0094 | 779.3291 | 847.5082 | 900.19 | 935.3713 | 1120.3093 | 1022.6075 | 902.9687 | 857.479 | 778.8796 | 751.0141 | 781.4457 | 886.4043 | 1107.2005 | 1250.6518 | 1362.5053 | 1361.8431 | 1379.2642 | 1285.8561 | 1176.6688 | 1059.6934
2045-08-07 | 945.1644 | 848.2877 | 787.9833 | 777.3524 | 819.7718 | 976.3564 | 1156.161 | 1199.6726 | 1270.3015 | 1091.0647 | 1043.0224 | 1023.1719 | 938.0235 | 934.521 | 933.1185 | 1009.707 | 1234.6208 | 1383.7551 | 1393.276 | 1370.725 | 1381.7457 | 1330.9657 | 1190.1386 | 1100.3156
2045-08-08 | 931.7748 | 866.0863 | 820.5558 | 784.8166 | 826.6282 | 922.9219 | 1053.3303 | 1019.7204 | 1108.5644 | 1032.6811 | 1038.5527 | 822.3156 | 854.6991 | 753.2113 | 941.3739 | 905.0114 | 1129.4046 | 1291.3721 | 1334.047 | 1424.9022 | 1426.355 | 1307.3129 | 1201.1402 | 1105.418
2045-08-09 | 1076.0766 | 871.5231 | 815.1034 | 780.1679 | 818.0474 | 912.1948 | 1043.4547 | 1065.7731 | 1157.7385 | 1062.8485 | 1079.6603 | 1060.0245 | 978.1177 | 881.6779 | 995.645 | 1009.2117 | 1213.0889 | 1293.7927 | 1392.45 | 1415.9975 | 1447.2344 | 1343.698 | 1279.7598 | 1213.7496
2045-08-10 | 1068.692 | 949.657 | 819.204 | 784.6929 | 823.0848 | 986.5383 | 1141.1522 | 1181.765 | 1228.3568 | 1095.1785 | 1010.9253 | 984.1945 | 866.2471 | 816.463 | 807.0086 | 942.9368 | 1133.4193 | 1327.0911 | 1330.0827 | 1410.8267 | 1332.0598 | 1317.4198 | 1209.7871 | 1085.762
2045-08-11 | 933.562 | 843.3378 | 780.8305 | 759.3158 | 787.739 | 942.8132 | 1103.3459 | 1116.2255 | 1143.8191 | 1020.5369 | 938.8632 | 848.4179 | 762.9322 | 725.6291 | 785.5094 | 925.0691 | 1141.0111 | 1278.8007 | 1253.3414 | 1295.9746 | 1228.1295 | 1237.3825 | 1179.6664 | 1060.421
2045-08-12 | 957.8766 | 872.582 | 806.7382 | 775.8669 | 776.1134 | 875.0209 | 956.35 | 1011.8527 | 1105.239 | 934.1805 | 874.2804 | 763.1487 | 682.128 | 633.3286 | 691.8364 | 829.6456 | 1097.1241 | 1241.4924 | 1264.2013 | 1278.8575 | 1261.2438 | 1243.4444 | 1195.3153 | 1083.9075
2045-08-13 | 966.797 | 875.1275 | 808.8168 | 778.5397 | 785.9676 | 855.4769 | 910.7933 | 936.2167 | 1107.4749 | 972.3442 | 868.9984 | 717.6955 | 680.7407 | 682.8689 | 728.5796 | 856.4479 | 1096.226 | 1265.1073 | 1370.8338 | 1366.3489 | 1393.536 | 1292.138 | 1187.7783 | 1069.252
2045-08-14 | 939.1161 | 842.1455 | 781.1604 | 770.6694 | 813.2886 | 968.7144 | 1145.8701 | 1186.4862 | 1241.1365 | 1050.0606 | 993.6205 | 954.1656 | 885.1377 | 907.7008 | 956.9121 | 1070.2401 | 1265.3752 | 1397.1239 | 1389.4853 | 1363.1434 | 1376.4412 | 1322.0128 | 1179.0135 | 1092.0984
2045-08-15 | 915.5503 | 851.2859 | 805.2082 | 770.979 | 812.2444 | 905.6483 | 1036.7209 | 1009.0765 | 1099.6266 | 990.8092 | 1020.7501 | 795.8238 | 849.2877 | 768.2068 | 939.0957 | 906.1683 | 1142.4915 | 1268.6456 | 1316.9908 | 1409.705 | 1408.9108 | 1283.2261 | 1180.4853 | 1086.0751
2045-08-16 | 1072.8348 | 871.0198 | 811.8874 | 777.3383 | 815.1427 | 908.6056 | 1037.1839 | 1018.9823 | 1072.6454 | 1014.1982 | 1040.0621 | 996.9151 | 903.8475 | 844.2364 | 1023.8639 | 1045.9498 | 1238.0939 | 1331.9364 | 1417.2463 | 1411.1904 | 1444.0798 | 1337.3601 | 1274.6947 | 1209.4805
2045-08-17 | 1063.2629 | 945.1498 | 812.7652 | 778.7526 | 808.5887 | 970.746 | 1130.7028 | 1154.2251 | 1171.2715 | 1042.1211 | 963.642 | 857.2077 | 815.1807 | 823.585 | 849.9424 | 996.1115 | 1182.9074 | 1348.8435 | 1328.0565 | 1400.0288 | 1326.14 | 1303.1838 | 1201.0319 | 1076.4903
2045-08-18 | 987.7923 | 897.8107 | 830.8612 | 787.1484 | 793.4677 | 864.2837 | 944.707 | 945.8863 | 1055.4056 | 991.3755 | 919.9495 | 824.4027 | 774.4504 | 748.6131 | 826.0989 | 992.0215 | 1155.9458 | 1294.9995 | 1249.3491 | 1252.3714 | 1198.5146 | 1241.9472 | 1182.3522 | 1070.8196
2045-08-19 | 951.8219 | 861.2376 | 792.8933 | 769.4886 | 773.6267 | 872.0943 | 954.1755 | 1018.9688 | 1113.5916 | 951.119 | 890.0776 | 847.0633 | 685.142 | 661.2578 | 703.8862 | 833.0036 | 1118.2519 | 1273.609 | 1285.7955 | 1272.2365 | 1259.978 | 1240.4582 | 1190.5855 | 1080.3326
2045-08-20 | 965.4607 | 871.0769 | 804.478 | 774.5405 | 781.9073 | 850.7028 | 911.7956 | 922.6467 | 1086.0724 | 958.0975 | 875.807 | 727.8941 | 697.5984 | 683.7481 | 746.8651 | 930.2507 | 1147.8737 | 1299.303 | 1383.7844 | 1366.907 | 1386.1649 | 1285.4403 | 1181.6729 | 1063.3541
2045-08-21 | 935.3646 | 839.7281 | 779.0305 | 768.9383 | 811.2432 | 965.8888 | 1147.969 | 1181.6864 | 1221.117 | 1086.7092 | 1044.5021 | 1024.5774 | 903.6482 | 887.4868 | 889.43 | 989.7517 | 1213.1204 | 1368.1879 | 1392.6127 | 1359.3302 | 1375.7706 | 1315.8395 | 1177.5342 | 1089.302
2045-08-22 | 926.4754 | 862.0169 | 816.2807 | 781.0539 | 822.3151 | 917.5366 | 1052.8644 | 1027.8725 | 1134.9512 | 1067.5347 | 1075.2732 | 970.4402 | 960.5443 | 887.4119 | 1108.0386 | 1041.2285 | 1211.4495 | 1348.8267 | 1349.5941 | 1424.2386 | 1422.2764 | 1298.2972 | 1196.073 | 1100.9498
2045-08-23 | 1067.1132 | 866.0859 | 805.6829 | 771.2084 | 808.6044 | 900.7107 | 1033.2104 | 1061.3814 | 1157.2808 | 1139.4789 | 1176.7819 | 1168.5755 | 1209.8412 | 1111.1281 | 1206.029 | 1191.1912 | 1344.3099 | 1351.3122 | 1406.7249 | 1402.5545 | 1435.5617 | 1332.0431 | 1269.0705 | 1205.7833
2045-08-24 | 1061.7115 | 939.7314 | 806.6456 | 772.841 | 810.8288 | 971.7393 | 1137.5862 | 1230.7095 | 1281.9975 | 1169.2969 | 1085.275 | 1116.6134 | 1108.7848 | 974.3871 | 1017.0565 | 1166.8614 | 1315.4693 | 1437.4603 | 1354.7322 | 1396.8814 | 1321.9073 | 1297.3936 | 1194.2621 | 1069.5509
2045-08-25 | 958.7079 | 866.874 | 802.0125 | 778.2755 | 806.6082 | 964.9123 | 1129.7054 | 1151.3605 | 1218.1243 | 1089.7695 | 1016.5626 | 1040.953 | 1004.9365 | 942.5198 | 993.1017 | 1110.8012 | 1260.0419 | 1371.822 | 1308.8815 | 1316.9962 | 1255.4841 | 1264.5989 | 1208.1255 | 1087.8053
2045-08-26 | 961.3052 | 872.1284 | 805.5782 | 774.9298 | 775.3861 | 873.9627 | 957.434 | 1031.0105 | 1119.6682 | 981.6875 | 891.9824 | 877.3361 | 762.454 | 740.3959 | 880.1534 | 1040.986 | 1241.2833 | 1314.8764 | 1301.8685 | 1273.2228 | 1262.0601 | 1243.7446 | 1192.0158 | 1081.6787
2045-08-27 | 959.5634 | 865.0792 | 798.0323 | 768.4997 | 775.8608 | 843.8233 | 895.4252 | 931.0774 | 1116.0679 | 1010.6022 | 915.3329 | 877.4593 | 755.3484 | 795.2866 | 892.4239 | 986.0545 | 1178.5789 | 1304.4451 | 1378.6691 | 1360.5605 | 1376.2575 | 1281.5354 | 1171.6554 | 1053.7946
2045-08-28 | 922.68 | 824.3045 | 765.2537 | 756.0193 | 798.1302 | 950.3053 | 1132.9932 | 1169.7929 | 1188.0948 | 1044.9764 | 1013.6067 | 989.8036 | 944.7168 | 910.8041 | 917.9102 | 1006.4898 | 1243.5306 | 1389.717 | 1380.5558 | 1346.074 | 1354.8488 | 1300.1216 | 1155.9491 | 1069.966
2045-08-29 | 914.0083 | 849.0624 | 803.7389 | 769.5953 | 810.668 | 903.4727 | 1038.1889 | 992.6744 | 1080.4715 | 984.9109 | 1005.9126 | 786.7574 | 828.6255 | 794.1567 | 1007.0146 | 979.4584 | 1179.1966 | 1304.8651 | 1320.7567 | 1409.6391 | 1407.1489 | 1282.9154 | 1178.3995 | 1081.4491
2045-08-30 | 1067.8554 | 862.9003 | 805.9776 | 771.5076 | 809.372 | 901.6376 | 1038.4521 | 1020.0443 | 1089.3612 | 1004.3337 | 1037.9057 | 950.4701 | 889.8729 | 831.2771 | 964.5147 | 965.599 | 1196.3663 | 1277.805 | 1399.5928 | 1402.2083 | 1436.3341 | 1331.6722 | 1265.5217 | 1201.6913
2045-08-31 | 1048.6219 | 929.0642 | 797.6354 | 764.846 | 802.7023 | 961.9265 | 1121.2487 | 1172.6467 | 1203.098 | 1062.9163 | 968.8466 | 925.0553 | 822.1894 | 805.6523 | 787.6593 | 950.0261 | 1122.3714 | 1266.7146 | 1288.9116 | 1386.3279 | 1309.6686 | 1285.3213 | 1177.0598 | 1056.1735
2045-09-01 | 938.2623 | 854.6274 | 798.3639 | 779.0911 | 805.6432 | 961.4027 | 1127.7548 | 1135.4544 | 1185.256 | 1017.4493 | 939.2803 | 901.4314 | 876.0717 | 822.5639 | 818.0037 | 918.1587 | 1128.3639 | 1261.5187 | 1282.9751 | 1290.9148 | 1219.7769 | 1226.1912 | 1171.6758 | 1061.4141
2045-09-02 | 961.8732 | 880.91 | 827.7211 | 797.0579 | 796.1412 | 899.7428 | 986.843 | 1039.8175 | 1139.3613 | 983.5881 | 928.4938 | 932.2432 | 803.8965 | 743.4694 | 767.2312 | 891.4565 | 1145.1268 | 1273.6365 | 1313.4778 | 1279.3681 | 1254.7972 | 1236.692 | 1187.6556 | 1085.0939
2045-09-03 | 958.7242 | 871.7775 | 817.5378 | 788.817 | 786.6463 | 859.9532 | 923.7335 | 960.9571 | 1154.6719 | 1041.8076 | 997.1272 | 983.0589 | 1037.3766 | 990.4315 | 894.4825 | 954.6611 | 1149.616 | 1261.397 | 1390.2441 | 1340.7093 | 1359.9615 | 1271.0392 | 1171.5293 | 1061.8252
2045-09-04 | 968.0587 | 875.7632 | 818.4376 | 791.1341 | 817.0631 | 907.0363 | 1025.3538 | 1035.7666 | 1134.3375 | 1008.185 | 995.497 | 969.5138 | 857.2127 | 886.1948 | 850.9257 | 942.5831 | 1145.7155 | 1318.3698 | 1356.9362 | 1286.322 | 1308.6638 | 1269.4994 | 1135.953 | 1058.9551
2045-09-05 | 921.2699 | 860.0846 | 819.5368 | 791.8467 | 834.0643 | 928.9136 | 1060.7461 | 1009.035 | 1084.991 | 991.972 | 1027.7855 | 761.0486 | 829.2554 | 772.3706 | 959.4034 | 955.3393 | 1128.1076 | 1263.5497 | 1350.1702 | 1403.0674 | 1399.3485 | 1276.3267 | 1184.2361 | 1094.8454
2045-09-06 | 1065.8278 | 870.1054 | 820.1457 | 785.8643 | 821.1511 | 913.4713 | 1041.9291 | 1009.6796 | 1070.7003 | 974.3244 | 1014.6231 | 879.8284 | 851.6571 | 759.4614 | 883.339 | 919.3994 | 1139.3207 | 1231.2354 | 1403.3275 | 1378.1746 | 1416.8271 | 1309.6158 | 1252.3302 | 1195.1414
2045-09-07 | 1060.8465 | 949.8328 | 826.709 | 793.0825 | 828.4368 | 990.5628 | 1157.0876 | 1188.9586 | 1250.0318 | 1094.7333 | 992.5996 | 973.8008 | 896.1244 | 901.1864 | 889.3245 | 1035.2266 | 1191.5627 | 1332.3721 | 1362.4519 | 1393.3707 | 1310.6757 | 1282.4174 | 1186.5757 | 1070.1608
2045-09-08 | 940.15 | 856.0838 | 802.7105 | 781.4292 | 807.1785 | 963.2518 | 1129.1999 | 1121.0697 | 1151.282 | 996.4195 | 920.5171 | 831.9023 | 791.7953 | 747.4437 | 799.265 | 966.3312 | 1159.1045 | 1266.1785 | 1294.6805 | 1294.5922 | 1220.5553 | 1227.9736 | 1177.0367 | 1061.9919
2045-09-09 | 954.8542 | 874.4634 | 820.8603 | 790.7251 | 789.3376 | 891.7249 | 982.2984 | 1035.9418 | 1124.6936 | 945.4823 | 903.2678 | 858.0313 | 705.3447 | 687.1636 | 718.0043 | 864.8122 | 1112.5564 | 1252.4148 | 1309.5085 | 1262.4124 | 1245.8468 | 1229.5548 | 1179.5435 | 1076.2319
2045-09-10 | 953.4804 | 867.8516 | 809.6813 | 781.313 | 787.114 | 858.7736 | 915.3866 | 915.0362 | 1082.0795 | 931.6869 | 864.6121 | 763.6052 | 712.0014 | 710.0274 | 710.3395 | 855.2823 | 1107.7216 | 1261.167 | 1394.0584 | 1341.8516 | 1354.1761 | 1257.671 | 1153.968 | 1045.3776
2045-09-11 | 925.7861 | 836.0652 | 783.233 | 774.254 | 814.2893 | 967.0433 | 1150.4562 | 1168.1146 | 1232.0205 | 1053.0979 | 1017.0996 | 1046.3168 | 1008.4646 | 1072.3193 | 1056.6152 | 1149.268 | 1311.3036 | 1410.2573 | 1399.119 | 1333.7335 | 1336.5823 | 1284.6291 | 1148.7032 | 1069.0932
2045-09-12 | 915.1889 | 858.7492 | 820.9597 | 786.585 | 824.9204 | 918.0328 | 1059.3194 | 1039.2969 | 1155.0774 | 1077.7368 | 1135.4734 | 1076.2441 | 1159.8072 | 993.8618 | 1135.2083 | 1138.2007 | 1263.1042 | 1327.3356 | 1352.3678 | 1393.157 | 1390.0157 | 1266.8441 | 1169.5039 | 1080.0002
2045-09-13 | 1064.109 | 865.9128 | 813.9813 | 780.211 | 814.8963 | 905.9183 | 1041.3742 | 1039.3493 | 1150.3826 | 1108.3078 | 1152.3461 | 1149.3381 | 1194.0276 | 1052.7078 | 1155.3257 | 1127.0513 | 1297.1178 | 1305.5646 | 1413.5715 | 1379.1664 | 1406.4726 | 1301.4723 | 1248.484 | 1191.8393
2045-09-14 | 1040.6195 | 926.2438 | 800.7536 | 768.6647 | 803.5854 | 960.6327 | 1122.2936 | 1145.0842 | 1169.3805 | 1044.6617 | 991.6429 | 1019.3967 | 905.2712 | 883.4437 | 865.2299 | 1016.6508 | 1188.2522 | 1346.6582 | 1328.4676 | 1362.5792 | 1272.965 | 1247.385 | 1150.5308 | 1034.4213
2045-09-15 | 950.6381 | 867.4963 | 814.9606 | 791.6892 | 817.4313 | 975.5999 | 1148.8095 | 1194.0061 | 1252.546 | 1109.251 | 990.6249 | 1000.8201 | 950.5216 | 840.5072 | 891.6735 | 1029.5441 | 1220.5646 | 1327.7804 | 1324.8603 | 1305.8217 | 1234.5463 | 1246.0647 | 1190.3758 | 1078.7545
2045-09-16 | 967.8194 | 888.7696 | 833.6518 | 802.5639 | 801.6057 | 906.4183 | 994.3508 | 1057.0628 | 1163.1038 | 987.8922 | 925.4375 | 893.4978 | 687.7819 | 664.9436 | 702.1546 | 834.4627 | 1133.2305 | 1287.7895 | 1332.9102 | 1279.7321 | 1262.2937 | 1246.3123 | 1197.6823 | 1093.6608
2045-09-17 | 957.9169 | 870.6594 | 812.7083 | 784.5064 | 790.4026 | 862.9622 | 925.6126 | 935.2636 | 1105.1979 | 979.6193 | 877.4002 | 808.2127 | 789.7333 | 772.3764 | 770.2675 | 893.557 | 1143.3783 | 1299.9906 | 1394.1118 | 1347.1536 | 1355.5442 | 1263.1341 | 1158.8599 | 1049.5287
2045-09-18 | 931.2671 | 842.1502 | 790.1856 | 780.3509 | 820.3673 | 974.3487 | 1155.1821 | 1171.3023 | 1192.7869 | 992.7095 | 966.1462 | 832.0636 | 782.0559 | 803.0313 | 820.2855 | 939.4896 | 1186.7433 | 1340.7832 | 1395.018 | 1334.2711 | 1345.6067 | 1290.6034 | 1158.664 | 1077.2714
2045-09-19 | 917.9823 | 859.368 | 821.6674 | 787.4527 | 826.0654 | 919.4117 | 1058.072 | 1017.0378 | 1124.6422 | 1029.5391 | 1046.7735 | 889.514 | 850.6007 | 791.7066 | 983.3729 | 952.2016 | 1113.7528 | 1266.1208 | 1346.8261 | 1395.0762 | 1388.6993 | 1265.2191 | 1172.0844 | 1082.4536
2045-09-20 | 1067.8692 | 871.2332 | 819.7609 | 785.6654 | 820.8033 | 913.0325 | 1047.1199 | 1042.0469 | 1126.2345 | 1018.9949 | 1039.752 | 947.3608 | 839.1548 | 768.8849 | 902.8959 | 955.9523 | 1194.1092 | 1271.1136 | 1411.0199 | 1388.2712 | 1415.2252 | 1308.6291 | 1252.5937 | 1194.4642
2045-09-21 | 1063.2265 | 951.3259 | 827.6492 | 793.8981 | 829.3215 | 991.6283 | 1158.4381 | 1184.6354 | 1232.7528 | 1103.3127 | 1024.929 | 1044.2312 | 909.2224 | 895.3677 | 839.6268 | 1000.5017 | 1220.0923 | 1396.5907 | 1373.731 | 1394.2907 | 1312.4181 | 1284.2776 | 1188.1887 | 1071.4978
2045-09-22 | 943.9959 | 863.1618 | 808.0162 | 785.6421 | 811.3681 | 968.2976 | 1139.2145 | 1182.3354 | 1205.8458 | 1054.4747 | 971.3475 | 916.6851 | 806.7974 | 769.8036 | 806.3253 | 969.4358 | 1158.2393 | 1309.3714 | 1311.5085 | 1292.9519 | 1227.287 | 1235.5115 | 1182.5039 | 1068.953
2045-09-23 | 963.4098 | 882.5466 | 825.5116 | 795.0583 | 794.128 | 897.2356 | 990.9701 | 1045.2008 | 1130.9385 | 912.5429 | 872.4249 | 802.229 | 698.6676 | 695.3323 | 765.8964 | 907.0603 | 1188.5947 | 1302.9632 | 1333.2303 | 1270.3224 | 1251.7521 | 1231.352 | 1188.3387 | 1086.2387
2045-09-24 | 965.827 | 878.3148 | 820.9127 | 791.6947 | 797.7361 | 872.2467 | 938.8735 | 946.9769 | 1103.9639 | 955.5205 | 863.5853 | 724.0196 | 655.2053 | 666.0158 | 682.714 | 823.6775 | 1112.836 | 1292.6549 | 1405.8803 | 1352.2273 | 1370.8392 | 1269.333 | 1172.3269 | 1060.4396
2045-09-25 | 946.7302 | 854.9481 | 803.4654 | 792.8498 | 832.8691 | 989.3701 | 1179.716 | 1223.817 | 1261.5974 | 1107.6165 | 1036.1542 | 1010.0657 | 894.9806 | 910.1905 | 919.5521 | 1041.2857 | 1273.2505 | 1399.3646 | 1434.5635 | 1358.8815 | 1363.2202 | 1313.0517 | 1175.8595 | 1095.5028
2045-09-26 | 932.0039 | 873.8779 | 837.2077 | 801.8998 | 840.6639 | 936.9937 | 1079.6146 | 1057.8512 | 1158.0129 | 1095.0242 | 1134.7382 | 1057.6649 | 1025.7026 | 936.0773 | 1121.2207 | 1047.2978 | 1230.4647 | 1363.7541 | 1379.8644 | 1415.8672 | 1409.3342 | 1287.2978 | 1193.1349 | 1103.5115
2045-09-27 | 1064.979 | 869.2006 | 817.5033 | 783.4639 | 818.2011 | 909.8985 | 1048.6824 | 1051.3627 | 1139.5053 | 1082.3411 | 1136.7766 | 1114.5979 | 1082.8039 | 955.0921 | 1120.9096 | 1118.6975 | 1306.3827 | 1336.7449 | 1422.7934 | 1381.8716 | 1412.9664 | 1307.2042 | 1249.1678 | 1192.9899
2045-09-28 | 1052.937 | 938.1783 | 813.5382 | 780.4728 | 815.5817 | 975.0806 | 1137.0976 | 1179.5156 | 1217.0551 | 1065.5057 | 978.3666 | 974.0325 | 872.2893 | 822.7844 | 828.4336 | 1021.3743 | 1222.0232 | 1365.2314 | 1350.4515 | 1375.9004 | 1290.4576 | 1264.9366 | 1168.4751 | 1051.9836
2045-09-29 | 947.8096 | 864.7816 | 812.0058 | 788.9229 | 814.6209 | 972.2152 | 1146.3172 | 1156.8954 | 1195.5387 | 1044.2145 | 968.3434 | 925.1702 | 838.3063 | 862.8551 | 922.0719 | 1073.2595 | 1242.5615 | 1355.7504 | 1325.113 | 1300.6005 | 1233.0339 | 1241.8478 | 1186.1095 | 1074.8805
2045-09-30 | 945.6231 | 868.5124 | 810.4811 | 781.1599 | 779.842 | 880.1864 | 971.5088 | 1024.8699 | 1101.1547 | 897.0171 | 846.33 | 809.4649 | 715.5893 | 681.7215 | 688.418 | 847.2059 | 1140.5414 | 1274.8939 | 1306.3682 | 1247.7023 | 1233.9143 | 1214.6173 | 1164.6157 | 1065.9713
2045-10-01 | 907.5162 | 822.1936 | 763.9372 | 734.1059 | 729.5855 | 799.794 | 845.841 | 879.61 | 1040.3335 | 919.8682 | 839.1824 | 780.2163 | 649.1581 | 666.6426 | 746.4787 | 891.8925 | 1123.2228 | 1282.4191 | 1388.9231 | 1296.7609 | 1315.3573 | 1218.4579 | 1112.4123 | 998.8543
2045-10-02 | 884.3689 | 798.0876 | 746.1567 | 734.4846 | 763.6467 | 914.881 | 1086.191 | 1116.2151 | 1157.5945 | 993.7941 | 983.4804 | 1014.8057 | 893.0919 | 949.1351 | 950.1824 | 1057.7597 | 1247.2089 | 1394.1855 | 1409.0508 | 1301.9566 | 1303.5034 | 1253.5477 | 1118.7506 | 1023.4217
2045-10-03 | 873.894 | 815.9277 | 778.7366 | 742.5193 | 770.2914 | 860.7243 | 982.2427 | 960.3891 | 1062.6116 | 999.6375 | 1063.4402 | 994.2252 | 944.7989 | 882.1734 | 1031.3824 | 980.7726 | 1180.9708 | 1328.2342 | 1353.0803 | 1359.1663 | 1351.5318 | 1227.7933 | 1131.4224 | 1030.0167
2045-10-04 | 1013.727 | 822.0403 | 770.2607 | 734.609 | 758.7629 | 846.9355 | 966.184 | 973.5917 | 1056.2846 | 972.3868 | 1014.3169 | 1033.6434 | 918.5076 | 911.3726 | 1064.1084 | 1107.1857 | 1275.974 | 1323.0757 | 1414.0692 | 1339.4315 | 1370.8803 | 1266.4094 | 1203.3446 | 1134.0904
2045-10-05 | 999.2927 | 890.9404 | 766.1049 | 731.4119 | 755.8519 | 911.7823 | 1063.2927 | 1115.8611 | 1148.0854 | 1047.1992 | 974.3119 | 1021.5936 | 896.603 | 878.8946 | 889.6363 | 1059.4245 | 1220.7681 | 1389.6467 | 1346.2396 | 1331.3236 | 1251.6603 | 1226.2773 | 1123.3278 | 991.3994
2045-10-06 | 891.6995 | 809.706 | 756.904 | 732.8484 | 747.8776 | 900.4254 | 1054.1515 | 1078.6963 | 1138.1991 | 1044.0473 | 967.3031 | 1001.1517 | 951.1503 | 857.3643 | 904.935 | 1046.8454 | 1203.6899 | 1332.6802 | 1302.8649 | 1245.1355 | 1182.1629 | 1188.4153 | 1132.1227 | 1005.9256
2045-10-07 | 904.8018 | 827.721 | 769.996 | 739.0444 | 727.2101 | 825.834 | 902.0187 | 966.2409 | 1050.3775 | 896.4431 | 854.9807 | 884.4115 | 742.7533 | 756.8311 | 817.1829 | 967.9536 | 1190.0838 | 1297.1895 | 1316.0761 | 1219.4118 | 1198.5849 | 1180.5325 | 1130.9881 | 1025.0817
2045-10-08 | 911.0676 | 825.953 | 767.937 | 738.039 | 733.9158 | 804.1118 | 853.0561 | 875.2529 | 1013.7555 | 878.995 | 805.7172 | 711.8597 | 689.5087 | 769.063 | 843.0296 | 992.8801 | 1191.1358 | 1341.1274 | 1398.669 | 1298.8423 | 1317.6666 | 1221.3782 | 1122.105 | 1008.5277
2045-10-09 | 884.1316 | 793.6472 | 742.4755 | 735.0953 | 772.7838 | 946.0942 | 1124.38 | 1155.3305 | 1186.0067 | 995.5548 | 960.6746 | 905.2042 | 818.3272 | 840.6366 | 864.7072 | 1006.9411 | 1245.9574 | 1401.4883 | 1400.2793 | 1302.9278 | 1318.2755 | 1256.2085 | 1125.5459 | 1035.3031
2045-10-10 | 872.5361 | 814.0407 | 776.6722 | 740.5205 | 768.261 | 858.2829 | 985.516 | 965.5558 | 1056.3061 | 986.4579 | 1017.8403 | 935.7829 | 891.3686 | 842.6917 | 1029.0959 | 990.6703 | 1195.6328 | 1339.7795 | 1348.6474 | 1353.5646 | 1348.1952 | 1226.9343 | 1128.2792 | 1034.9633
2045-10-11 | 1020.9661 | 826.6215 | 775.1624 | 739.1446 | 763.3703 | 852.4756 | 975.0404 | 980.7937 | 1060.5314 | 981.2127 | 1026.4254 | 999.4936 | 910.5365 | 882.567 | 995.2518 | 1050.3222 | 1274.2687 | 1342.4512 | 1420.9656 | 1343.5399 | 1378.049 | 1270.1244 | 1211.1233 | 1147.8226
2045-10-12 | 1012.2307 | 900.3099 | 776.1298 | 740.6881 | 765.275 | 923.1129 | 1075.4693 | 1122.8754 | 1165.6531 | 1064.7688 | 992.6788 | 1050.5049 | 988.8044 | 1016.4595 | 1017.1562 | 1154.7331 | 1324.3553 | 1432.7572 | 1364.1273 | 1344.2694 | 1262.3436 | 1238.3677 | 1139.1913 | 1014.4922
2045-10-13 | 891.4813 | 811.8938 | 755.31 | 731.3622 | 746.3678 | 898.61 | 1055.5795 | 1101.7879 | 1164.5027 | 1065.4587 | 986.1138 | 1012.5159 | 1095.464 | 927.2301 | 950.3128 | 1046.2225 | 1227.7675 | 1355.0456 | 1302.2081 | 1246.4141 | 1178.0383 | 1185.226 | 1130.9889 | 1015.537
2045-10-14 | 909.2193 | 829.4383 | 771.825 | 740.6878 | 728.9021 | 827.8685 | 907.2614 | 973.5302 | 1061.9879 | 896.2758 | 873.9972 | 914.3168 | 801.61 | 786.8886 | 869.166 | 1020.519 | 1228.9051 | 1331.4658 | 1320.3114 | 1222.6715 | 1202.5128 | 1182.766 | 1133.4106 | 1026.2701
2045-10-15 | 915.2735 | 829.7279 | 771.9733 | 741.6839 | 737.1415 | 808.3433 | 859.8526 | 944.3381 | 1141.7275 | 1017.5554 | 923.2831 | 880.6347 | 892.2712 | 819.2261 | 852.0392 | 1003.4714 | 1240.9318 | 1354.9021 | 1404.7656 | 1301.9924 | 1323.6729 | 1232.5515 | 1124.4509 | 1014.3932
2045-10-16 | 885.0467 | 795.2544 | 742.6288 | 731.1739 | 760.3402 | 910.5922 | 1084.3202 | 1131.7933 | 1175.3896 | 1004.9519 | 968.4277 | 985.6779 | 887.5241 | 912.9549 | 936.7412 | 1060.6747 | 1302.887 | 1429.6291 | 1400.6143 | 1292.3302 | 1302.2435 | 1249.9044 | 1112.5909 | 1026.6386
2045-10-17 | 876.0766 | 817.5007 | 780.4108 | 743.9799 | 771.7751 | 862.5085 | 990.2907 | 990.6155 | 1093.8881 | 1053.6996 | 1075.2816 | 970.4915 | 939.1906 | 888.6672 | 1068.1526 | 1061.2121 | 1231.5309 | 1371.232 | 1355.6919 | 1359.6041 | 1352.3624 | 1230.8374 | 1134.6391 | 1040.3147
2045-10-18 | 1012.6151 | 816.7861 | 764.639 | 729.4071 | 753.4787 | 840.5815 | 962.5712 | 976.5638 | 1052.194 | 998.7264 | 1062.2723 | 1048.2994 | 932.2176 | 900.9352 | 985.0842 | 994.0654 | 1237.7634 | 1312.721 | 1402.9202 | 1328.9934 | 1362.3713 | 1261.5459 | 1194.4152 | 1133.6518
2045-10-19 | 988.1142 | 876.472 | 750.6244 | 717.0875 | 741.3008 | 894.2855 | 1044.5908 | 1082.1226 | 1119.6201 | 1007.1337 | 955.7182 | 991.5273 | 852.7362 | 864.1665 | 901.8387 | 1094.0009 | 1249.9119 | 1386.2816 | 1321.9189 | 1312.5248 | 1227.1771 | 1204.2677 | 1100.1174 | 981.5585
2045-10-20 | 896.667 | 817.3711 | 761.7902 | 737.3585 | 752.459 | 905.9342 | 1064.8012 | 1136.9067 | 1175.1192 | 1049.3197 | 984.1586 | 971.2233 | 872.0671 | 824.4005 | 903.3393 | 1045.9389 | 1237.818 | 1363.7582 | 1311.8105 | 1251.0943 | 1190.1124 | 1196.2482 | 1136.3954 | 1020.5844
2045-10-21 | 905.2126 | 826.5857 | 768.7578 | 737.6912 | 726.0127 | 824.3942 | 903.4108 | 980.3311 | 1067.8332 | 895.0981 | 841.7584 | 821.9883 | 703.4485 | 685.3812 | 763.8822 | 946.5347 | 1193.726 | 1325.5265 | 1314.4365 | 1218.7182 | 1196.7469 | 1179.8226 | 1128.5166 | 1020.1698
2045-10-22 | 896.3061 | 811.3369 | 752.5805 | 723.8423 | 719.0289 | 786.6367 | 837.048 | 874.0937 | 1023.8204 | 882.4765 | 808.0023 | 729.0857 | 662.734 | 715.2739 | 755.3322 | 927.462 | 1150.4502 | 1329.0154 | 1373.6917 | 1285.7236 | 1298.9605 | 1202.7041 | 1094.8627 | 983.0232
2045-10-23 | 876.3771 | 787.8673 | 735.2243 | 724.2384 | 753.6848 | 902.6602 | 1075.9027 | 1129.4163 | 1178.7546 | 1049.1267 | 1042.5641 | 1090.2407 | 1101.4956 | 1013.3985 | 1019.7883 | 1120.6075 | 1325.3995 | 1443.5245 | 1390.779 | 1281.4431 | 1296.5379 | 1238.5918 | 1105.5772 | 1022.7563
2045-10-24 | 865.4414 | 806.9976 | 768.6966 | 733.1405 | 760.7641 | 849.2685 | 975.896 | 979.8804 | 1075.2531 | 994.4506 | 1007.4763 | 955.1502 | 910.7957 | 868.5603 | 1111.1905 | 1099.8293 | 1235.977 | 1357.761 | 1335.5195 | 1342.9936 | 1339.8735 | 1213.1162 | 1119.1743 | 1024.9028
2045-10-25 | 1003.8208 | 807.6755 | 754.891 | 720.3871 | 744.3159 | 829.5639 | 951.846 | 967.734 | 1031.9548 | 942.6892 | 958.9143 | 994.3529 | 914.2342 | 922.8652 | 1027.5051 | 1084.1715 | 1259.0642 | 1322.3265 | 1387.7313 | 1313.778 | 1352.7961 | 1242.704 | 1183.7963 | 1125.1257
2045-10-26 | 995.3675 | 882.6321 | 757.2154 | 723.1862 | 747.4961 | 901.7349 | 1052.3355 | 1104.2567 | 1132.6384 | 1004.9444 | 933.205 | 955.1484 | 842.3829 | 874.6514 | 885.0457 | 1093.498 | 1282.7316 | 1411.0393 | 1332.7348 | 1320.2906 | 1237.4831 | 1208.5058 | 1111.9461 | 990.9517
2045-10-27 | 869.1097 | 788.9877 | 730.8017 | 708.684 | 723.3307 | 870.9094 | 1027.9768 | 1070.222 | 1114.7592 | 986.5924 | 904.8635 | 925.1911 | 876.1419 | 828.0534 | 908.2889 | 1067.1817 | 1232.4287 | 1337.0058 | 1261.79 | 1216.7505 | 1144.294 | 1150.1912 | 1096.5655 | 980.6792
2045-10-28 | 894.2979 | 814.9932 | 756.3489 | 726.273 | 714.325 | 810.3404 | 888.5704 | 987.7289 | 1072.3134 | 912.9696 | 846.9001 | 844.5443 | 812.6216 | 800.1057 | 910.8254 | 1046.9544 | 1250.4897 | 1336.0609 | 1294.8255 | 1195.3711 | 1185.1602 | 1164.6198 | 1119.0742 | 1008.179
2045-10-29 | 903.9917 | 818.85 | 760.3174 | 730.8816 | 726.2723 | 795.3844 | 845.9881 | 914.4571 | 1099.5312 | 994.7942 | 942.7371 | 914.6543 | 941.594 | 813.5925 | 861.0767 | 1012.1732 | 1238.4954 | 1362.6302 | 1386.6229 | 1293.9264 | 1310.372 | 1212.8789 | 1107.5001 | 996.171
2045-10-30 | 867.8036 | 778.7607 | 725.0437 | 714.8998 | 743.8118 | 890.729 | 1064.7595 | 1138.3518 | 1172.4196 | 1036.6344 | 1015.9465 | 1036.3869 | 1008.7867 | 958.6696 | 983.565 | 1121.7053 | 1339.3819 | 1430.44 | 1373.7017 | 1275.4616 | 1278.4989 | 1227.3986 | 1087.4974 | 1002.2961
2045-10-31 | 858.9996 | 802.8823 | 764.2934 | 729.0661 | 756.6253 | 844.2918 | 970.6793 | 998.1677 | 1114.5028 | 1040.7022 | 1063.5589 | 945.9636 | 998.3596 | 863.677 | 1063.4003 | 1027.8955 | 1209.3645 | 1358.8665 | 1329.9931 | 1344.5699 | 1332.1222 | 1207.508 | 1109.6629 | 1019.1428
2045-11-01 | 981.3513 | 785.9375 | 737.3505 | 701.1257 | 738.8934 | 869.1987 | 972.416 | 977.3907 | 1034.8896 | 965.2191 | 1003.0871 | 1004.2759 | 898.3065 | 835.9247 | 969.4612 | 1056.9298 | 1247.4379 | 1312.0556 | 1382.468 | 1290.8475 | 1290.4631 | 1193.4481 | 1154.0591 | 1101.1623
2045-11-02 | 975.1932 | 861.2821 | 740.0989 | 704.2929 | 742.3691 | 941.8503 | 1073.2502 | 1158.0476 | 1152.9219 | 1001.3448 | 925.3543 | 954.5994 | 809.8605 | 782.2216 | 820.3653 | 1030.335 | 1237.7902 | 1401.742 | 1327.6751 | 1296.8456 | 1176.3775 | 1160.5507 | 1081.1433 | 970.2353
2045-11-03 | 861.1332 | 778.6169 | 727.1231 | 702.2536 | 730.9276 | 926.2007 | 1064.7059 | 1095.6084 | 1136.6963 | 998.7995 | 924.9515 | 927.7549 | 830.5988 | 756.7291 | 851.3681 | 1045.8919 | 1221.2218 | 1348.8016 | 1277.5418 | 1206.9009 | 1101.2032 | 1123.1021 | 1087.6744 | 977.3944
2045-11-04 | 872.0031 | 790.9615 | 736.4308 | 705.0571 | 707.1503 | 849.4721 | 909.2077 | 1004.5547 | 1072.6922 | 915.8102 | 858.6515 | 866.9359 | 771.7518 | 683.714 | 767.8076 | 934.1294 | 1183.1147 | 1301.0568 | 1286.3456 | 1174.1735 | 1116.0843 | 1113.727 | 1078.1867 | 983.5078
2045-11-05 | 867.3439 | 779.4484 | 723.9705 | 694.4315 | 703.7664 | 816.2269 | 846.5975 | 917.9176 | 1081.8197 | 974.6829 | 884.6162 | 837.0815 | 808.2164 | 680.306 | 735.3916 | 885.5697 | 1143.2548 | 1311.3392 | 1352.3712 | 1245.7656 | 1220.8449 | 1139.1104 | 1052.5572 | 949.096
2045-11-06 | 839.2369 | 747.0183 | 697.019 | 686.0262 | 728.5936 | 918.6813 | 1072.0339 | 1134.1971 | 1142.0121 | 965.6386 | 919.7057 | 941.0242 | 806.1081 | 821.1131 | 845.8559 | 983.9982 | 1219.5172 | 1379.7356 | 1349.695 | 1229.6312 | 1202.4695 | 1161.7963 | 1045.1771 | 970.8758
2045-11-07 | 825.7417 | 765.1574 | 729.7684 | 694.0538 | 735.2035 | 864.5282 | 970.8695 | 975.4639 | 1058.5601 | 1010.7105 | 1082.2513 | 1002.4014 | 1093.622 | 961.8552 | 1136.4826 | 1057.2265 | 1200.4337 | 1320.3827 | 1295.7419 | 1291.1351 | 1244.2062 | 1140.943 | 1063.8365 | 981.3307
2045-11-08 | 959.6296 | 761.0034 | 710.6647 | 676.4342 | 713.7964 | 839.0145 | 940.5706 | 961.9792 | 1011.3559 | 894.2267 | 938.3233 | 927.6992 | 832.9884 | 753.0124 | 920.9921 | 980.4225 | 1195.4632 | 1266.7385 | 1338.4176 | 1258.2118 | 1249.6493 | 1157.6405 | 1116.7066 | 1066.2668
2045-11-09 | 935.7963 | 821.2482 | 697.2524 | 664.6485 | 702.0736 | 893.3869 | 1022.3607 | 1086.1364 | 1078.4676 | 927.8627 | 859.9097 | 856.9953 | 737.3477 | 722.0562 | 804.0583 | 1022.954 | 1208.3005 | 1326.0206 | 1257.9514 | 1235.7095 | 1114.0083 | 1106.6528 | 1021.5767 | 913.8107
2045-11-10 | 861.7479 | 778.6738 | 717.7054 | 676.2742 | 682.5587 | 787.4272 | 842.5076 | 889.8016 | 1007.0756 | 910.1118 | 848.225 | 834.7866 | 860.6284 | 700.8194 | 747.3922 | 909.3081 | 1100.9384 | 1243.9145 | 1164.3507 | 1092.0168 | 998.7923 | 1045.0934 | 1008.9532 | 925.1032
2045-11-11 | 834.0715 | 752.7716 | 695.6976 | 667.2599 | 668.9896 | 803.5652 | 860.7948 | 962.6714 | 1027.1583 | 853.5126 | 805.9688 | 814.676 | 836.0844 | 704.6259 | 801.4846 | 920.8553 | 1130.2167 | 1235.469 | 1216.5911 | 1119.2828 | 1064.2079 | 1060.7 | 1026.3753 | 930.6351
2045-11-12 | 850.6461 | 763.2752 | 706.689 | 678.4032 | 679.1255 | 788.4197 | 815.9449 | 878.8409 | 1011.5572 | 863.9984 | 803.2928 | 752.1284 | 683.3217 | 665.4203 | 709.8071 | 866.5931 | 1109.8128 | 1268.2116 | 1315.7308 | 1212.3596 | 1195.598 | 1116.1761 | 1027.2482 | 929.9651
2045-11-13 | 827.3269 | 735.4983 | 684.5932 | 675.0389 | 717.4986 | 905.3171 | 1058.1935 | 1121.6108 | 1139.1157 | 973.985 | 912.4911 | 917.6014 | 818.3236 | 822.538 | 847.5163 | 985.4315 | 1204.7563 | 1365.631 | 1330.1514 | 1215.3634 | 1188.2303 | 1145.7015 | 1026.2246 | 953.8351
2045-11-14 | 824.7103 | 764.1596 | 728.5529 | 692.9291 | 734.0604 | 863.1534 | 969.3908 | 985.2097 | 1060.1495 | 946.9846 | 966.2473 | 857.8947 | 806.4819 | 709.4589 | 934.5706 | 979.5224 | 1179.0632 | 1302.1929 | 1289.3807 | 1288.9924 | 1242.0605 | 1134.8951 | 1056.5688 | 975.12
2045-11-15 | 975.5094 | 776.7227 | 727.4883 | 692.0005 | 729.6184 | 858.0437 | 960.1174 | 998.8707 | 1063.6862 | 978.46 | 1016.3255 | 1026.6345 | 958.7745 | 846.5399 | 1046.0085 | 1069.3876 | 1261.3221 | 1307.9637 | 1366.2968 | 1281.1191 | 1273.5005 | 1182.2657 | 1139.4051 | 1088.6612
2045-11-16 | 951.3089 | 837.3031 | 714.4352 | 680.5472 | 718.2333 | 912.8223 | 1043.053 | 1126.9602 | 1126.3553 | 1004.315 | 952.1563 | 1007.8517 | 983.7614 | 885.7574 | 920.4925 | 1115.7468 | 1269.1545 | 1368.0472 | 1285.7514 | 1262.9972 | 1138.0313 | 1132.0413 | 1048.9244 | 932.3821
2045-11-17 | 837.4434 | 756.5916 | 701.8462 | 678.8657 | 707.1556 | 897.6101 | 1034.7393 | 1109.9759 | 1133.2306 | 1001.8834 | 955.2752 | 959.7553 | 1045.4429 | 935.2719 | 963.0661 | 1065.3968 | 1222.9946 | 1318.8849 | 1238.4974 | 1173.305 | 1067.6963 | 1090.1674 | 1056.5204 | 948.5229
2045-11-18 | 856.9043 | 774.9011 | 719.2101 | 688.7438 | 690.8766 | 829.9743 | 889.1571 | 1008.2519 | 1084.8716 | 896.0172 | 815.9146 | 809.3683 | 774.9272 | 655.9713 | 781.055 | 962.7156 | 1176.9571 | 1284.5394 | 1258.1858 | 1149.7351 | 1094.3326 | 1091.0884 | 1055.6632 | 958.2489
2045-11-19 | 861.3608 | 773.6051 | 717.7573 | 688.9799 | 698.0861 | 809.5369 | 840.0567 | 921.9818 | 1078.2991 | 960.9478 | 873.8908 | 841.8365 | 891.7816 | 797.3566 | 878.2947 | 997.3586 | 1202.1013 | 1313.9169 | 1342.8939 | 1235.1016 | 1217.2389 | 1130.2503 | 1051.7854 | 945.7659
2045-11-20 | 839.5128 | 747.5396 | 697.3345 | 686.23 | 728.7972 | 918.9496 | 1072.8438 | 1179.7051 | 1210.2807 | 1023.8175 | 1030.788 | 1069.0628 | 1108.8864 | 1053.7062 | 1058.9287 | 1154.1683 | 1332.6968 | 1415.1619 | 1350.7968 | 1233.8529 | 1203.3993 | 1169.9497 | 1049.5856 | 975.1755
2045-11-21 | 824.9934 | 764.0305 | 728.4148 | 692.8013 | 733.9305 | 862.9971 | 969.2245 | 1017.1808 | 1114.4492 | 1056.0153 | 1111.6805 | 1043.577 | 1135.3604 | 1028.2169 | 1110.2591 | 1083.265 | 1229.1169 | 1320.9683 | 1293.7374 | 1287.8242 | 1247.5631 | 1141.9913 | 1064.3752 | 979.5219
2045-11-22 | 969.1176 | 770.1924 | 720.4992 | 685.5337 | 714.7964 | 841.8893 | 945.4052 | 1012.3607 | 1085.2665 | 1013.2015 | 1046.3546 | 1066.0585 | 1094.0713 | 1013.1146 | 1112.716 | 1082.2287 | 1253.813 | 1275.3686 | 1349.006 | 1274.1945 | 1266.9206 | 1180.5594 | 1134.3979 | 1082.0648
2045-11-23 | 973.3958 | 858.3823 | 729.7695 | 679.4494 | 702.7357 | 827.4021 | 896.5974 | 1000.8945 | 1118.8555 | 1028.7442 | 929.8338 | 936.6513 | 936.0576 | 890.0788 | 849.0086 | 1051.033 | 1223.241 | 1353.5001 | 1269.6451 | 1263.5335 | 1148.3168 | 1131.1753 | 1037.8326 | 927.9478
2045-11-24 | 811.6317 | 723.2573 | 663.2835 | 649.5982 | 681.3943 | 866.4296 | 1000.8335 | 1085.6978 | 1120.1459 | 981.8481 | 898.7421 | 922.3302 | 1014.7889 | 962.5958 | 900.558 | 1040.2036 | 1189.0799 | 1277.1449 | 1192.9592 | 1139.4031 | 1031.4438 | 1058.9447 | 1018.8915 | 913.2083
2045-11-25 | 829.9809 | 748.9793 | 691.844 | 663.4387 | 664.7504 | 798.4777 | 855.6235 | 977.573 | 1050.9837 | 865.2686 | 805.9595 | 821.2401 | 877.1532 | 752.8515 | 764.7489 | 907.9513 | 1139.8447 | 1237.7445 | 1212.8869 | 1114.9038 | 1057.3116 | 1056.6417 | 1021.0174 | 924.4345
2045-11-26 | 837.3264 | 750.3828 | 692.8909 | 665.665 | 674.3835 | 780.7177 | 809.7098 | 899.2765 | 1057.1343 | 935.3756 | 826.2715 | 812.7968 | 867.0525 | 740.1835 | 784.9564 | 932.1384 | 1136.288 | 1265.3941 | 1302.9563 | 1208.0521 | 1180.8862 | 1096.9409 | 1007.4181 | 908.4978
2045-11-27 | 816.9754 | 725.4689 | 673.7151 | 664.3778 | 706.5776 | 892.243 | 1044.3723 | 1149.5775 | 1186.0368 | 1039.8464 | 1009.9342 | 1031.1029 | 1060.7031 | 1005.751 | 983.1391 | 1072.2071 | 1270.0228 | 1370.7947 | 1313.1038 | 1204.6134 | 1172.002 | 1131.0365 | 1014.8796 | 941.7655
2045-11-28 | 810.9747 | 750.4536 | 713.884 | 679.3565 | 720.2648 | 846.5615 | 951.7258 | 995.3144 | 1082.3095 | 1020.3086 | 1066.1601 | 981.1194 | 1048.1019 | 832.1759 | 1045.8167 | 1019.2586 | 1179.966 | 1292.4848 | 1269.1946 | 1268.7314 | 1223.7311 | 1117.3417 | 1038.3468 | 955.0649
2045-11-29 | 954.2459 | 755.7895 | 705.0844 | 671.271 | 708.5483 | 832.7027 | 933.8458 | 1000.0793 | 1048.3337 | 966.4106 | 1003.384 | 1001.9533 | 999.7059 | 867.4533 | 1025.7799 | 1063.1777 | 1239.172 | 1272.35 | 1330.4497 | 1250.1298 | 1245.3175 | 1153.0141 | 1107.828 | 1058.5835
2045-11-30 | 938.9768 | 824.165 | 700.3741 | 667.5369 | 705.0093 | 896.9178 | 1026.1199 | 1149.3548 | 1185.7669 | 1079.735 | 1008.3332 | 1027.6255 | 1072.8873 | 1061.4379 | 1012.2828 | 1059.3514 | 1234.8924 | 1350.1911 | 1263.8557 | 1243.6998 | 1121.1173 | 1115.0805 | 1032.6512 | 923.2352
2045-12-01 | 816.989 | 732.1334 | 675.2899 | 650.8805 | 677.1045 | 839.6438 | 958.9751 | 1033.1105 | 1069.4947 | 963.0266 | 887.6978 | 872.655 | 917.3912 | 838.4175 | 792.7522 | 934.7999 | 1089.4193 | 1218.6703 | 1154.1001 | 1119.8625 | 1033.4795 | 1061.6599 | 1030.6779 | 933.751
2045-12-02 | 821.8292 | 741.3738 | 683.1645 | 653.0985 | 655.3726 | 773.4675 | 819.2647 | 948.4756 | 1023.5506 | 877.221 | 817.1551 | 814.281 | 861.9365 | 822.4772 | 842.9662 | 844.0259 | 1049.8745 | 1174.8312 | 1161.9666 | 1088.3289 | 1064.0885 | 1054.2391 | 1030.1345 | 933.8177
2045-12-03 | 828.9081 | 742.4938 | 683.8867 | 655.3551 | 665.8238 | 758.3575 | 777.4856 | 847.4852 | 988.4272 | 840.7757 | 707.2526 | 666.4204 | 619.6096 | 606.2395 | 675.9026 | 850.4627 | 1036.845 | 1197.8596 | 1246.7255 | 1168.701 | 1166.4212 | 1088.1439 | 1014.2659 | 923.697
2045-12-04 | 806.392 | 716.0931 | 662.681 | 650.205 | 690.3974 | 850.5517 | 985.0057 | 1087.549 | 1106.4736 | 955.0043 | 914.4411 | 939.027 | 952.9872 | 883.6382 | 886.4035 | 985.2485 | 1178.6248 | 1283.8831 | 1244.1883 | 1152.1298 | 1149.0908 | 1118.8026 | 1019.7819 | 949.6696
2045-12-05 | 808.5723 | 748.4703 | 710.691 | 672.9921 | 711.8043 | 813.8598 | 902.3353 | 949.6941 | 1032.4695 | 931.0217 | 948.4244 | 856.6873 | 854.6654 | 728.8174 | 941.8491 | 904.3594 | 1095.9294 | 1232.5334 | 1216.2994 | 1229.293 | 1212.6787 | 1115.0337 | 1049.107 | 977.3555
2045-12-06 | 939.3295 | 740.5436 | 688.1754 | 652.076 | 687.3316 | 785.0968 | 868.7046 | 934.4215 | 976.2445 | 899.7682 | 884.8609 | 890.4846 | 821.2953 | 723.2671 | 876.4953 | 917.6988 | 1122.9626 | 1181.066 | 1256.7985 | 1196.4248 | 1219.2192 | 1131.2693 | 1098.4804 | 1060.0625
2045-12-07 | 925.6803 | 810.8041 | 685.0052 | 649.6181 | 684.8712 | 850.7225 | 962.2243 | 1078.2872 | 1086.3311 | 963.519 | 845.4668 | 878.9685 | 909.8816 | 780.9276 | 818.1158 | 977.5975 | 1141.7329 | 1263.9283 | 1191.3383 | 1191.8309 | 1092.1619 | 1091.3856 | 1026.4165 | 923.9246
2045-12-08 | 818.1254 | 733.2332 | 676.465 | 651.9709 | 678.2137 | 840.9752 | 960.4082 | 1055.0687 | 1106.5831 | 1006.0698 | 919.7153 | 948.8032 | 987.5115 | 979.4709 | 983.9567 | 1032.2041 | 1138.5527 | 1230.3918 | 1156.1747 | 1124.9425 | 1053.9353 | 1076.7769 | 1044.2412 | 936.3759
2045-12-09 | 839.5388 | 758.4901 | 701.2519 | 669.5262 | 672.0828 | 793.5263 | 840.8538 | 969.25 | 1031.3262 | 874.4319 | 796.7022 | 796.25 | 840.4426 | 781.1863 | 788.0271 | 899.9318 | 1112.8969 | 1210.1448 | 1190.8888 | 1106.5432 | 1084.4047 | 1080.8028 | 1053.0455 | 957.3286
2045-12-10 | 844.4082 | 757.4766 | 699.9109 | 670.2419 | 680.909 | 776.3424 | 796.8624 | 891.8827 | 1028.0292 | 905.3285 | 797.4265 | 773.4898 | 821.8099 | 723.6432 | 777.4869 | 889.4785 | 1087.0705 | 1231.064 | 1273.5429 | 1190.8083 | 1185.7956 | 1111.4116 | 1042.6376 | 945.137
2045-12-11 | 825.7752 | 735.0311 | 683.0023 | 669.1331 | 709.6848 | 873.4288 | 1009.4668 | 1115.2663 | 1131.6869 | 996.8125 | 941.0886 | 955.7117 | 971.1922 | 829.1836 | 858.5155 | 1003.3359 | 1221.87 | 1323.8645 | 1278.2366 | 1180.049 | 1171.717 | 1145.3963 | 1040.236 | 976.2736
2045-12-12 | 809.1405 | 749.0202 | 711.2785 | 673.5373 | 712.3589 | 814.5255 | 903.0518 | 956.1668 | 1034.6087 | 967.7259 | 983.3707 | 912.2257 | 1013.2489 | 859.5033 | 1022.7669 | 976.2075 | 1122.2269 | 1232.3183 | 1218.2804 | 1231.0008 | 1218.0086 | 1114.6369 | 1054.2057 | 978.135
2045-12-13 | 945.8264 | 746.8315 | 694.8937 | 658.3105 | 693.6733 | 792.7093 | 876.8978 | 942.3962 | 1007.0219 | 907.4282 | 909.8018 | 910.6149 | 891.7655 | 732.3473 | 863.4427 | 880.9249 | 1101.5949 | 1185.4244 | 1267.8217 | 1203.3359 | 1229.5618 | 1138.2944 | 1108.035 | 1070.3372
2045-12-14 | 923.494 | 808.8436 | 682.9105 | 647.6743 | 682.894 | 848.349 | 959.6697 | 1071.7691 | 1083.6309 | 967.123 | 859.1854 | 880.3352 | 840.6787 | 737.3482 | 754.714 | 935.4697 | 1097.5922 | 1249.7398 | 1189.4923 | 1185.9811 | 1091.2238 | 1084.9766 | 1017.8124 | 917.1679
2045-12-15 | 821.6505 | 736.8433 | 680.3223 | 655.5504 | 681.8547 | 845.3459 | 965.1123 | 1061.5587 | 1090.3761 | 956.4317 | 859.0476 | 855.2974 | 895.076 | 709.9186 | 732.3442 | 890.4076 | 1063.033 | 1206.3354 | 1161.036 | 1115.5914 | 1041.5578 | 1060.9273 | 1045.3628 | 940.3452
2045-12-16 | 841.5698 | 760.6171 | 704.3137 | 672.4459 | 675.121 | 797.1733 | 844.7791 | 978.9678 | 1020.2783 | 836.1453 | 752.6027 | 763.0564 | 737.2316 | 602.5447 | 653.7639 | 833.4321 | 1073.796 | 1195.6797 | 1197.2012 | 1112.9976 | 1079.8163 | 1077.334 | 1052.0956 | 961.3461
2045-12-17 | 837.2359 | 750.4867 | 692.4627 | 663.4037 | 674.0162 | 767.9453 | 787.8467 | 893.5915 | 1009.2891 | 861.4485 | 758.6602 | 727.4811 | 765.999 | 643.6912 | 688.9398 | 808.2514 | 1036.9923 | 1207.6316 | 1261.1165 | 1181.4758 | 1177.1931 | 1101.0404 | 1029.6145 | 935.5007
2045-12-18 | 825.773 | 734.8515 | 682.7209 | 668.8524 | 709.4089 | 873.268 | 1009.2863 | 1125.5229 | 1146.9481 | 997.003 | 963.2974 | 982.4422 | 1008.2143 | 981.3449 | 908.9329 | 1029.6916 | 1223.3452 | 1324.9752 | 1277.9937 | 1178.7522 | 1174.0129 | 1149.1152 | 1045.3672 | 976.0413
2045-12-19 | 817.7619 | 757.3642 | 720.1937 | 681.8104 | 720.7743 | 824.6273 | 913.9242 | 981.573 | 1083.5876 | 1027.9696 | 1010.3641 | 916.6323 | 1035.8871 | 1026.4722 | 1064.4711 | 988.5229 | 1140.4233 | 1236.519 | 1233.2887 | 1244.392 | 1226.5953 | 1133.8214 | 1068.6608 | 989.9627
2045-12-20 | 948.8896 | 749.7961 | 698.0612 | 661.25 | 696.6633 | 796.2984 | 880.7608 | 964.5985 | 1032.9604 | 988.3977 | 1014.7692 | 962.9675 | 1001.2159 | 953.7117 | 976.3993 | 968.7131 | 1147.547 | 1194.244 | 1272.4011 | 1212.5145 | 1233.4216 | 1150.8364 | 1120.5196 | 1074.6806
2045-12-21 | 936.6237 | 821.3954 | 696.3215 | 660.1196 | 695.5532 | 863.545 | 976.0251 | 1095.9386 | 1098.622 | 964.1916 | 860.1399 | 881.147 | 899.7864 | 769.991 | 759.012 | 931.7549 | 1092.3286 | 1257.288 | 1211.127 | 1200.8065 | 1111.6653 | 1104.0967 | 1035.7944 | 933.7121
2045-12-22 | 811.1928 | 726.5137 | 669.3145 | 645.3048 | 671.4224 | 832.9741 | 951.8733 | 1053.8497 | 1073.4722 | 949.2613 | 851.1566 | 863.716 | 914.0271 | 802.3768 | 736.1822 | 865.3078 | 1045.5531 | 1184.2009 | 1144.3548 | 1105.8919 | 1020.689 | 1053.0068 | 1026.9882 | 926.4134
2045-12-23 | 819.913 | 739.4658 | 681.0231 | 651.1453 | 653.6044 | 771.5901 | 817.3021 | 950.491 | 1000.0518 | 827.3153 | 736.4274 | 740.2672 | 741.2497 | 554.139 | 619.8245 | 766.8245 | 1013.1567 | 1149.0092 | 1160.4268 | 1081.761 | 1049.4881 | 1045.0274 | 1025.0771 | 931.2422
2045-12-24 | 831.5154 | 742.5758 | 684.6644 | 651.0233 | 659.2833 | 736.1146 | 769.0831 | 880.5201 | 1003.1767 | 870.976 | 773.1937 | 742.0213 | 816.5786 | 735.8507 | 689.7014 | 823.3104 | 1036.6589 | 1178.5287 | 1241.8863 | 1155.8263 | 1167.3072 | 1098.6623 | 1016.1225 | 923.514
2045-12-25 | 828.282 | 739.7234 | 681.6042 | 654.9249 | 672.6964 | 770.8892 | 871.7968 | 976.7976 | 1031.6216 | 871.8962 | 839.6204 | 854.587 | 871.9976 | 899.3585 | 761.5068 | 898.0269 | 1109.4018 | 1245.9068 | 1218.5722 | 1135.5149 | 1154.5484 | 1119.6755 | 1001.8039 | 934.8312
2045-12-26 | 777.7183 | 714.2797 | 671.2983 | 642.7987 | 685.256 | 781.8931 | 868.0602 | 928.1132 | 1025.1766 | 988.435 | 998.3983 | 899.4056 | 988.1686 | 936.2031 | 1111.6009 | 996.5061 | 1100.0742 | 1179.5205 | 1173.8663 | 1207.1424 | 1200.5498 | 1096.3145 | 1031.5538 | 941.0927
2045-12-27 | 917.5414 | 719.4565 | 665.6448 | 631.168 | 666.0641 | 759.5675 | 841.2276 | 920.3575 | 951.2686 | 864.682 | 860.556 | 871.7692 | 927.3696 | 758.7435 | 842.8574 | 832.2558 | 1051.0147 | 1129.7648 | 1219.4984 | 1168.8116 | 1189.7472 | 1100.7527 | 1070.4551 | 1030.9296
2045-12-28 | 904.1121 | 789.9603 | 662.8289 | 629.1131 | 664.0137 | 825.6852 | 935.2769 | 1057.1616 | 1074.6953 | 942.9832 | 872.5237 | 902.5623 | 925.0933 | 919.6442 | 826.3308 | 934.0728 | 1079.4062 | 1216.4006 | 1155.6271 | 1158.7466 | 1068.2855 | 1071.3412 | 994.5335 | 893.6072
2045-12-29 | 794.3744 | 710.5484 | 652.4085 | 629.7828 | 655.6441 | 813.8829 | 931.2489 | 1034.2948 | 1059.5855 | 950.8519 | 804.4204 | 792.9582 | 851.167 | 677.8579 | 684.7349 | 829.9029 | 1006.5568 | 1140.723 | 1115.9863 | 1080.973 | 1004.1715 | 1019.6799 | 1006.3158 | 895.5859
2045-12-30 | 813.0187 | 733.3821 | 674.7063 | 645.0351 | 647.4809 | 764.1374 | 809.2646 | 961.6449 | 1026.8391 | 859.476 | 791.7608 | 798.9035 | 815.0042 | 781.3035 | 757.7272 | 814.7467 | 1006.4269 | 1142.6976 | 1148.3334 | 1077.6143 | 1049.4963 | 1047.0689 | 1014.5324 | 922.406
2045-12-31 | 796.4998 | 714.6504 | 653.977 | 627.7578 | 636.2826 | 728.8812 | 776.4042 | 900.0512 | 990.1539 | 795.732 | 673.9108 | 673.4433 | 702.8856 | 511.8565 | 581.5241 | 746.167 | 1009.6276 | 1152.3981 | 1233.8258 | 1176.3172 | 1123.6903 | 1080.4537 | 1000.6589 | 882.8354
2046-01-01 | 807.0737 | 740.7547 | 692.9341 | 664.6077 | 682.6274 | 826.6893 | 914.1084 | 1023.3497 | 1105.3266 | 902.3832 | 815.2589 | 841.8283 | 815.8826 | 728.4719 | 796.4498 | 900.2978 | 1172.0239 | 1278.4797 | 1276.7969 | 1187.5457 | 1110.4552 | 1104.8046 | 1004.2428 | 877.0942
2046-01-02 | 796.5597 | 730.0385 | 686.4964 | 671.4672 | 718.1073 | 918.279 | 1072.6378 | 1158.7267 | 1258.4764 | 1073.0477 | 967.481 | 936.6226 | 987.8321 | 892.5039 | 880.6483 | 1015.6024 | 1211.3571 | 1333.1694 | 1322.4158 | 1252.9681 | 1238.8372 | 1114.1963 | 1016.5405 | 908.9187
2046-01-03 | 758.154 | 704.0004 | 658.1638 | 639.9396 | 678.6112 | 852.9125 | 1033.1733 | 1119.1134 | 1141.4018 | 952.4518 | 875.1059 | 883.3798 | 924.1166 | 793.8037 | 789.1854 | 886.6428 | 1140.9892 | 1293.5389 | 1242.0608 | 1146.834 | 1134.4429 | 1084.8173 | 960.0931 | 874.8169
2046-01-04 | 705.4654 | 676.8724 | 646.8592 | 618.1977 | 656.8577 | 765.2524 | 894.2147 | 916.7885 | 974.7655 | 890.9198 | 902.5211 | 784.5223 | 807.008 | 669.9338 | 876.1185 | 818.1071 | 997.7642 | 1154.3999 | 1161.35 | 1204.8236 | 1176.1233 | 1046.6724 | 952.4589 | 855.9286
2046-01-05 | 880.9495 | 689.6007 | 642.4454 | 611.0291 | 648.92 | 750.4816 | 876.2991 | 921.196 | 965.3392 | 844.4241 | 854.0521 | 826.8692 | 882.7121 | 673.347 | 770.422 | 809.8474 | 1022.4572 | 1086.9576 | 1197.1344 | 1157.545 | 1170.2232 | 1050.2329 | 1025.0624 | 989.9919
2046-01-06 | 913.2618 | 801.9763 | 668.4766 | 628.9465 | 633.0198 | 747.8382 | 846.5309 | 969.8183 | 993.982 | 839.9787 | 731.4925 | 742.6898 | 717.7588 | 546 | 571.2147 | 783 | 994.7346 | 1164.1224 | 1129.9534 | 1121.4993 | 1024.0008 | 1007.4289 | 971.0441 | 865.296
2046-01-07 | 773.6514 | 693.5051 | 641.7868 | 619.0559 | 621.9776 | 723.0686 | 807.5959 | 882.3796 | 947.1005 | 802.1088 | 686.253 | 679.7366 | 688.5638 | 529.4546 | 559.4692 | 709.7419 | 950.1935 | 1163.2748 | 1202.8448 | 1168.8551 | 1065.5438 | 1041.9475 | 950.7847 | 811.6806
2046-01-08 | 763.5032 | 698.6549 | 653.7057 | 645.9346 | 689.9271 | 905.1067 | 1063.1798 | 1174.1267 | 1194.3164 | 969.2692 | 879.3284 | 902.8469 | 862.8066 | 746.7253 | 770.9029 | 897.5306 | 1172.4382 | 1291.7019 | 1321.0991 | 1243.4107 | 1161.0976 | 1111.857 | 1011.7126 | 877.9586
2046-01-09 | 755.303 | 694.979 | 651.9203 | 633.0501 | 675.1779 | 866.0483 | 1016.7321 | 1094.4105 | 1167.2631 | 993.7225 | 902.8653 | 851.0093 | 871.3586 | 745.264 | 730.12 | 845.4773 | 1085.7505 | 1227.7337 | 1247.6724 | 1193.7163 | 1176.9006 | 1055.5603 | 947.1189 | 850.4666
2046-01-10 | 772.6386 | 720.2609 | 675.3524 | 655.7587 | 694.7156 | 872.2579 | 1053.7586 | 1143.9298 | 1156.7289 | 979.1828 | 906.8758 | 900.9232 | 884.745 | 777.7177 | 780.9424 | 927.916 | 1158.9127 | 1308.0353 | 1269.9584 | 1164.6474 | 1158.2444 | 1108.1769 | 985.5814 | 905.384
2046-01-11 | 733.7951 | 703.7923 | 675.3927 | 644.5925 | 683.6715 | 797.5066 | 928.594 | 957.3161 | 1033.5213 | 955.1288 | 1000.545 | 900.0368 | 976.8984 | 734.5429 | 908.8063 | 828.9162 | 1040.1031 | 1189.7176 | 1208.1576 | 1236.7083 | 1215.9718 | 1087.8949 | 993.0977 | 902.7765
2046-01-12 | 921.4009 | 729.576 | 683.4308 | 648.9467 | 687.3589 | 796.6338 | 925.2912 | 981.0852 | 1034.7388 | 909.4453 | 921.6678 | 894.9589 | 830.0959 | 649.1768 | 812.6337 | 833.9191 | 1047.1361 | 1143.1592 | 1261.7975 | 1207.3459 | 1220.3351 | 1111.3138 | 1083.5106 | 1042.5186
2046-01-13 | 939.0213 | 828.2185 | 696.5499 | 654.9172 | 659.6827 | 779.5053 | 880.0268 | 1009.1333 | 1028.1029 | 873.4384 | 771.1707 | 765.0233 | 620.7857 | 528.7332 | 553.2263 | 794.6899 | 1013.7039 | 1193.2502 | 1174.0325 | 1150.5108 | 1067.3618 | 1048.8692 | 1006.8433 | 898.4957
2046-01-14 | 813.3696 | 733.4975 | 684.4107 | 658.4603 | 662.0418 | 771.3695 | 858.7431 | 950.1849 | 1026.7387 | 896.5425 | 775.7626 | 773.1284 | 765.1739 | 596.5968 | 669.581 | 826.9233 | 1062.7904 | 1242.3649 | 1271.8184 | 1220.6512 | 1119.5742 | 1103.6864 | 1009.9783 | 868.5034
2046-01-15 | 782.1233 | 714.657 | 662.5171 | 639.9466 | 659.1781 | 806.5968 | 907.2054 | 1014.2891 | 1106.4834 | 926.8691 | 836.7168 | 844.3783 | 845.932 | 708.4085 | 745.4474 | 889.5809 | 1132.7044 | 1259.077 | 1279.9574 | 1204.0312 | 1140.9361 | 1094.7751 | 981.302 | 850.7843
2046-01-16 | 778.2435 | 714.5445 | 669.8355 | 656.1294 | 702.5473 | 899.0411 | 1051.5229 | 1135.3033 | 1240.0306 | 1065.3385 | 964.0754 | 911.581 | 968.6602 | 824.2614 | 796.5886 | 914.0931 | 1144.2504 | 1269.2315 | 1294.5075 | 1230.9839 | 1215.1493 | 1093.5216 | 988.8271 | 887.505
2046-01-17 | 765.843 | 714.1968 | 669.4477 | 650.301 | 689.1266 | 865.5006 | 1046.2506 | 1137.7952 | 1162.6454 | 989.6419 | 929.1194 | 923.776 | 918.0524 | 788.1342 | 791.5414 | 888.9206 | 1116.5678 | 1286.0065 | 1260.6777 | 1154.2255 | 1154.148 | 1101.1392 | 975.6488 | 898.0933
2046-01-18 | 729.8094 | 699.5926 | 671.8806 | 641.4479 | 680.4877 | 793.6825 | 924.5306 | 950.5691 | 1015.0693 | 916.0853 | 932.3407 | 815.3224 | 743.0064 | 644.7693 | 817.1859 | 779.2183 | 991.4389 | 1141.2184 | 1191.3023 | 1234.4571 | 1208.5443 | 1086.5344 | 990.9909 | 893.4929
2046-01-19 | 907.7655 | 712.7568 | 668.8195 | 635.9388 | 674.5141 | 781.3254 | 909.0378 | 966.7217 | 1019.0511 | 896.3217 | 904.3448 | 878.5929 | 797.2525 | 639.5963 | 784.9671 | 798.688 | 1025.3878 | 1106.1414 | 1232.7216 | 1188.4064 | 1204.3836 | 1093.7746 | 1065.185 | 1022.5119
2046-01-20 | 911.8237 | 800.8692 | 669.2345 | 631.2176 | 635.3249 | 750.1942 | 845.1837 | 967.0829 | 1022.2992 | 893.5581 | 774.5202 | 816.0265 | 827.756 | 749.2912 | 704.9541 | 900.8781 | 1050.6195 | 1166.0238 | 1137.1165 | 1125.9202 | 1030.0332 | 1017.2166 | 975.4263 | 868.3838
2046-01-21 | 808.6318 | 727.4318 | 677.8935 | 652.3699 | 655.8179 | 763.6274 | 850.7363 | 935.2146 | 1009.7452 | 892.0087 | 784.4787 | 785.633 | 811.9407 | 601.523 | 635.229 | 800.7614 | 1016.2301 | 1198.5649 | 1257.7464 | 1214.8622 | 1112.2057 | 1087.054 | 1005.7752 | 860.1236
2046-01-22 | 753.5423 | 688.0833 | 642.2097 | 635.16 | 679.4222 | 892.2575 | 1049.4804 | 1156.8772 | 1200.4981 | 988.4073 | 906.9435 | 904.5369 | 920.5016 | 776.0416 | 779.485 | 885.8429 | 1119.7865 | 1256.442 | 1304.2041 | 1226.3316 | 1146.9747 | 1095.8133 | 998.443 | 864.2106
2046-01-23 | 726.6252 | 668.2199 | 623.2838 | 606.5681 | 648.4718 | 834.0918 | 982.4201 | 1048.7564 | 1125.8628 | 943.0904 | 815.1854 | 780.4377 | 847.2391 | 779.0852 | 748.8228 | 850.1392 | 1062.9017 | 1155.4822 | 1201.3182 | 1160.4974 | 1140.2472 | 1015.9853 | 907.3905 | 811.5431
2046-01-24 | 725.6283 | 672.6578 | 627.554 | 611.5593 | 649.7745 | 818.2094 | 996.3951 | 1084.8827 | 1100.7479 | 921.8617 | 858.0491 | 856.005 | 881.9811 | 766.9035 | 728.4789 | 823.8954 | 1042.5414 | 1200.1153 | 1191.6099 | 1104.8438 | 1094.0618 | 1045.4016 | 917.9915 | 840.5437
2046-01-25 | 706.5174 | 676.9615 | 646.6413 | 618.0014 | 656.6478 | 765.0059 | 894.0881 | 917.063 | 991.1011 | 924.288 | 929.9607 | 825.4048 | 932.7037 | 737.4167 | 902.5003 | 812.1262 | 975.5769 | 1115.381 | 1161.0905 | 1198.5734 | 1177.9731 | 1048.9201 | 952.8675 | 863.884
2046-01-26 | 927.8477 | 734.6904 | 690.0553 | 655.0677 | 693.5805 | 804.1104 | 933.2215 | 995.9531 | 1053.3317 | 930.4603 | 917.5052 | 879.6572 | 780.1978 | 645.9219 | 779.3945 | 817.1091 | 1024.5792 | 1115.4724 | 1261.3425 | 1216.9639 | 1229.1526 | 1120.8921 | 1093.201 | 1050.3592
2046-01-27 | 920.9861 | 811.2878 | 680.7483 | 640.3272 | 644.5683 | 761.3397 | 861.0654 | 986.6009 | 1018.5384 | 864.8988 | 766.837 | 792.6271 | 795.8802 | 657.2799 | 664.8592 | 893.5707 | 1037.4052 | 1168.0544 | 1146.4406 | 1129.7287 | 1045.8213 | 1033.3843 | 990.5334 | 881.3825
2046-01-28 | 784.6056 | 704.1483 | 652.9581 | 629.3113 | 632.3683 | 735.363 | 820.7087 | 899.3474 | 956.417 | 818.1008 | 718.9094 | 744.4907 | 766.8396 | 573.5061 | 563.8749 | 719.3559 | 943.3244 | 1122.5932 | 1218.6293 | 1183.334 | 1078.8093 | 1055.7306 | 967.1419 | 826.4707
2046-01-29 | 746.0803 | 682.5273 | 637.2021 | 630.764 | 674.8437 | 886.6415 | 1043.5125 | 1158.5422 | 1196.5225 | 965.8088 | 878.9455 | 874.784 | 886.3797 | 751.9813 | 750.8964 | 860.7488 | 1127.4791 | 1243.7038 | 1294.5476 | 1221.3306 | 1142.5967 | 1086.897 | 988.9173 | 857.3353
2046-01-30 | 768.6227 | 709.9926 | 668.6816 | 648.6801 | 691.2538 | 885.3952 | 1036.9338 | 1110.8601 | 1180.1022 | 1004.6053 | 880.8008 | 844.1626 | 799.9622 | 750.592 | 706.1329 | 841.9895 | 1047.5561 | 1179.5133 | 1269.4336 | 1215.6375 | 1202.1937 | 1075.4026 | 970.6595 | 871.7975
2046-01-31 | 765.8391 | 713.7042 | 669.5542 | 650.3729 | 689.5733 | 866.1602 | 1047.3514 | 1136.1245 | 1159.4217 | 978.6798 | 906.08 | 899.034 | 857.5865 | 743.5059 | 768.4265 | 880.233 | 1090.4149 | 1246.0274 | 1257.0234 | 1156.0737 | 1154.1976 | 1100.4144 | 975.9042 | 898.3359
2046-02-01 | 782.1477 | 765.8626 | 736.3184 | 700.3697 | 743.7823 | 867.8573 | 983.4667 | 1017.183 | 1060.1655 | 938.8031 | 975.8538 | 896.3471 | 884.187 | 738.8601 | 889.647 | 804.2427 | 985.0523 | 1168.0468 | 1194.067 | 1261.641 | 1243.3283 | 1122.7667 | 1029.9519 | 948.6369
2046-02-02 | 948.7432 | 768.4965 | 720.2795 | 685.0861 | 727.6733 | 843.6162 | 955.6985 | 1016.7517 | 1059.0457 | 950.7942 | 970.7945 | 911.9018 | 882.3019 | 664.3696 | 865.2404 | 817.8425 | 1034.7946 | 1089.6916 | 1225.2879 | 1206.2593 | 1233.3682 | 1124.237 | 1086.4245 | 1059.5161
2046-02-03 | 957.7095 | 865.7514 | 731.2715 | 687.5785 | 699.523 | 834.6307 | 926.1038 | 1065.4886 | 1101.3238 | 949.7691 | 828.9613 | 850.1077 | 813.4163 | 729.3089 | 618.1896 | 788.6204 | 994.3235 | 1160.953 | 1131.6658 | 1153.9929 | 1073.9992 | 1057.7622 | 1007.7554 | 915.2537
2046-02-04 | 821.56 | 756.4559 | 703.2421 | 676.9554 | 688.1718 | 811.036 | 890.0981 | 972.196 | 1026.4464 | 897.6697 | 775.1855 | 772.3428 | 814.6408 | 633.6312 | 610.9513 | 718.0393 | 958.6664 | 1149.845 | 1199.0182 | 1195.2438 | 1100.6318 | 1082.6118 | 989.4876 | 864.3692
2046-02-05 | 799.2771 | 747.9345 | 700.1755 | 688.1959 | 736.1607 | 957.9269 | 1098.9053 | 1211.0583 | 1230.3341 | 967.1484 | 883.6521 | 889.5378 | 928.0602 | 794.8319 | 774.2929 | 838.1029 | 1075.8662 | 1229.209 | 1282.227 | 1240.389 | 1173.7186 | 1127.2541 | 1025.7303 | 905.6849
2046-02-06 | 810.5795 | 766.1751 | 722.9896 | 698.3826 | 744.847 | 947.9216 | 1082.991 | 1164.8521 | 1244.1498 | 1065.3531 | 967.8386 | 937.9214 | 956.1552 | 881.3128 | 757.3842 | 848.9021 | 1074.7652 | 1220.0226 | 1256.9726 | 1229.901 | 1224.3355 | 1106.7102 | 995.513 | 913.6068
2046-02-07 | 810.2969 | 770.7761 | 725.3456 | 701.5304 | 744.7304 | 930.4001 | 1095.7434 | 1190.5608 | 1147.7291 | 929.3661 | 860.4631 | 861.1238 | 679.9115 | 697.2315 | 678.3974 | 802.9721 | 1048.0839 | 1211.0527 | 1230.0744 | 1170.3189 | 1178.383 | 1131.7947 | 1000.2378 | 938.8213
2046-02-08 | 775.2636 | 759.4875 | 729.6265 | 694.1776 | 737.4948 | 860.2918 | 975.418 | 1000.2983 | 1033.1144 | 897.4305 | 901.8429 | 799.8709 | 687.8309 | 609.9049 | 811.6545 | 750.61 | 944.5752 | 1116.8771 | 1178.9216 | 1250.7453 | 1234.7633 | 1113.492 | 1015.2987 | 941.5878
2046-02-09 | 974.3819 | 793.5813 | 749.9487 | 710.2572 | 753.2733 | 874.4117 | 988.4531 | 1042.6693 | 1061.9769 | 916.1694 | 917.5879 | 893.284 | 721.8284 | 630.8239 | 746.7541 | 752.1105 | 1000.8694 | 1105.47 | 1257.2833 | 1246.8496 | 1266.0918 | 1159.4338 | 1124.1435 | 1096.082
2046-02-10 | 991.0857 | 894.0237 | 764.0066 | 719.2254 | 731.9769 | 873.529 | 967.3576 | 1097.888 | 1126.564 | 940.1113 | 840.2175 | 829.4229 | 760.9774 | 617.7683 | 629.5949 | 835.6936 | 1017.8645 | 1192.4437 | 1185.7383 | 1194.6735 | 1123.1731 | 1103.6397 | 1052.5705 | 956.4658
2046-02-11 | 833.4735 | 770.9676 | 718.8554 | 691.3305 | 702.9696 | 829.2492 | 909.3296 | 983.5591 | 1034.6513 | 880.7278 | 770.8111 | 763.7454 | 737.1993 | 585.1619 | 584.2117 | 682.0505 | 923.1975 | 1146.1746 | 1218.4208 | 1212.3487 | 1125.6958 | 1103.6342 | 1009.3336 | 885.1129
2046-02-12 | 799.8666 | 750.4919 | 704.3949 | 691.9934 | 740.0298 | 962.5865 | 1103.8561 | 1210.6824 | 1211.677 | 958.3731 | 846.4183 | 859.2362 | 726.7259 | 651.4861 | 646.6535 | 788.5909 | 1082.8718 | 1197.868 | 1278.4291 | 1239.4991 | 1177.6516 | 1129.9382 | 1028.7729 | 913.8274
2046-02-13 | 825.1172 | 778.2319 | 738.0842 | 712.3333 | 759.3702 | 965.2385 | 1101.9309 | 1186.0798 | 1293.2128 | 1142.9232 | 1063.9569 | 900.8431 | 963.7687 | 903.8431 | 809.3916 | 892.6254 | 1099.7899 | 1235.6381 | 1276.8159 | 1249.2654 | 1240.4918 | 1125.7726 | 1020.9594 | 934.5768
2046-02-14 | 815.9355 | 776.8733 | 731.178 | 706.9174 | 750.2162 | 936.9944 | 1102.7658 | 1196.9605 | 1216.3481 | 1041.2299 | 982.593 | 1010.8906 | 1018.573 | 968.7886 | 810.876 | 885.4347 | 1107.7189 | 1255.4948 | 1253.888 | 1185.6588 | 1186.3218 | 1136.4904 | 1011.761 | 947.6751
2046-02-15 | 802.7437 | 784.7062 | 757.216 | 719.6612 | 763.4038 | 891.4565 | 1008.5728 | 1043.4649 | 1116.2898 | 1009.697 | 981.9984 | 881.5478 | 837.447 | 717.8747 | 861.2144 | 775.6897 | 959.5093 | 1135.1614 | 1220.1938 | 1288.3072 | 1271.0583 | 1152.4798 | 1056.8508 | 977.7567
2046-02-16 | 960.45 | 779.0179 | 733.4492 | 696.491 | 739.2686 | 857.5654 | 970.5377 | 1007.879 | 1056.4638 | 914.4441 | 887.885 | 868.694 | 730.9211 | 645.8706 | 764.9738 | 735.6479 | 971.9354 | 1066.9075 | 1228.8302 | 1224.6125 | 1245.9115 | 1140.9198 | 1103.9911 | 1076.5019
2046-02-17 | 971.6993 | 877.8678 | 745.9036 | 701.0827 | 713.2482 | 851.2656 | 943.7539 | 1061.9529 | 1049.8022 | 899.7059 | 817.3493 | 823.7669 | 694.8199 | 557.5819 | 547.1415 | 747.3937 | 951.1209 | 1136.2086 | 1144.2726 | 1174.2407 | 1095.4028 | 1079.1454 | 1024.5039 | 928.3174
2046-02-18 | 856.135 | 790.2891 | 742.691 | 713.7121 | 725.5566 | 856.4897 | 938.3672 | 1008.7958 | 1061.4756 | 892.1262 | 824.6995 | 852.1266 | 878.0521 | 807.8525 | 735.5884 | 818.5929 | 1031.5473 | 1197.9808 | 1256.9358 | 1247.2042 | 1157.9775 | 1136.1277 | 1045.9233 | 920.6998
2046-02-19 | 847.5727 | 796.9953 | 746.927 | 716.5175 | 736.9147 | 892.2895 | 961.2086 | 1039.7857 | 1136.3668 | 921.2379 | 838.3958 | 824.2981 | 720.4463 | 606.8095 | 638.3279 | 776.3887 | 1014.5441 | 1172.9262 | 1233.867 | 1188.3599 | 1134.9692 | 1124.0242 | 1027.2168 | 917.3166
2046-02-20 | 820.7802 | 773.0686 | 726.2046 | 707.9059 | 758.7201 | 964.5931 | 1101.1805 | 1174.7044 | 1231.0442 | 1035.5917 | 940.4925 | 889.5099 | 855.3822 | 826.7071 | 784.6064 | 882.304 | 1055.0896 | 1202.8118 | 1272.2839 | 1248.693 | 1237.9489 | 1126.8458 | 1018.1753 | 931.7249
2046-02-21 | 806.9244 | 765.9638 | 721.641 | 698.2817 | 741.5981 | 926.6995 | 1091.5129 | 1163.4878 | 1174.5137 | 972.3617 | 892.4954 | 897.3871 | 781.8679 | 776.2153 | 736.9362 | 818.8941 | 1059.0009 | 1208.5873 | 1225.2556 | 1170.591 | 1171.4979 | 1127.7092 | 996.3615 | 935.6107
2046-02-22 | 793.6119 | 777.3924 | 748.1274 | 711.5065 | 755.1108 | 881.4895 | 997.9979 | 1019.2363 | 1063.319 | 972.5642 | 1017.5564 | 907.6382 | 910.7997 | 751.9847 | 940.6494 | 863.8946 | 1023.2727 | 1158.7017 | 1214.3813 | 1277.1727 | 1260.4425 | 1139.9296 | 1045.4873 | 964.5155
2046-02-23 | 964.4321 | 783.5337 | 739.1538 | 700.2253 | 743.1438 | 862.2249 | 975.4984 | 1019.5667 | 1067.377 | 911.1183 | 905.9794 | 886.2043 | 783.3185 | 663.7369 | 818.9754 | 770.3844 | 984.0756 | 1075.0208 | 1236.2266 | 1227.0579 | 1258.0069 | 1149.6012 | 1109.4452 | 1077.172
2046-02-24 | 971.6715 | 875.5705 | 743.2213 | 700.6363 | 712.8079 | 850.6172 | 943.1307 | 1055.9329 | 1084.3149 | 914.6691 | 795.1184 | 806.0816 | 785.0405 | 638.4751 | 618.4793 | 808.5266 | 962.9552 | 1144.4911 | 1139.7811 | 1171.5314 | 1089.5682 | 1078.7361 | 1026.2763 | 930.6604
2046-02-25 | 816.0652 | 753.2074 | 699.8132 | 673.762 | 684.9796 | 807.2926 | 886.2322 | 941.4007 | 988.0996 | 833.2305 | 735.2363 | 736.6019 | 696.4524 | 584.4216 | 683.0135 | 774.2232 | 936.6855 | 1115.4798 | 1189.9692 | 1191.6663 | 1095.0947 | 1077.706 | 984.7404 | 860.0693
2046-02-26 | 780.5937 | 732.5193 | 683.9404 | 673.1689 | 720.8788 | 939.5481 | 1079.3596 | 1168.3156 | 1187.3087 | 918.9761 | 825.689 | 834.9778 | 713.6528 | 677.9796 | 655.6998 | 744.3478 | 1022.5907 | 1160.5293 | 1239.2067 | 1219.5288 | 1150.3991 | 1103.5387 | 999.7873 | 884.673
2046-02-27 | 779.9928 | 735.3926 | 691.8366 | 669.6601 | 715.9327 | 913.2207 | 1046.2423 | 1100.679 | 1136.0759 | 900.2497 | 817.1914 | 779.2658 | 662.6721 | 749.0141 | 734.0696 | 790.532 | 1010.2524 | 1136.2457 | 1192.2476 | 1191.0298 | 1180.2401 | 1062.1785 | 952.5344 | 871.7586
2046-02-28 | 806.8533 | 770.0713 | 722.8494 | 699.5391 | 742.6904 | 927.9464 | 1093.1392 | 1172.5456 | 1202.2382 | 1009.7516 | 951.2674 | 975.778 | 996.916 | 910.21 | 919.6973 | 976.2022 | 1153.9598 | 1254.2117 | 1236.0307 | 1170.9221 | 1175.2309 | 1129.4356 | 999.021 | 938.5922
2046-03-01 | 949.5736 | 754.1326 | 711.7953 | 658.3503 | 688.6982 | 781.5628 | 912.4018 | 990.1926 | 1052.5525 | 961.3847 | 979.6775 | 950.2656 | 894.6232 | 732.9658 | 831.7477 | 787.9066 | 990.1891 | 1111.4654 | 1259.1923 | 1261.0153 | 1286.9496 | 1188.6204 | 1111.0634 | 1066.9039
2046-03-02 | 918.3983 | 819.3914 | 687.5046 | 633.7323 | 662.7501 | 819.3682 | 976.2206 | 1096.4531 | 1098.3898 | 928.8412 | 838.5461 | 850.5891 | 781.5328 | 660.4372 | 603.6352 | 760.0924 | 953.5627 | 1124.5842 | 1126.0834 | 1164.7972 | 1055.4174 | 1071.1989 | 1013.2934 | 904.8891
2046-03-03 | 802.1696 | 725.1812 | 672.5309 | 629.9466 | 626.6941 | 724.3856 | 835.4724 | 930.9036 | 963.0389 | 862.5873 | 768.581 | 695.7242 | 634.2131 | 507.7231 | 579.1176 | 703.3 | 883.7636 | 1055.7534 | 1083.0901 | 1087.3238 | 1013.5854 | 1045.896 | 989.714 | 879.8103
2046-03-04 | 796.3306 | 736.5583 | 682.6599 | 638.5582 | 635.4395 | 739.4792 | 813.1459 | 945.7415 | 1042.3963 | 843.7302 | 748.3311 | 753.9167 | 704.3452 | 567.0231 | 652.3574 | 763.3217 | 1011.8573 | 1140.4614 | 1232.1821 | 1186.257 | 1134.3462 | 1113.298 | 1012.7233 | 876.0256
2046-03-05 | 769.8101 | 702.9249 | 655.2712 | 628.2949 | 662.454 | 833.7841 | 984.7195 | 1062.9678 | 1116.8632 | 914.7518 | 819.6602 | 673.804 | 582.1227 | 576.6272 | 561.2498 | 667.7175 | 899.6089 | 1087.8398 | 1212.5966 | 1188.4757 | 1183.4597 | 1101.1447 | 994.2878 | 891.4438
2046-03-06 | 795.8129 | 733.2785 | 690.3597 | 650.2104 | 683.3498 | 836.6065 | 1019.563 | 1100.2637 | 1099.1587 | 904.6088 | 827.5993 | 739.4479 | 614.1655 | 597.9455 | 575.5699 | 701.7118 | 933.6517 | 1136.9078 | 1195.3758 | 1154.834 | 1172.4342 | 1126.794 | 987.07 | 918.6433
2046-03-07 | 769.1775 | 738.5262 | 704.5432 | 653.3398 | 683.6172 | 774.4739 | 903.6212 | 935.1976 | 985.2634 | 869.8507 | 881.0053 | 708.954 | 664.1291 | 608.1443 | 842.9885 | 786.1825 | 959.3061 | 1116.7162 | 1183.4626 | 1219.1919 | 1209.8588 | 1124.8614 | 1042.7356 | 949.315
2046-03-08 | 930.1388 | 735.8649 | 694.5532 | 643.7165 | 673.8158 | 763.6063 | 893.3968 | 944.5254 | 987.8986 | 892.1214 | 909.0979 | 892.4544 | 762.0176 | 740.3201 | 848.8051 | 763.3924 | 956.0828 | 1040.8315 | 1230.748 | 1239.9812 | 1269.7296 | 1161.8394 | 1092.0232 | 1045.5338
2046-03-09 | 950.3376 | 850.5822 | 720.6704 | 664.2843 | 694.1287 | 857.203 | 1016.2528 | 1136.7095 | 1151.097 | 984.4316 | 864.6045 | 860.4962 | 709.5736 | 634.4135 | 676.4774 | 827.3121 | 979.2273 | 1160.2208 | 1182.7581 | 1204.0032 | 1100.5734 | 1121.3063 | 1059.8898 | 947.5677
2046-03-10 | 835.9675 | 757.7769 | 708.4548 | 662.5193 | 659.8033 | 764.3661 | 877.6987 | 962.44 | 988.2141 | 838.1669 | 759.2352 | 694.6252 | 539.713 | 475.8715 | 518.3639 | 683.102 | 881.2826 | 1084.0151 | 1123.707 | 1129.1647 | 1066.5118 | 1096.3589 | 1041.5347 | 922.1838
2046-03-11 | 812.0683 | 750.7762 | 697.4769 | 652.3547 | 649.4492 | 756.3309 | 830.9983 | 952.4077 | 1065.3657 | 867.7808 | 788.8434 | 794.2099 | 770.0714 | 597.8845 | 657.9007 | 734.289 | 981.7365 | 1153.4522 | 1259.4286 | 1208.9592 | 1151.004 | 1131.2213 | 1033.1142 | 898.6286
2046-03-12 | 804.3517 | 734.3671 | 690.6435 | 661.0994 | 695.788 | 873.9994 | 1027.2345 | 1124.1678 | 1219.3682 | 1028.6472 | 930.7462 | 885.8757 | 849.6982 | 772.7854 | 718.1833 | 773.7241 | 972.6098 | 1141.8991 | 1275.1447 | 1243.7282 | 1233.9087 | 1154.9068 | 1044.098 | 936.9645
2046-03-13 | 819.8296 | 756.259 | 713.1865 | 673.0415 | 706.5101 | 864.2394 | 1048.8794 | 1119.9698 | 1143.6988 | 951.1308 | 878.0217 | 866.3274 | 723.012 | 745.7717 | 723.7605 | 818.4491 | 1034.7409 | 1199.331 | 1241.7066 | 1188.4418 | 1204.5255 | 1161.7326 | 1021.7343 | 952.4478
2046-03-14 | 782.5852 | 751.9388 | 720.468 | 666.6234 | 696.6133 | 790.1825 | 920.3757 | 946.5905 | 1017.397 | 934.3974 | 972.1712 | 860.0854 | 777.9133 | 720.0603 | 891.2866 | 835.4462 | 987.5322 | 1131.1972 | 1202.5862 | 1244.0761 | 1231.1273 | 1148.134 | 1063.8546 | 964.5891
2046-03-15 | 933.9983 | 739.3356 | 696.4667 | 646.3683 | 676.7814 | 767.4861 | 897.7969 | 929.7871 | 993.8405 | 873.0877 | 880.2978 | 818.7006 | 680.9661 | 608.9164 | 733.3356 | 726.4798 | 909.0021 | 1025.4012 | 1225.9225 | 1234.7293 | 1265.2812 | 1168.6632 | 1097.4485 | 1043.1924
2046-03-16 | 907.5247 | 808.9408 | 673.0582 | 622.1719 | 651.679 | 806.3788 | 962.6362 | 1029.246 | 1025.1356 | 857.7035 | 719.0661 | 670.7977 | 530.3711 | 549.458 | 536.8759 | 689.4264 | 876.0355 | 1074.0398 | 1091.6247 | 1145.8082 | 1040.0481 | 1059.937 | 997.7057 | 879.1436
2046-03-17 | 812.1871 | 735.9006 | 683.8756 | 640.5658 | 637.4913 | 737.3853 | 848.7755 | 908.33 | 920.255 | 786.8282 | 691.3407 | 552.1959 | 461.5313 | 377.4939 | 414.5251 | 575.8464 | 800.0424 | 1017.721 | 1073.5431 | 1101.6121 | 1032.0772 | 1057.5427 | 1006.9221 | 896.5062
2046-03-18 | 780.3397 | 719.2444 | 665.618 | 622.7953 | 619.4021 | 720.2625 | 792.6969 | 868.0731 | 960.9039 | 739.5733 | 639.6183 | 613.9568 | 476.8067 | 434.5957 | 510.7647 | 597.4451 | 870.3448 | 1052.0475 | 1188.9378 | 1164.5718 | 1113.049 | 1087.5379 | 988.0972 | 856.3268
2046-03-19 | 773.7507 | 704.9439 | 657.5411 | 631.1922 | 665.4124 | 837.8497 | 989.155 | 1042.3861 | 1115.1178 | 949.2571 | 865.7687 | 838.3924 | 769.7138 | 738.0419 | 718.1658 | 743.5237 | 929.8147 | 1082.8297 | 1225.4051 | 1204.9096 | 1192.2712 | 1108.9458 | 998.4389 | 888.6756
2046-03-20 | 797.2435 | 735.0997 | 690.2047 | 652.204 | 685.4515 | 839.2216 | 1022.2078 | 1068.2707 | 1098.4787 | 894.0639 | 852.6003 | 844.6244 | 687.4891 | 720.3867 | 732.4703 | 806.3008 | 1002.0996 | 1155.6386 | 1206.7701 | 1172.8075 | 1170.8745 | 1127.669 | 990.9122 | 913.5783
2046-03-21 | 770.5005 | 741.5421 | 709.4212 | 656.2031 | 686.4605 | 777.5862 | 907.4092 | 916.8305 | 991.1546 | 910.0861 | 948.0913 | 822.2385 | 751.3886 | 638.1331 | 830.8255 | 784.478 | 948.8811 | 1093.2039 | 1183.6416 | 1233.4389 | 1214.8634 | 1128.1044 | 1046.5331 | 945.0223
2046-03-22 | 946.8247 | 753.9956 | 713.9555 | 660.7522 | 691.1243 | 784.4793 | 915.3275 | 938.1699 | 1015.7903 | 917.2085 | 951.505 | 952.5757 | 894.4649 | 752.7481 | 862.0869 | 772.9159 | 1018.0866 | 1094.2928 | 1266.8557 | 1262.9072 | 1293.5957 | 1193.7846 | 1116.3556 | 1068.234
2046-03-23 | 969.2848 | 871.62 | 732.9494 | 661.4138 | 663.1379 | 746.4819 | 832.6675 | 893.8296 | 988.1988 | 856.9121 | 780.8271 | 759.1546 | 547.5631 | 528.2023 | 549.2851 | 769.3005 | 930.6885 | 1103.5658 | 1098.941 | 1119.5343 | 1027.6155 | 1083.3466 | 1021.7522 | 918.7098
2046-03-24 | 826.0894 | 744.6132 | 691.0368 | 652.5399 | 653.5448 | 756.7465 | 869.556 | 924.5404 | 973.5084 | 890.0736 | 790.1178 | 802.6949 | 770.9521 | 604.5605 | 626.2271 | 705.6254 | 889.4839 | 1081.7852 | 1114.3916 | 1126.0795 | 1055.9972 | 1073.2993 | 1035.0822 | 919.5968
2046-03-25 | 820.7744 | 757.8206 | 707.9487 | 662.0401 | 659.3313 | 768.0962 | 843.241 | 898.5466 | 1015.6738 | 816.6978 | 768.5875 | 785.2408 | 658.7723 | 582.7055 | 630.4395 | 717.3676 | 971.1114 | 1138.0072 | 1263.561 | 1221.7996 | 1163.6556 | 1144.5794 | 1048.3484 | 912.3811
2046-03-26 | 838.6271 | 773.4605 | 722.0231 | 673.6664 | 680.0957 | 781.9368 | 863.9847 | 897.1491 | 1039.5271 | 877.6221 | 807.3048 | 689.983 | 571.2008 | 574.1219 | 544.2786 | 662.5929 | 892.8498 | 1099.6901 | 1215.4838 | 1169.4791 | 1189.4468 | 1138.8414 | 1029.5859 | 930.0487
2046-03-27 | 813.1991 | 745.4536 | 700.7448 | 666.1053 | 703.3206 | 860.5644 | 1043.8391 | 1064.6439 | 1079.5535 | 871.2147 | 796.1064 | 609.1409 | 566.9162 | 566.5846 | 554.4874 | 655.9724 | 936.46 | 1147.6097 | 1214.7978 | 1184.9558 | 1183.3066 | 1155.4603 | 1017.8365 | 947.3394
2046-03-28 | 774.9667 | 744.5867 | 710.0595 | 659.5242 | 689.3247 | 781.0417 | 909.8645 | 873.4295 | 977.4577 | 903.8353 | 955.7139 | 807.7695 | 720.7997 | 637.6268 | 795.5581 | 720.9252 | 889.4194 | 1078.0128 | 1183.5744 | 1235.7972 | 1222.3235 | 1132.3697 | 1051.4107 | 958.0451
2046-03-29 | 941.8021 | 746.2843 | 705.2602 | 654.0325 | 684.3827 | 776.7408 | 903.7284 | 907.4959 | 971.6722 | 874.8853 | 865.9006 | 783.3283 | 643.0096 | 558.8871 | 689.578 | 680.7945 | 908.7596 | 1024.1705 | 1228.9284 | 1244.62 | 1282.585 | 1183.4746 | 1112.3685 | 1058.7029
2046-03-30 | 938.5036 | 838.9681 | 706.1942 | 652.6919 | 682.0037 | 842.7023 | 1000.3415 | 1036.5432 | 1067.2505 | 883.1123 | 772.1279 | 700.2741 | 552.08 | 518.9031 | 545.632 | 700.1792 | 892.6148 | 1116.4428 | 1138.1471 | 1187.4588 | 1086.82 | 1101.5943 | 1039.2114 | 932.3008
2046-03-31 | 848.9674 | 770.7709 | 721.4815 | 675.3466 | 672.7853 | 779.9119 | 893.1606 | 929.9504 | 969.3973 | 874.0458 | 821.1021 | 821.8767 | 723.7734 | 606.6455 | 611.7915 | 722.4811 | 942.3608 | 1131.9134 | 1152.2409 | 1151.8881 | 1085.6669 | 1110.5588 | 1060.5553 | 944.3917
2046-04-01 | 861.0369 | 797.3881 | 733.1043 | 694.1061 | 699.4897 | 799.4722 | 862.2043 | 931.6142 | 1071.0737 | 856.201 | 792.924 | 745.4188 | 615.6118 | 553.1015 | 640.3705 | 769.9487 | 1087.01 | 1218.5798 | 1303.0438 | 1256.8404 | 1243.1379 | 1199.8572 | 1084.6046 | 966.896
2046-04-02 | 837.5621 | 767.1666 | 707.5519 | 685.2532 | 730.123 | 901.2254 | 1044.0303 | 1091.9315 | 1209.2101 | 1033.6204 | 950.4365 | 839.9185 | 767.1414 | 783.6585 | 806.2548 | 898.2867 | 1117.0946 | 1235.7471 | 1314.6966 | 1275.6296 | 1299.1582 | 1203.3401 | 1074.9583 | 983.3928
2046-04-03 | 842.0599 | 779.186 | 722.1301 | 688.5266 | 731.3775 | 879.7023 | 1053.008 | 1088.529 | 1130.2718 | 928.2323 | 873.3927 | 703.8631 | 655.2593 | 727.9213 | 762.2308 | 898.204 | 1096.0781 | 1236.3941 | 1255.6315 | 1209.8036 | 1254.549 | 1195.3856 | 1036.5457 | 981.0975
2046-04-04 | 804.3943 | 774.4448 | 726.401 | 681.2012 | 720.4842 | 804.1819 | 925.9325 | 905.8304 | 1028.9271 | 945.3208 | 950.7699 | 761.4393 | 717.6652 | 600.4026 | 808.7654 | 809.1495 | 989.3325 | 1152.4516 | 1206.8318 | 1257.3343 | 1279.1778 | 1174.8959 | 1077.4405 | 997.7092
2046-04-05 | 960.0198 | 766.3499 | 709.2141 | 665.7038 | 705.738 | 788.332 | 911.0567 | 908.7421 | 973.4647 | 890.5491 | 911.4558 | 814.6126 | 767.2133 | 617.2864 | 746.2674 | 715.9181 | 981.4671 | 1075.0155 | 1255.0881 | 1263.0638 | 1326.5207 | 1207.3284 | 1115.4056 | 1087.8946
2046-04-06 | 959.345 | 860.546 | 713.3467 | 667.5997 | 705.6159 | 856.7592 | 1001.9806 | 1047.7674 | 1073.0608 | 920.3628 | 805.5054 | 747.5014 | 596.4961 | 569.4577 | 604.152 | 775.6355 | 991.1073 | 1157.8114 | 1162.2732 | 1208.0828 | 1135.3223 | 1127.6805 | 1052.4661 | 963.1857
2046-04-07 | 839.4992 | 762.602 | 696.8216 | 660.4004 | 665.9572 | 755.6059 | 859.1382 | 921.5662 | 994.0566 | 887.8263 | 771.4245 | 756.1759 | 706.3232 | 581.4138 | 700.1953 | 830.0285 | 998.1036 | 1132.1958 | 1129.3407 | 1133.5399 | 1086.5321 | 1092.9652 | 1026.5149 | 934.3171
2046-04-08 | 807.3151 | 746.7454 | 679.9566 | 643.5423 | 648.0598 | 737.3417 | 793.7567 | 860.7123 | 1014.274 | 797.1323 | 701.9847 | 684.2606 | 563.4983 | 528.383 | 573.9678 | 687.6721 | 971.9271 | 1110.2202 | 1227.4291 | 1189.7136 | 1166.9736 | 1124.8742 | 1004.4063 | 893.6234
2046-04-09 | 795.9137 | 727.6383 | 668.0651 | 648.1294 | 690.8511 | 853.6747 | 992.4745 | 1009.846 | 1111.8094 | 915.3578 | 817.8884 | 643.8183 | 661.6425 | 649.44 | 650.6294 | 748.2161 | 982.7067 | 1132.2352 | 1241.495 | 1221.0572 | 1237.2176 | 1143.8695 | 1010.4897 | 929.9098
2046-04-10 | 812.5085 | 750.7638 | 693.7013 | 661.1122 | 703.0921 | 845.8001 | 1012.2265 | 1027.6482 | 1050.232 | 861.7266 | 802.4512 | 642.8495 | 632.0402 | 627.2328 | 653.0869 | 776.4006 | 1016.9555 | 1167.6469 | 1209.3333 | 1173.4023 | 1211.6687 | 1150.3481 | 991.0903 | 943.9331
2046-04-11 | 785.817 | 756.7969 | 710.2561 | 664.8435 | 703.718 | 783.6612 | 898.2204 | 886.3904 | 991.7801 | 889.7674 | 935.6577 | 767.7712 | 693.3539 | 565.422 | 775.1802 | 756.677 | 967.2612 | 1103.4306 | 1179.6323 | 1237.2232 | 1250.8386 | 1150.3188 | 1047.4703 | 975.1555
2046-04-12 | 939.4955 | 747.9557 | 692.2586 | 648.0707 | 687.0244 | 765.0794 | 877.563 | 856.1251 | 940.6831 | 851.3943 | 846.9581 | 686.39 | 657.3219 | 559.0788 | 671.8423 | 678.1195 | 905.3309 | 1032.6403 | 1218.8368 | 1238.707 | 1291.3139 | 1179.9286 | 1084.3206 | 1061.6494
2046-04-13 | 963.3063 | 865.6211 | 718.9063 | 672.491 | 710.7665 | 862.5371 | 1006.2289 | 1056.3497 | 1089.4524 | 927.1911 | 773.5937 | 680.1822 | 580.1423 | 554.2639 | 636.2228 | 858.8005 | 1056.5372 | 1183.4516 | 1175.8942 | 1220.7686 | 1138.7192 | 1134.6135 | 1062.5497 | 969.3015
2046-04-14 | 851.5131 | 774.4771 | 708.9416 | 671.4882 | 677.2063 | 769.2141 | 866.299 | 916.158 | 1002.8673 | 870.9384 | 768.1126 | 773.3993 | 675.2724 | 591.4125 | 615.2221 | 766.7567 | 981.0747 | 1142.5512 | 1132.6595 | 1149.5974 | 1104.4157 | 1106.8423 | 1043.3604 | 951.1222
2046-04-15 | 834.3238 | 772.0143 | 707.983 | 669.5833 | 674.5733 | 769.3726 | 828.5744 | 878.629 | 989.6232 | 797.9281 | 695.3321 | 565.84 | 529.6332 | 480.6094 | 581.6863 | 683.2003 | 971.3859 | 1133.6232 | 1258.8051 | 1220.8979 | 1204.4792 | 1163.58 | 1047.2185 | 930.9089
2046-04-16 | 822.841 | 753.0093 | 692.3328 | 672.6576 | 716.2414 | 884.6988 | 1016.9599 | 1050.7216 | 1155.3059 | 981.4308 | 912.8258 | 809.8464 | 778.3358 | 779.7133 | 735.7038 | 823.0363 | 1037.3053 | 1183.1894 | 1265.3059 | 1241.1142 | 1276.8248 | 1180.4437 | 1051.1915 | 965.922
2046-04-17 | 844.109 | 780.8347 | 725.5016 | 691.5563 | 734.1511 | 882.5196 | 1025.9484 | 1074.4089 | 1157.174 | 989.7163 | 932.7593 | 907.0665 | 774.3095 | 787.5597 | 782.1709 | 886.5465 | 1122.554 | 1263.122 | 1266.1564 | 1221.6831 | 1261.7273 | 1193.2839 | 1038.403 | 989.3804
2046-04-18 | 805.0851 | 775.0849 | 730.0723 | 683.332 | 722.135 | 806.0739 | 913.3076 | 886.5817 | 973.2585 | 886.2463 | 909.6577 | 605.9945 | 649.1928 | 556.7747 | 788.365 | 760.653 | 967.2841 | 1125.5061 | 1210.9469 | 1261.5742 | 1271.4265 | 1171.1553 | 1075.0539 | 1001.4851
2046-04-19 | 972.4413 | 778.4572 | 723.2834 | 679.1649 | 719.1215 | 804.1383 | 914.7491 | 925.4469 | 1041.9398 | 967.3274 | 980.8892 | 954.0474 | 833.047 | 714.0798 | 845.2126 | 817.8137 | 1062.9852 | 1131.074 | 1275.7707 | 1284.2368 | 1345.7516 | 1230.2789 | 1135.0453 | 1104.3745
2046-04-20 | 972.2643 | 873.1836 | 726.8563 | 679.9082 | 718.842 | 872.2841 | 1004.6966 | 1065.2453 | 1117.3846 | 980.8957 | 905.6259 | 920.9166 | 820.9151 | 707.9722 | 738.5095 | 911.8568 | 1057.64 | 1202.8119 | 1190.2 | 1227.1651 | 1150.475 | 1148.5305 | 1070.7225 | 982.4499
2046-04-21 | 861.9462 | 783.8958 | 722.7651 | 682.1886 | 687.566 | 781.5073 | 868.4094 | 923.4879 | 983.5408 | 890.7051 | 797.0528 | 730.1167 | 632.3296 | 588.0015 | 661.7738 | 792.5716 | 998.3961 | 1132.9624 | 1154.7614 | 1159.9632 | 1120.8709 | 1122.0074 | 1058.4117 | 967.1135
2046-04-22 | 846.8245 | 786.3593 | 719.9595 | 680.4384 | 685.6186 | 782.6728 | 834.437 | 878.2537 | 1035.3461 | 797.141 | 706.3302 | 594.9974 | 610.8728 | 620.2993 | 661.2048 | 747.2561 | 1033.1645 | 1167.5462 | 1284.4435 | 1241.3833 | 1222.0948 | 1176.0533 | 1063.4075 | 947.9612
2046-04-23 | 828.8067 | 761.936 | 701.3192 | 678.5695 | 721.912 | 891.6571 | 1027.5649 | 1056.4227 | 1153.3514 | 987.3032 | 909.1999 | 807.0778 | 806.962 | 775.119 | 747.5228 | 858.2932 | 1089.2195 | 1197.3978 | 1299.7352 | 1269.5957 | 1286.0881 | 1187.5343 | 1060.6619 | 975.9212
2046-04-24 | 840.1088 | 780.314 | 722.5542 | 686.9891 | 729.1895 | 877.418 | 1035.9677 | 1043.8059 | 1117.7376 | 935.9754 | 888.7932 | 802.1493 | 745.6142 | 722.5061 | 740.2213 | 865.5684 | 1074.9209 | 1229.4185 | 1253.0846 | 1220.5109 | 1247.357 | 1190.5231 | 1030.7376 | 982.2022
2046-04-25 | 802.2186 | 772.0158 | 726.825 | 680.4266 | 719.0176 | 802.5291 | 915.6912 | 879.9981 | 960.4167 | 850.5997 | 884.6889 | 596.945 | 700.6111 | 564.7991 | 805.5682 | 754.1972 | 957.1772 | 1114.7752 | 1200.0134 | 1256.7057 | 1268.9528 | 1172.0683 | 1070.4658 | 997.6253
2046-04-26 | 971.4461 | 776.8576 | 724.1821 | 678.1283 | 717.2152 | 801.8175 | 908.1309 | 894.8522 | 985.41 | 881.2367 | 905.3058 | 746.7629 | 765.639 | 680.6476 | 822.0453 | 797.3788 | 1033.999 | 1095.899 | 1272.0943 | 1278.8295 | 1346.562 | 1224.6439 | 1133.0705 | 1102.4222
2046-04-27 | 966.0006 | 867.7845 | 723.0659 | 674.7734 | 713.2429 | 865.6018 | 1003.0719 | 1046.4316 | 1103.1438 | 935.1893 | 820.7073 | 809.902 | 719.6469 | 695.2881 | 756.8638 | 931.295 | 1087.5184 | 1203.9416 | 1194.8064 | 1225.4191 | 1138.2549 | 1135.6366 | 1066.0045 | 973.5218
2046-04-28 | 846.2455 | 772.5989 | 707.5136 | 667.643 | 672.7836 | 763.9412 | 843.7808 | 890.2776 | 974.3446 | 857.4038 | 770.5584 | 731.0113 | 626.9253 | 567.4126 | 615.4144 | 729.4561 | 958.6845 | 1117.9591 | 1124.7375 | 1140.0721 | 1096.811 | 1102.6677 | 1034.7849 | 944.7922
2046-04-29 | 832.2304 | 770.4154 | 702.8066 | 664.4781 | 669.4715 | 763.2887 | 805.9179 | 850.7443 | 974.999 | 756.7788 | 701.2358 | 565.4192 | 589.7337 | 559.1461 | 650.106 | 771.4813 | 1034.3041 | 1152.829 | 1248.2765 | 1225.8172 | 1196.1065 | 1153.1297 | 1039.5594 | 924.2244
2046-04-30 | 811.6073 | 745.4979 | 683.542 | 662.5643 | 705.5468 | 871.455 | 999.8906 | 1036.159 | 1159.0906 | 1005.2166 | 918.3965 | 837.4464 | 766.8023 | 777.494 | 713.0444 | 824.8657 | 1027.9071 | 1149.4145 | 1232.5291 | 1218.194 | 1257.8987 | 1161.0109 | 1035.7216 | 950.6229
2046-05-01 | 859.1137 | 779.605 | 740.0686 | 716.572 | 756.4295 | 882.1918 | 983.9804 | 988.5892 | 1031.7824 | 829.4622 | 799.0411 | 642.6531 | 655.4949 | 656.3892 | 708.8885 | 803.8891 | 1059.4467 | 1206.3107 | 1196.1816 | 1167.5855 | 1205.6117 | 1154.7191 | 1027.2034 | 975.895
2046-05-02 | 831.5091 | 784.7236 | 754.3331 | 718.5008 | 754.9928 | 818.7879 | 905.1636 | 841.5798 | 964.2642 | 885.3352 | 914.2169 | 713.6259 | 736.7177 | 652.6688 | 864.1489 | 796.0997 | 941.1016 | 1110.087 | 1167.1692 | 1236.7601 | 1247.527 | 1148.9765 | 1080.8968 | 1004.3612
2046-05-03 | 1001.3711 | 788.8117 | 751.0387 | 715.9697 | 753.6164 | 818.5028 | 903.1359 | 861.3038 | 962.9888 | 891.1287 | 922.4605 | 833.468 | 773.4853 | 742.837 | 868.3724 | 823.7818 | 1015.1008 | 1089.145 | 1243.0507 | 1257.4884 | 1309.8494 | 1204.3653 | 1142.3403 | 1112.8959
2046-05-04 | 1010.9068 | 895.9589 | 765.4193 | 726.2391 | 762.9528 | 898.9932 | 1008.1463 | 1038.6121 | 1145.7466 | 981.2156 | 867.1634 | 963.2149 | 855.0333 | 739.6166 | 774.2771 | 945.395 | 1099.9224 | 1245.7171 | 1184.8994 | 1215.4377 | 1136.7066 | 1140.507 | 1092.6465 | 999.9395
2046-05-05 | 907.224 | 813.2389 | 768.6758 | 737.851 | 743.5982 | 828.1365 | 900.6616 | 922.5809 | 988.1329 | 871.7747 | 779.2639 | 725.319 | 622.9364 | 549.021 | 593.0831 | 733.1398 | 945.6761 | 1132.15 | 1148.6482 | 1167.111 | 1117.8519 | 1133.1697 | 1095.2903 | 991.5092
2046-05-06 | 881.8045 | 800.4909 | 752.3214 | 726.356 | 732.4043 | 820.4597 | 852.001 | 880.8935 | 982.0993 | 771.7634 | 647.0185 | 511.5522 | 511.3334 | 497.385 | 567.1852 | 703.7761 | 972.5281 | 1152.9407 | 1234.5182 | 1227.128 | 1198.4719 | 1165.2555 | 1088.0448 | 967.6088
2046-05-07 | 863.6744 | 778.3421 | 733.358 | 720.6869 | 762.0392 | 912.6602 | 1016.9044 | 1028.9175 | 1132.8663 | 952.7925 | 888.447 | 784.9662 | 726.3728 | 721.8478 | 714.1015 | 818.6573 | 1044.9903 | 1183.9769 | 1249.5099 | 1244.1809 | 1259.9112 | 1167.433 | 1075.5669 | 987.2849
2046-05-08 | 880.001 | 802.9618 | 762.2013 | 736.7273 | 777.0715 | 907.8493 | 1042.1407 | 1049.4712 | 1101.9021 | 948.87 | 898.901 | 889.1748 | 870.6978 | 897.6193 | 915.5106 | 1009.4404 | 1159.3177 | 1246.7189 | 1223.8833 | 1189.3374 | 1229.669 | 1185.7272 | 1058.7877 | 1006.3117
2046-05-09 | 831.9992 | 783.9218 | 753.5996 | 719.0772 | 755.6095 | 818.8706 | 889.6089 | 849.4358 | 961.8744 | 872.3149 | 899.5316 | 705.2707 | 712.931 | 620.8096 | 824.6926 | 796.1826 | 962.8684 | 1124.9207 | 1166.6443 | 1232.0967 | 1248.5754 | 1149.1362 | 1079.9164 | 1004.3468
2046-05-10 | 1013.0232 | 802.068 | 764.4758 | 727.5224 | 765.0489 | 832.251 | 923.8674 | 922.4849 | 1000.0281 | 869.1131 | 898.476 | 804.7606 | 744.7502 | 656.694 | 784.7445 | 777.3003 | 972.0165 | 1065.8772 | 1222.5152 | 1258.0415 | 1320.1384 | 1219.0395 | 1161.5745 | 1129.249
2046-05-11 | 1009.597 | 891.2219 | 764.388 | 725.1192 | 761.5789 | 897.2901 | 974.7868 | 1017.7432 | 1077.6324 | 900.2104 | 808.4694 | 678.138 | 681.3534 | 638.0929 | 659.3138 | 837.5883 | 1026.0824 | 1176.8435 | 1156.8575 | 1206.1366 | 1132.8655 | 1141.7867 | 1091.3249 | 999.0972
2046-05-12 | 874.9963 | 781.0938 | 733.2636 | 706.2983 | 712.1009 | 790.3243 | 850.248 | 841.8625 | 893.2817 | 793.3757 | 693.2286 | 524.0124 | 499.1416 | 438.2294 | 494.2728 | 653.7197 | 874.7601 | 1070.418 | 1070.4877 | 1123.0624 | 1073.9598 | 1085.229 | 1044.687 | 950.8985
2046-05-13 | 858.4076 | 778.9793 | 730.3216 | 704.5754 | 710.1538 | 793.3562 | 815.4216 | 827.1806 | 914.1832 | 720.5249 | 620.9359 | 481.2327 | 492.892 | 440.926 | 515.0469 | 641.7449 | 931.4812 | 1098.9226 | 1188.6195 | 1201.5607 | 1163.8467 | 1136.791 | 1052.8618 | 936.648
2046-05-14 | 839.5572 | 756.2675 | 711.0974 | 700.1477 | 741.184 | 887.0204 | 985.6739 | 984.9427 | 1095.6584 | 927.2234 | 858.5108 | 777.6298 | 747.3091 | 712.6501 | 710.097 | 788.4247 | 985.1276 | 1122.1548 | 1212.4538 | 1216.1223 | 1229.9627 | 1136.3797 | 1043.9691 | 957.6246
2046-05-15 | 870.2606 | 793.0316 | 750.9577 | 726.3261 | 766.3984 | 895.1861 | 1027.4774 | 1005.58 | 1053.8293 | 876.707 | 806.9758 | 663.2043 | 658.5786 | 642.0157 | 669.1557 | 759.5275 | 1003.3784 | 1193.1258 | 1205.1237 | 1175.5384 | 1221.2069 | 1162.2927 | 1046.6627 | 990.1159
2046-05-16 | 848.5935 | 802.5742 | 771.023 | 733.842 | 770.8962 | 837.9006 | 912.3075 | 868.8704 | 989.4373 | 880.7243 | 901.0564 | 656.5143 | 727.2408 | 613.2738 | 819.5451 | 778.6471 | 951.414 | 1105.9817 | 1177.2421 | 1258.6623 | 1270.9667 | 1171.9741 | 1103.5137 | 1026.5335
2046-05-17 | 1005.2027 | 792.8832 | 755.8763 | 719.4692 | 756.8566 | 822.3882 | 902.4679 | 884.2831 | 980.7704 | 897.2752 | 891.8395 | 799.8657 | 742.3188 | 665.3069 | 799.6872 | 797.1288 | 960.87 | 1060.8233 | 1234.5425 | 1263.6847 | 1316.5899 | 1206.83 | 1148.7876 | 1117.8096
2046-05-18 | 1005.6072 | 890.6187 | 759.774 | 721.3614 | 757.5936 | 892.5128 | 997.6812 | 1029.9576 | 1076.4152 | 918.3739 | 792.21 | 658.2556 | 632.8976 | 576.2961 | 634.1387 | 834.1439 | 1004.397 | 1160.521 | 1148.6891 | 1205.3043 | 1128.0374 | 1132.8438 | 1085.7652 | 992.7418
2046-05-19 | 895.7164 | 801.0577 | 755.9262 | 726.1461 | 731.7895 | 813.9381 | 869.3542 | 850.8277 | 914.3942 | 802.8651 | 698.3128 | 514.3038 | 563.8545 | 463.6167 | 534.4468 | 678.3347 | 897.6242 | 1083.8434 | 1107.0488 | 1149.2487 | 1103.2283 | 1116.3187 | 1074.8293 | 978.8926
2046-05-20 | 876.1786 | 796.0364 | 748.3412 | 720.7363 | 726.3822 | 813.0528 | 834.5782 | 840.1999 | 936.5197 | 735.8034 | 662.044 | 591.5035 | 594.5155 | 521.6223 | 581.5537 | 690.1302 | 960.1479 | 1134.3138 | 1227.4861 | 1223.0991 | 1190.1423 | 1157.6163 | 1077.842 | 959.2911
2046-05-21 | 853.1947 | 770.3209 | 724.7441 | 712.7194 | 753.9573 | 902.5974 | 990.0067 | 972.2135 | 1066.2355 | 915.4128 | 827.8519 | 640.9701 | 708.5238 | 665.0559 | 686.311 | 796.5823 | 1073.5239 | 1157.9998 | 1227.5558 | 1231.3295 | 1245.0014 | 1161.388 | 1060.1309 | 975.537
2046-05-22 | 881.0642 | 802.0003 | 760.5668 | 735.3809 | 775.9559 | 906.3866 | 1025.7188 | 1021.3919 | 1053.9198 | 880.8674 | 834.4012 | 694.0175 | 748.5895 | 790.8131 | 821.1986 | 916.5413 | 1071.9924 | 1230.5119 | 1218.392 | 1202.4181 | 1232.0901 | 1179.0762 | 1059.4599 | 1003.4185
2046-05-23 | 856.9954 | 809.5087 | 778.4915 | 740.5843 | 777.8858 | 846.3005 | 917.1327 | 864.7979 | 977.9673 | 890.1117 | 909.317 | 648.7452 | 719.8243 | 611.3227 | 845.1867 | 781.5777 | 952.3384 | 1129.2394 | 1190.3507 | 1260.4956 | 1282.7914 | 1181.111 | 1114.3771 | 1036.3143
2046-05-24 | 998.5857 | 788.2471 | 749.4125 | 713.4549 | 750.7387 | 815.0115 | 884.087 | 847.1083 | 969.9807 | 892.4194 | 907.7448 | 856.7129 | 781.9702 | 675.545 | 793.97 | 760.8513 | 990.5467 | 1055.4779 | 1220.271 | 1257.0163 | 1307.8289 | 1197.4368 | 1139.7426 | 1109.407
2046-05-25 | 985.629 | 871.0578 | 740.6788 | 703.2015 | 739.6074 | 871.0233 | 966.6297 | 971.5105 | 998.8768 | 846.6426 | 742.8433 | 621.3051 | 681.266 | 714.3651 | 730.382 | 931.9931 | 1038.2572 | 1165.2251 | 1133.6634 | 1185.3864 | 1102.1867 | 1105.6353 | 1058.511 | 966.9311
2046-05-26 | 891.555 | 797.2662 | 751.7782 | 722.1739 | 728.1344 | 809.5601 | 854.129 | 857.6522 | 904.7625 | 794.8414 | 747.8893 | 728.5047 | 796.1008 | 747.5249 | 785.3003 | 887.9383 | 1034.063 | 1136.9757 | 1126.769 | 1143.1025 | 1096.2968 | 1111.5573 | 1069.6202 | 973.1588
2046-05-27 | 882.2513 | 804.3995 | 755.2235 | 727.0971 | 732.8808 | 820.8911 | 835.1436 | 848.309 | 962.9184 | 751.1031 | 715.6746 | 730.8558 | 740.9317 | 724.7501 | 711.3684 | 833.1238 | 1104.1059 | 1211.6338 | 1256.9719 | 1233.2132 | 1198.1862 | 1169.6208 | 1084.377 | 967.6256
2046-05-28 | 888.631 | 804.1889 | 755.7551 | 729.5551 | 752.2544 | 855.8037 | 875.8419 | 880.9942 | 1026.4344 | 903.5585 | 843.5117 | 786.0407 | 758.4419 | 796.121 | 858.8705 | 951.7396 | 1097.0141 | 1191.4684 | 1238.3476 | 1217.1545 | 1238.9745 | 1155.1729 | 1064.3189 | 974.3156
2046-05-29 | 873.7822 | 789.8433 | 744.5582 | 727.1457 | 771.0192 | 900.6269 | 1019.4025 | 1018.126 | 1057.3647 | 896.7175 | 858.5739 | 778.0498 | 810.3265 | 866.254 | 919.7332 | 991.0174 | 1156.7371 | 1249.2506 | 1220.1558 | 1197.9168 | 1224.8245 | 1176.2673 | 1048.3503 | 996.1052
2046-05-30 | 842.6814 | 797.6713 | 766.2708 | 729.5598 | 766.2466 | 832.282 | 902.6683 | 846.6365 | 942.1656 | 879.2407 | 910.0785 | 772.7304 | 798.3091 | 729.4852 | 929.7424 | 856.6057 | 991.7661 | 1122.8334 | 1184.1136 | 1256.6302 | 1265.5511 | 1166.1839 | 1096.3436 | 1019.751
2046-05-31 | 1013.5488 | 801.3658 | 764.8945 | 727.8546 | 765.3767 | 832.655 | 902.1236 | 871.3064 | 985.026 | 923.7024 | 945.8177 | 951.3913 | 873.7017 | 719.6639 | 896.8424 | 858.036 | 1045.3767 | 1109.4298 | 1263.4795 | 1275.4326 | 1327.7513 | 1218.9429 | 1161.3591 | 1129.8126
2046-06-01 | 1004.348 | 882.2087 | 740.0049 | 700.0139 | 738.7945 | 886.1493 | 1013.7665 | 1062.1924 | 1157.8336 | 1021.9287 | 939.4227 | 946.4018 | 878.0331 | 778.6451 | 834.6022 | 1056.29 | 1191.0216 | 1279.9547 | 1243.5662 | 1274.7504 | 1190.264 | 1188.3913 | 1152.1218 | 1028.8515
2046-06-02 | 891.8067 | 791.2847 | 730.7157 | 698.2969 | 700.4266 | 777.8086 | 843.6236 | 890.9462 | 988.8843 | 894.9459 | 807.6039 | 700.6169 | 635.7172 | 531.8611 | 581.3746 | 738.3593 | 962.8684 | 1147.8455 | 1151.3169 | 1194.6236 | 1151.5903 | 1158.5545 | 1128.4348 | 1011.9737
2046-06-03 | 871.4175 | 781.2772 | 721.6861 | 692.0931 | 693.0004 | 770.8904 | 799.0824 | 846.551 | 1017.8761 | 851.2973 | 756.6542 | 697.7922 | 623.8519 | 611.4688 | 677.8187 | 818.1876 | 1081.1364 | 1220.2914 | 1287.3627 | 1276.878 | 1244.9077 | 1209.5015 | 1125.2925 | 986.6505
2046-06-04 | 852.0914 | 758.7383 | 704.1038 | 691.643 | 735.4673 | 898.4833 | 1018.2295 | 1061.7074 | 1221.338 | 1104.9594 | 1025.9397 | 1019.2008 | 1011.8852 | 908.2633 | 921.6932 | 1024.5296 | 1171.8206 | 1280.4153 | 1344.4617 | 1311.7325 | 1322.3185 | 1220.6302 | 1128.7117 | 1010.2394
2046-06-05 | 867.8946 | 779.7801 | 727.1553 | 701.5421 | 744.2757 | 885.6266 | 1034.792 | 1077.5576 | 1163.3391 | 993.2834 | 954.6352 | 905.477 | 800.652 | 757.6463 | 784.6904 | 915.6276 | 1166.8477 | 1283.1579 | 1274.3954 | 1262.7071 | 1287.7463 | 1220.9992 | 1100.1602 | 1016.4425
2046-06-06 | 818.6671 | 767.6263 | 723.2235 | 686.7419 | 726.0836 | 801.2061 | 895.1466 | 881.3975 | 1009.9238 | 954.4049 | 983.6991 | 843.9474 | 886.66 | 775.4224 | 1041.5478 | 1053.2695 | 1102.7234 | 1210.0109 | 1240.5792 | 1304.1331 | 1298.6249 | 1194.6539 | 1129.8205 | 1022.7626
2046-06-07 | 996.1656 | 779.8258 | 729.7091 | 693.1251 | 732.4212 | 810.2103 | 900.0748 | 893.2438 | 999.5666 | 923.3231 | 947.504 | 782.5598 | 790.1066 | 702.2672 | 807.0974 | 804.6486 | 1033.3938 | 1117.3232 | 1283.1436 | 1328.6701 | 1380.2093 | 1256.1558 | 1203.2742 | 1141.7793
2046-06-08 | 992.187 | 871.3833 | 728.359 | 688.9181 | 727.762 | 872.9098 | 993.1411 | 1033.6949 | 1122.5534 | 983.9292 | 881.4497 | 807.0883 | 743.3013 | 654.5155 | 705.0316 | 912.4874 | 1048.0686 | 1210.0725 | 1191.2643 | 1258.3264 | 1174.2781 | 1174.8861 | 1134.246 | 1013.3923
2046-06-09 | 890.4391 | 786.4698 | 729.4618 | 697.3239 | 699.4315 | 776.6036 | 843.9537 | 889.2354 | 991.1405 | 909.8611 | 842.6484 | 807.0102 | 709.0305 | 623.4711 | 690.324 | 861.1501 | 1047.7259 | 1164.2256 | 1173.2716 | 1197.4429 | 1148.961 | 1156.3341 | 1125.7303 | 1013.0277
2046-06-10 | 871.0297 | 780.8983 | 722.3116 | 691.4506 | 692.449 | 770.1263 | 798.3212 | 867.459 | 1037.4081 | 865.9133 | 806.7813 | 814.3429 | 678.5523 | 586.1066 | 695.3004 | 850.0262 | 1075.2329 | 1209.5463 | 1283.5824 | 1275.3253 | 1240.6766 | 1207.2902 | 1124.0857 | 986.5364
2046-06-11 | 895.2182 | 803.3287 | 743.1854 | 709.8302 | 722.8709 | 801.781 | 844.7671 | 875.1814 | 1072.0954 | 953.3778 | 883.3607 | 725.1175 | 695.2652 | 709.521 | 694.456 | 836.3142 | 1022.3992 | 1174.8832 | 1249.8942 | 1244.0304 | 1281.3869 | 1208.5224 | 1115.6866 | 1014.8547
2046-06-12 | 864.3681 | 774.7926 | 718.8872 | 700.3306 | 747.0099 | 889.326 | 1031.2271 | 1061.7697 | 1146.1389 | 998.0645 | 941.5279 | 840.6959 | 802.3417 | 794.2359 | 789.9326 | 939.1995 | 1151.1316 | 1275.5609 | 1279.5665 | 1266.935 | 1292.937 | 1225.7229 | 1103.5682 | 1021.3403
2046-06-13 | 828.7559 | 776.5547 | 732.7898 | 695.4826 | 734.7522 | 811.6793 | 901.3834 | 867.1721 | 1016.3745 | 940.6577 | 975.6173 | 730.7335 | 783.6032 | 688.312 | 918.9632 | 898.735 | 1041.2143 | 1194.2487 | 1228.0518 | 1312.1337 | 1313.3698 | 1208.746 | 1143.2261 | 1035.7876
2046-06-14 | 999.9182 | 781.8099 | 731.4431 | 694.4446 | 734.0828 | 812.4915 | 914.3928 | 892.3355 | 1023.0136 | 951.6703 | 982.2043 | 894.1836 | 833.4416 | 723.4531 | 858.9096 | 878.835 | 1082.0616 | 1149.8582 | 1309.3143 | 1331.0761 | 1386.8723 | 1261.6572 | 1205.8406 | 1145.6181
2046-06-15 | 992.1116 | 870.2368 | 727.052 | 687.931 | 726.8282 | 871.7415 | 999.7701 | 1066.0474 | 1168.5266 | 1053.5765 | 917.7378 | 982.6996 | 880.3782 | 798.6599 | 766.3909 | 928.5098 | 1075.5566 | 1222.6814 | 1208.2263 | 1258.801 | 1172.4496 | 1172.7398 | 1133.5357 | 1011.2323
2046-06-16 | 883.4066 | 782.4443 | 722.2573 | 690.1699 | 691.946 | 767.9546 | 837.9603 | 872.9327 | 979.1339 | 894.1349 | 802.5478 | 689.8803 | 627.9085 | 547.7588 | 627.8098 | 794.0836 | 999.1687 | 1168.0708 | 1156.0068 | 1188.753 | 1136.2952 | 1147.2616 | 1116.1538 | 1002.4579
2046-06-17 | 858.51 | 768.9662 | 708.8629 | 678.9262 | 679.5287 | 754.9424 | 785.6947 | 859.2799 | 1042.5141 | 884.1778 | 808.9515 | 796.8296 | 706.9214 | 559.1896 | 633.5495 | 743.3597 | 988.3502 | 1162.7359 | 1259.6513 | 1259.255 | 1225.6241 | 1186.5551 | 1105.1494 | 968.8408
2046-06-18 | 849.574 | 754.3582 | 700.9732 | 688.6879 | 732.4482 | 895.1134 | 1023.868 | 1062.8471 | 1215.7219 | 1063.0698 | 965.8691 | 883.2866 | 779.7488 | 766.7674 | 749.832 | 902.7129 | 1126.8145 | 1228.4498 | 1295.9216 | 1306.9977 | 1321.0035 | 1216.9387 | 1122.6119 | 1007.3995
2046-06-19 | 856.8324 | 768.1557 | 718.139 | 693.62 | 736.195 | 876.2882 | 1031.7255 | 1044.8154 | 1126.3298 | 959.1748 | 907.5314 | 785.3921 | 774.9067 | 736.199 | 736.0258 | 886.3813 | 1072.4774 | 1217.7436 | 1230.9946 | 1242.1357 | 1274.2635 | 1214.1756 | 1086.8501 | 1006.4844
2046-06-20 | 806.1533 | 750.9134 | 708.9985 | 674.1396 | 712.5516 | 785.3252 | 871.9539 | 859.3261 | 1016.5791 | 956.1412 | 964.3229 | 862.6757 | 839.1182 | 702.4389 | 864.7975 | 816.531 | 955.108 | 1117.9374 | 1179.6089 | 1281.7454 | 1287.7587 | 1173.6789 | 1110.3575 | 1004.9588
2046-06-21 | 983.3873 | 764.1256 | 715.6173 | 679.702 | 718.8983 | 795.0997 | 896.5636 | 871.0251 | 981.0425 | 923.1834 | 956.1911 | 874.018 | 838.6696 | 705.1666 | 810.5751 | 805.9101 | 986.2843 | 1084.6233 | 1244.0208 | 1304.6855 | 1359.964 | 1242.6624 | 1181.1942 | 1124.1273
2046-06-22 | 989.4149 | 864.2877 | 723.2691 | 685.7341 | 724.5871 | 869.2794 | 989.0452 | 1030.4914 | 1102.2267 | 976.4683 | 876.3114 | 748.1872 | 678.5517 | 638.1724 | 687.377 | 874.6926 | 1040.1612 | 1201.2605 | 1181.3902 | 1249.8243 | 1173.125 | 1169.6874 | 1128.6845 | 1008.245
2046-06-23 | 879.0965 | 775.9313 | 717.6396 | 685.9305 | 687.5447 | 762.6683 | 835.3315 | 877.0482 | 986.3584 | 892.3388 | 803.5221 | 702.4047 | 622.8389 | 540.835 | 548.7941 | 707.7982 | 910.804 | 1098.4942 | 1125.0728 | 1183.7179 | 1132.45 | 1138.6016 | 1106.6724 | 996.5241
2046-06-24 | 877.8977 | 786.9909 | 725.3792 | 697.6051 | 698.4623 | 777.3918 | 811.5669 | 871.3735 | 1045.7953 | 885.4955 | 832.4258 | 864.9583 | 787.5599 | 682.3345 | 757.9722 | 883.7698 | 1071.8871 | 1230.4338 | 1297.3893 | 1283.7134 | 1251.0514 | 1213.2031 | 1133.6446 | 995.4025
2046-06-25 | 854.6104 | 759.6257 | 703.9757 | 691.7539 | 735.5678 | 898.644 | 1022.3185 | 1066.4906 | 1202.5925 | 1057.8276 | 955.847 | 793.0679 | 744.2087 | 763.3251 | 756.8459 | 888.677 | 1085.7286 | 1214.8624 | 1293.0357 | 1309.4394 | 1325.5989 | 1220.9976 | 1123.6942 | 1009.8139
2046-06-26 | 849.4572 | 761.4238 | 710.9597 | 687.1104 | 729.5364 | 868.1457 | 1021.9242 | 1043.0346 | 1121.3405 | 993.4803 | 934.9164 | 877.6271 | 800.364 | 769.1131 | 713.1944 | 856.8681 | 1097.4008 | 1239.9609 | 1232.0099 | 1239.2726 | 1267.3579 | 1201.2923 | 1076.8498 | 996.1177
2046-06-27 | 829.0406 | 773.8472 | 733.5504 | 696.2052 | 735.5613 | 812.4374 | 911.0184 | 881.6629 | 1008.4772 | 930.6339 | 968.4642 | 722.7017 | 754.3891 | 683.9656 | 951.5026 | 956.602 | 1086.488 | 1193.6092 | 1230.9761 | 1312.4315 | 1314.5637 | 1212.6477 | 1141.9215 | 1036.9493
2046-06-28 | 998.4674 | 779.4196 | 731.2359 | 694.1442 | 733.7456 | 812.2483 | 913.5529 | 915.4357 | 1036.5259 | 985.457 | 1012.4043 | 938.4848 | 910.4533 | 805.3175 | 917.0896 | 936.6774 | 1116.5718 | 1164.7366 | 1303.9477 | 1334.1771 | 1383.0193 | 1262.3698 | 1203.6724 | 1144.2113
2046-06-29 | 1006.3285 | 883.6661 | 743.0997 | 702.6429 | 741.8229 | 889.831 | 1022.252 | 1067.9119 | 1153.9688 | 1030.4043 | 923.2004 | 841.3998 | 755.9002 | 714.1155 | 787.5391 | 1026.2474 | 1115.4684 | 1242.9059 | 1219.3566 | 1276.8639 | 1196.3301 | 1195.4968 | 1152.645 | 1032.8171
2046-06-30 | 892.483 | 789.0631 | 731.9997 | 699.1191 | 701.0721 | 779.2853 | 852.6856 | 905.2534 | 1018.5824 | 933.9616 | 821.7744 | 748.4347 | 635.9308 | 552.9373 | 663.7431 | 798.9726 | 1023.0417 | 1169.0365 | 1165.9388 | 1198.3964 | 1152.1311 | 1154.1709 | 1131.2699 | 1015.6382
2046-07-01 | 910.8132 | 828.0862 | 765.6385 | 732.4021 | 726.5304 | 800.3422 | 830.9746 | 894.9734 | 1061.4568 | 893.6426 | 829.7573 | 802.2579 | 726.6506 | 749.6184 | 816.8344 | 909.6865 | 1168.6897 | 1296.794 | 1341.5345 | 1339.2477 | 1300.5568 | 1264.54 | 1173.5066 | 1025.1294
2046-07-02 | 895.6826 | 805.9278 | 750.1366 | 736.2869 | 775.8639 | 943.908 | 1076.1872 | 1117.3969 | 1246.4082 | 1096.244 | 1029.2572 | 914.8515 | 887.2205 | 876.5524 | 871.7606 | 984.9246 | 1183.607 | 1314.3012 | 1379.03 | 1384.5411 | 1390.9868 | 1288.1902 | 1180.6987 | 1054.4634
2046-07-03 | 903.7685 | 821.4723 | 768.5126 | 741.6062 | 780.0349 | 925.8689 | 1094.6343 | 1136.6356 | 1253.9343 | 1103.533 | 1047.4705 | 1047.1995 | 926.54 | 894.1199 | 874.0575 | 958.5027 | 1176.5156 | 1332.5322 | 1321.6438 | 1327.3222 | 1351.537 | 1285.539 | 1142.1407 | 1053.9925
2046-07-04 | 890.3017 | 841.8113 | 795.5365 | 737.983 | 745.5175 | 747.9411 | 774.5134 | 765.5889 | 944.8366 | 940.7328 | 993.527 | 788.2112 | 751.6341 | 640.5041 | 862.8764 | 843.1269 | 1003.7338 | 1186.7023 | 1204.0956 | 1296.2674 | 1314.4885 | 1223.8873 | 1145.379 | 1051.5733
2046-07-05 | 1024.1101 | 803.9936 | 751.2558 | 722.8367 | 761.4444 | 841.6225 | 950.7641 | 965.1412 | 1063.9093 | 1000.3799 | 1053.6911 | 968.8014 | 914.4466 | 823.0559 | 922.7881 | 909.5962 | 1141.1954 | 1203.8528 | 1345.7455 | 1389.0869 | 1427.8156 | 1314.845 | 1238.6595 | 1171.3847
2046-07-06 | 1021.2374 | 903.9958 | 760.6231 | 720.7107 | 755.0047 | 902.1985 | 1045.0946 | 1119.6458 | 1193.4895 | 1073.9684 | 982.8851 | 991.7947 | 802.2335 | 764.0768 | 778.4054 | 984.2576 | 1109.5738 | 1260.3462 | 1226.0378 | 1306.4442 | 1219.3836 | 1219.7014 | 1167.3083 | 1039.6741
2046-07-07 | 920.0197 | 820.1139 | 762.0296 | 728.3171 | 723.3489 | 796.0929 | 872.8075 | 947.2606 | 1024.5551 | 954.6135 | 881.5577 | 825.4518 | 702.3899 | 644.2024 | 663.1459 | 811.2704 | 1007.6774 | 1192.2969 | 1188.0789 | 1244.8922 | 1182.8454 | 1199.2313 | 1157.5315 | 1038.841
2046-07-08 | 914.4402 | 827.5079 | 768.4275 | 735.075 | 729.0922 | 803.3926 | 843.0449 | 927.1613 | 1102.9127 | 915.8642 | 840.7714 | 845.3063 | 724.9445 | 688.8055 | 708.4333 | 801.0102 | 1055.065 | 1237.191 | 1325.5597 | 1343.6133 | 1305.1303 | 1270.1092 | 1176.1116 | 1028.4687
2046-07-09 | 873.5898 | 782.5215 | 727.7285 | 715.5353 | 754.7574 | 918.523 | 1055.9335 | 1100.5643 | 1215.5949 | 1066.8886 | 979.9842 | 840.524 | 797.626 | 810.3383 | 792.8587 | 918.1635 | 1152.9229 | 1275.9596 | 1336.162 | 1359.7595 | 1361.3547 | 1256.6917 | 1147.6934 | 1024.4631
2046-07-10 | 896.8859 | 814.3069 | 762.272 | 735.872 | 774.1979 | 918.9071 | 1085.8931 | 1127.3063 | 1205.0824 | 1054.2765 | 1013.8609 | 957.9007 | 845.6333 | 832.5597 | 888.5933 | 985.0986 | 1216.4919 | 1321.6823 | 1319.4186 | 1322.219 | 1337.9887 | 1277.9363 | 1135.0073 | 1046.0842
2046-07-11 | 856.3221 | 807.9637 | 764.974 | 727.149 | 761.3924 | 840.9968 | 962.4122 | 961.9167 | 1101.7703 | 1037.8817 | 1086.9573 | 996.2911 | 919.9359 | 773.2452 | 960.7314 | 902.4709 | 1055.1513 | 1223.6698 | 1264.1772 | 1367.798 | 1359.1969 | 1253.6785 | 1176.6855 | 1061.9481
2046-07-12 | 1039.9176 | 824.0682 | 775.3288 | 738.5453 | 773.5478 | 857.0634 | 971.6042 | 987.8036 | 1080.2555 | 1028.3713 | 1074.224 | 988.8308 | 930.7113 | 910.295 | 1057.6717 | 1073.0525 | 1234.0641 | 1262.1749 | 1378.2706 | 1408.6962 | 1442.6528 | 1330.4354 | 1256.9923 | 1187.9505
2046-07-13 | 1034.0554 | 917.7229 | 774.7141 | 733.998 | 768.0919 | 917.9614 | 1061.1047 | 1143.8016 | 1253.1895 | 1155.1221 | 1053.6742 | 1050.1215 | 954.4936 | 822.0919 | 832.2526 | 1009.9062 | 1162.8501 | 1316.6153 | 1260.736 | 1326.5792 | 1234.1394 | 1237.5382 | 1186.8946 | 1058.5843
2046-07-14 | 942.4731 | 842.1645 | 784.663 | 749.1898 | 744.9048 | 821.5376 | 907.072 | 979.5752 | 1077.7447 | 1001.5058 | 919.5953 | 903.3114 | 754.0394 | 686.2418 | 710.7258 | 892.4127 | 1095.6217 | 1247.1787 | 1236.607 | 1273.6111 | 1218.0334 | 1229.9249 | 1186.0996 | 1068.9043
2046-07-15 | 927.1863 | 839.8386 | 781.6017 | 748.1739 | 742.3556 | 819.5455 | 862.3072 | 945.2537 | 1090.2664 | 897.5721 | 831.8697 | 826.0277 | 740.2256 | 736.0147 | 800.233 | 915.9505 | 1136.3286 | 1280.0482 | 1353.4558 | 1360.9902 | 1323.9071 | 1290.1409 | 1194.6339 | 1047.9276
2046-07-16 | 897.984 | 806.5622 | 753.1153 | 739.1081 | 778.6455 | 947.3425 | 1089.1443 | 1148.6257 | 1278.9766 | 1120.3854 | 1012.4076 | 927.1497 | 867.1463 | 903.8476 | 911.7607 | 1013.7022 | 1177.7845 | 1309.1033 | 1379.4405 | 1387.6494 | 1395.4202 | 1290.5397 | 1186.5927 | 1058.4999
2046-07-17 | 895.3699 | 814.0873 | 760.5986 | 734.3632 | 772.4231 | 916.9592 | 1090.1333 | 1155.1616 | 1222.6591 | 1081.9354 | 1041.367 | 1058.5559 | 958.0095 | 958.9153 | 950.6124 | 1037.7369 | 1230.5776 | 1369.993 | 1328.6699 | 1321.0856 | 1333.1573 | 1275.3454 | 1132.9429 | 1043.6626
2046-07-18 | 852.6286 | 806.0179 | 761.3761 | 723.9733 | 758.1519 | 836.4931 | 952.3395 | 955.0768 | 1095.1189 | 1020.9349 | 1076.8493 | 1004.7581 | 1021.8992 | 898.0849 | 1108.6938 | 1061.2902 | 1190.9593 | 1282.838 | 1277.7187 | 1358.314 | 1356.5401 | 1251.1633 | 1168.4702 | 1055.4192
2046-07-19 | 1035.5598 | 822.7901 | 773.0614 | 734.9037 | 769.8214 | 851.9974 | 971.0987 | 989.6542 | 1091.9501 | 1025.9885 | 1066.9415 | 1029.795 | 916.8644 | 852.8497 | 948.6035 | 923.3439 | 1137.5239 | 1215.566 | 1362.0227 | 1399.2318 | 1442.9372 | 1322.2259 | 1249.8916 | 1181.579
2046-07-20 | 1020.3365 | 905.13 | 761.2195 | 721.2106 | 755.3249 | 902.5849 | 1045.7865 | 1121.6549 | 1176.1336 | 1029.888 | 937.6805 | 870.0636 | 774.0413 | 743.7542 | 809.9797 | 1004.3315 | 1121.7978 | 1277.8112 | 1241.8081 | 1307.7576 | 1215.5752 | 1221.2177 | 1167.848 | 1040.0563
2046-07-21 | 936.748 | 837.1048 | 779.5291 | 744.7574 | 740.251 | 815.8254 | 902.0616 | 962.7188 | 1057.88 | 959.895 | 877.1651 | 801.2332 | 714.1754 | 665.971 | 722.7726 | 893.0727 | 1089.941 | 1240.0393 | 1227.9631 | 1264.0366 | 1208.9326 | 1224.5614 | 1183.4616 | 1061.4782
2046-07-22 | 928.2799 | 840.9813 | 782.2656 | 748.32 | 742.7524 | 819.9284 | 866.8945 | 982.3952 | 1143.3414 | 922.8217 | 852.8299 | 857.2196 | 719.3738 | 685.9156 | 773.422 | 949.6479 | 1229.5435 | 1330.4212 | 1378.2357 | 1357.5638 | 1323.5132 | 1292.5991 | 1196.6805 | 1049.1807
2046-07-23 | 891.0431 | 798.9144 | 742.6366 | 729.4194 | 768.8908 | 935.5724 | 1078.3292 | 1134.9468 | 1279.0714 | 1139.1925 | 1049.2428 | 1005.3588 | 912.6755 | 950.2826 | 934.7097 | 1018.392 | 1193.1591 | 1312.2894 | 1375.1001 | 1378.8894 | 1379.0139 | 1279.8609 | 1167.3823 | 1044.1097
2046-07-24 | 897.3051 | 813.5145 | 763.2736 | 737.2312 | 775.4488 | 920.0082 | 1096.9798 | 1178.854 | 1279.28 | 1142.4718 | 1097.9241 | 1119.8693 | 1161.5476 | 1046.0485 | 1000.6224 | 1070.3853 | 1253.8527 | 1363.0523 | 1339.8356 | 1323.5497 | 1341.3541 | 1277.5479 | 1136.163 | 1047.1841
2046-07-25 | 856.5292 | 808.8328 | 763.7852 | 726.1899 | 760.4237 | 839.2186 | 956.2496 | 951.0103 | 1074.8141 | 1006.919 | 1050.4693 | 908.4509 | 882.8529 | 800.4851 | 1004.669 | 989.2774 | 1140.8791 | 1270.501 | 1285.0176 | 1365.3546 | 1357.5342 | 1252.174 | 1172.614 | 1058.7898
2046-07-26 | 1029.4025 | 815.248 | 766.1739 | 728.4934 | 763.836 | 844.692 | 964.2739 | 979.4417 | 1103.2274 | 1040.4366 | 1070.1801 | 1074.7753 | 955.1598 | 829.973 | 943.4519 | 934.7011 | 1157.0545 | 1222.8374 | 1356.6326 | 1393.6843 | 1429.7588 | 1317.3613 | 1240.2158 | 1173.8354
2046-07-27 | 1040.5295 | 920.4044 | 780.7387 | 739.5107 | 773.7783 | 924.782 | 1074.4898 | 1157.9987 | 1227.9419 | 1108.3892 | 988.4346 | 970.5736 | 816.8695 | 774.8697 | 795.2561 | 1008.7442 | 1156.0965 | 1307.5408 | 1273.9948 | 1330.2155 | 1245.5045 | 1246.3023 | 1195.3 | 1066.0962
2046-07-28 | 938.6368 | 838.8858 | 781.3008 | 746.2224 | 741.6555 | 817.835 | 904.352 | 966.7213 | 1063.094 | 972.5289 | 882.3186 | 849.0316 | 749.0719 | 658.0985 | 676.5619 | 854.7621 | 1061.862 | 1240.704 | 1231.4591 | 1266.9389 | 1214.1499 | 1223.535 | 1184.6433 | 1065.1784
2046-07-29 | 908.7507 | 822.1153 | 763.2133 | 730.1012 | 724.2952 | 797.9895 | 842.3195 | 914.0809 | 1047.524 | 875.1593 | 797.8668 | 674.7263 | 612.5223 | 612.1506 | 677.6036 | 804.8163 | 1074.0619 | 1248.0136 | 1330.3836 | 1332.1613 | 1299.0499 | 1262.0356 | 1168.9082 | 1021.8856
2046-07-30 | 882.6526 | 791.7208 | 734.9612 | 722.2402 | 761.5802 | 926.6813 | 1067.7183 | 1119.5904 | 1217.2518 | 1055.9987 | 981.5427 | 863.0876 | 808.57 | 832.5958 | 837.5416 | 928.3902 | 1147.8372 | 1269.8098 | 1365.9915 | 1369.8189 | 1367.563 | 1268.1557 | 1158.0169 | 1033.5727
2046-07-31 | 901.2669 | 820.1772 | 767.2791 | 740.6519 | 779.4169 | 924.6311 | 1099.1122 | 1158.8726 | 1233.3791 | 1063.0564 | 1034.3104 | 1062.9824 | 944.6877 | 984.8876 | 1052.079 | 1115.3815 | 1300.3555 | 1414.3235 | 1336.0273 | 1327.304 | 1343.5581 | 1283.5073 | 1143.3955 | 1052.2054
2046-08-01 | 934.8174 | 877.3614 | 828.2451 | 791.849 | 829.6267 | 924.9392 | 1051.5198 | 1050.9385 | 1193.4126 | 1142.4338 | 1168.8648 | 1073.0429 | 1024.9951 | 894.741 | 1050.7696 | 987.2422 | 1134.9838 | 1298.7504 | 1359.7404 | 1440.674 | 1439.6823 | 1328.9441 | 1238.9936 | 1134.7604
2046-08-02 | 1103.4723 | 882.0354 | 829.1415 | 793.2836 | 832.2694 | 929.3254 | 1057.7957 | 1044.1233 | 1146.0399 | 1068.8703 | 1101.1472 | 1015.2645 | 980.5587 | 887.0682 | 1005.6152 | 966.9004 | 1195.909 | 1284.3062 | 1421.4386 | 1464.1099 | 1510.2712 | 1385.9611 | 1310.4704 | 1247.6783
2046-08-03 | 1097.9622 | 974.3037 | 826.0904 | 787.3606 | 825.1779 | 989.53 | 1143.6442 | 1178.7854 | 1220.3569 | 1072.7543 | 973.3672 | 835.1336 | 820.7331 | 780.9226 | 823.4566 | 1031.0605 | 1190.874 | 1362.2048 | 1323.2992 | 1380.0181 | 1301.0631 | 1296.2767 | 1236.3648 | 1115.4355
2046-08-04 | 993.691 | 890.0332 | 824.275 | 792.2361 | 792.7901 | 885.3756 | 982.4388 | 1031.0156 | 1101.7287 | 1007.9751 | 944.1963 | 883.9238 | 768.0591 | 693.5933 | 696.3672 | 845.1749 | 1080.7746 | 1290.1709 | 1280.7659 | 1321.4493 | 1267.1434 | 1270.8435 | 1225.923 | 1105.7476
2046-08-05 | 968.9683 | 877.364 | 812.3185 | 781.7765 | 781.1077 | 873.1437 | 932.6623 | 987.599 | 1134.7012 | 957.5841 | 869.0373 | 879.9702 | 804.9845 | 741.6981 | 816.7523 | 938.6882 | 1198.393 | 1330.5254 | 1390.9242 | 1395.4444 | 1363.1035 | 1319.563 | 1217.7836 | 1070.9907
2046-08-06 | 941.5342 | 844.036 | 781.8817 | 771.6814 | 814.0573 | 992.1373 | 1144.6574 | 1180.3178 | 1306.2024 | 1174.8958 | 1058.9273 | 1026.1129 | 965.2673 | 948.5244 | 939.331 | 1025.0961 | 1225.2566 | 1341.0518 | 1419.1558 | 1423.3619 | 1423.3193 | 1319.1519 | 1203.8592 | 1086.9426
2046-08-07 | 963.3513 | 873.5557 | 815.6192 | 791.6321 | 833.2449 | 992.2138 | 1175.5433 | 1216.0959 | 1306.1364 | 1120.9415 | 1065.114 | 1034.0429 | 951.9957 | 949.9614 | 946.3953 | 1025.4891 | 1257.0379 | 1415.3641 | 1396.1182 | 1382.5378 | 1402.3993 | 1338.1566 | 1191.0029 | 1107.9076
2046-08-08 | 925.7744 | 869.9328 | 820.5045 | 784.9132 | 823.1062 | 917.2583 | 1044.3734 | 1017.2056 | 1119.2477 | 1051.658 | 1073.2495 | 845.9412 | 885.708 | 771.8049 | 992.4365 | 945.2163 | 1163.2289 | 1323.839 | 1352.2719 | 1426.4175 | 1426.3875 | 1322.7113 | 1229.0839 | 1124.0217
2046-08-09 | 1095.0019 | 872.0661 | 819.7165 | 784.5576 | 823.341 | 918.6996 | 1051.8683 | 1073.1746 | 1183.4515 | 1092.4325 | 1121.0889 | 1095.0165 | 1019.6576 | 919.6749 | 1026.1121 | 1017.4865 | 1229.1858 | 1308.8453 | 1413.9778 | 1457.7197 | 1497.6407 | 1375.4322 | 1295.3221 | 1235.4865
2046-08-10 | 1098.5365 | 973.3393 | 826.8537 | 788.38 | 825.7887 | 990.3121 | 1145.0569 | 1203.0808 | 1279.7285 | 1126.2462 | 1025.0281 | 993.3502 | 867.5979 | 813.3559 | 829.4391 | 981.8278 | 1156.5852 | 1349.2645 | 1322.5441 | 1383.2972 | 1294.0198 | 1300.1058 | 1237.0772 | 1117.5268
2046-08-11 | 969.4265 | 862.9488 | 799.0469 | 769.7263 | 769.92 | 858.303 | 958.4091 | 1003.3557 | 1067.5572 | 973.1974 | 894.5066 | 803.7571 | 704.8124 | 641.9183 | 691.0827 | 848.025 | 1103.7775 | 1271.4128 | 1256.0322 | 1290.4393 | 1234.3523 | 1238.6729 | 1190.9341 | 1071.9976
2046-08-12 | 962.0265 | 872.6285 | 805.0436 | 775.098 | 774.3407 | 864.6887 | 923.9711 | 973.8629 | 1109.0654 | 912.0775 | 849.3912 | 747.8845 | 670.599 | 633.7884 | 715.7159 | 851.0493 | 1141.5215 | 1299.3892 | 1375.0296 | 1387.4278 | 1350.2116 | 1309.2117 | 1209.3087 | 1061.4026
2046-08-13 | 947.799 | 850.577 | 788.9289 | 778.264 | 820.7491 | 1000.1754 | 1155.3338 | 1181.2132 | 1293.5689 | 1124.7359 | 1025.2697 | 884.4264 | 866.7363 | 879.9739 | 885.9644 | 994.964 | 1214.2662 | 1355.4166 | 1427.5099 | 1427.8855 | 1437.7561 | 1325.4503 | 1215.0823 | 1096.5954
2046-08-14 | 957.2543 | 867.3663 | 808.7342 | 784.8804 | 826.7031 | 984.5077 | 1165.1828 | 1202.7596 | 1276.9062 | 1079.851 | 1015.6021 | 964.2463 | 898.8385 | 922.9845 | 970.2167 | 1086.1948 | 1287.8411 | 1429.0148 | 1392.2696 | 1374.9038 | 1397.0824 | 1329.1128 | 1179.7383 | 1099.6015
2046-08-15 | 909.4293 | 855.0173 | 805.0295 | 770.9792 | 808.61 | 899.8382 | 1027.6416 | 1006.4746 | 1110.1277 | 1009.6521 | 1055.236 | 819.1665 | 880.1696 | 787.0619 | 990.1074 | 946.3444 | 1176.2512 | 1300.9813 | 1335.1196 | 1411.0532 | 1408.8442 | 1298.3878 | 1208.2468 | 1104.4951
2046-08-16 | 1091.7313 | 871.5365 | 816.4711 | 781.7089 | 820.4088 | 915.075 | 1045.5535 | 1026.1845 | 1098.2754 | 1043.6826 | 1081.2421 | 1030.7974 | 945.0752 | 882.0467 | 1054.3575 | 1054.2941 | 1254.2357 | 1347.3725 | 1438.8661 | 1452.878 | 1494.4768 | 1369.0248 | 1290.2179 | 1231.1719
2046-08-17 | 1129.382 | 1006.8898 | 852.9635 | 793.618 | 799.8744 | 874.9964 | 951.6271 | 989.279 | 1119.7837 | 1009.3437 | 932.5577 | 806.3049 | 730.1294 | 738.0325 | 782.6673 | 973.3328 | 1152.6832 | 1339.4063 | 1273.2979 | 1306.0652 | 1235.7696 | 1264.0051 | 1206.4489 | 1094.8596
2046-08-18 | 984.1644 | 872.316 | 805.8882 | 782.7718 | 787.0699 | 878.333 | 981.012 | 1017.8125 | 1081.7415 | 1008.5795 | 921.45 | 840.8448 | 802.5619 | 747.4339 | 822.0614 | 978.0847 | 1172.9271 | 1319.9092 | 1299.664 | 1312.785 | 1256.8163 | 1265.0329 | 1215.3726 | 1095.8485
2046-08-19 | 959.4937 | 869.0111 | 802.3671 | 772.6286 | 771.8338 | 861.7499 | 921.7807 | 980.9114 | 1117.2434 | 928.8717 | 865.0414 | 833.1889 | 673.6375 | 661.8689 | 727.8446 | 854.4208 | 1162.7432 | 1331.6204 | 1396.8533 | 1380.7286 | 1348.9676 | 1306.2034 | 1204.5338 | 1057.7929
2046-08-20 | 946.428 | 846.4931 | 784.5536 | 774.2331 | 816.6563 | 995.359 | 1156.3495 | 1167.5143 | 1272.108 | 1110.4484 | 1032.0932 | 894.5742 | 883.6581 | 880.9103 | 904.3592 | 1069.0711 | 1266.0766 | 1390.0294 | 1440.6173 | 1428.478 | 1430.2943 | 1318.6814 | 1208.9049 | 1090.6391
2046-08-21 | 953.4816 | 864.9281 | 806.5953 | 783.1523 | 824.6491 | 981.6592 | 1167.2942 | 1198.0232 | 1256.9106 | 1116.574 | 1066.2916 | 1035.2291 | 917.4272 | 902.6749 | 902.4783 | 1005.409 | 1235.3865 | 1399.6411 | 1395.4017 | 1371.0606 | 1396.4233 | 1322.848 | 1178.256 | 1096.773
2046-08-22 | 920.4359 | 865.8265 | 816.2004 | 781.1364 | 818.7579 | 911.8264 | 1043.8993 | 1025.4046 | 1145.6703 | 1086.5238 | 1109.6473 | 995.3582 | 991.8913 | 906.8285 | 1160.0907 | 1082.1088 | 1246.1008 | 1382.383 | 1367.88 | 1425.6761 | 1422.3011 | 1313.5943 | 1223.9812 | 1119.5125
2046-08-23 | 1085.9774 | 866.571 | 810.2278 | 775.5358 | 813.8185 | 907.1126 | 1041.5471 | 1068.7498 | 1182.9232 | 1168.731 | 1217.734 | 1203.3778 | 1254.669 | 1151.0194 | 1237.6213 | 1200.6694 | 1361.5797 | 1366.7974 | 1428.2872 | 1444.1939 | 1485.9205 | 1363.7158 | 1284.5119 | 1227.3903
2046-08-24 | 1091.4752 | 963.3368 | 814.2057 | 776.4411 | 813.4351 | 975.3868 | 1141.4541 | 1252.2541 | 1333.1207 | 1200.1055 | 1098.7463 | 1126.646 | 1113.2556 | 971.8734 | 1040.7766 | 1207.1455 | 1339.8911 | 1460.8642 | 1347.587 | 1369.1218 | 1283.8984 | 1279.9059 | 1221.4624 | 1101.1667
2046-08-25 | 994.747 | 886.6549 | 820.4133 | 788.8475 | 788.9376 | 880.5895 | 984.9578 | 1038.6605 | 1141.7606 | 1042.2911 | 972.1687 | 998.2397 | 949.6706 | 860.2683 | 900.0397 | 1034.9349 | 1223.3806 | 1365.0523 | 1312.2714 | 1311.5749 | 1261.9423 | 1266.1252 | 1219.6499 | 1099.6388
2046-08-26 | 965.4429 | 872.1627 | 803.8704 | 774.1495 | 773.6116 | 863.6308 | 925.0578 | 992.9808 | 1123.4487 | 959.3596 | 866.9369 | 863.9047 | 751.4799 | 741.5168 | 905.2433 | 1063.6939 | 1286.2539 | 1373.0856 | 1413.4373 | 1381.7204 | 1351.0747 | 1309.5262 | 1205.9432 | 1059.1538
2046-08-27 | 940.4802 | 840.4469 | 778.0539 | 768.1459 | 810.5618 | 988.4223 | 1139.868 | 1175.994 | 1302.0277 | 1162.8972 | 1071.1213 | 1046.0655 | 941.6716 | 992.9439 | 1050.6876 | 1125.0623 | 1297.3723 | 1395.6572 | 1435.3897 | 1422.1104 | 1420.2898 | 1314.7748 | 1198.7619 | 1080.9726
2046-08-28 | 940.7115 | 849.422 | 792.7104 | 770.1313 | 811.4316 | 965.9404 | 1152.2035 | 1185.9425 | 1223.7219 | 1074.6539 | 1035.3123 | 1000.1218 | 958.6197 | 926.0406 | 931.013 | 1022.1269 | 1265.8262 | 1421.6417 | 1383.1758 | 1357.7456 | 1375.3039 | 1307.0245 | 1156.4392 | 1077.2409
2046-08-29 | 907.872 | 852.7789 | 803.5499 | 769.5873 | 807.018 | 897.6425 | 1029.1168 | 989.884 | 1090.969 | 1003.8354 | 1040.4301 | 809.8718 | 859.4626 | 812.976 | 1058.4625 | 1019.97 | 1213.1027 | 1337.6275 | 1338.9012 | 1411.0225 | 1407.0594 | 1298.0812 | 1206.1241 | 1099.7873
2046-08-30 | 1086.7031 | 863.3704 | 810.509 | 775.8225 | 814.5923 | 908.0475 | 1046.8231 | 1027.2841 | 1115.1473 | 1033.6834 | 1079.3161 | 983.9351 | 931.0773 | 869.0808 | 994.6027 | 973.6256 | 1212.3243 | 1292.2071 | 1421.1456 | 1443.8257 | 1486.6715 | 1363.3069 | 1280.9266 | 1223.3016
2046-08-31 | 1078.2946 | 952.5824 | 805.1093 | 768.383 | 805.2438 | 965.4903 | 1125.0029 | 1193.817 | 1254.1616 | 1093.7322 | 982.7478 | 934.0403 | 823.2677 | 802.2829 | 809.9323 | 988.8997 | 1145.3296 | 1288.4641 | 1281.0325 | 1358.6134 | 1271.509 | 1267.6825 | 1204.0232 | 1087.6459
2046-09-01 | 974.3961 | 875.3234 | 817.763 | 790.9628 | 790.1687 | 882.5083 | 989.7626 | 1025.9099 | 1109.39 | 968.4693 | 892.8699 | 855.5332 | 818.0043 | 739.3163 | 724.15 | 840.898 | 1089.9743 | 1253.669 | 1286.4092 | 1287.4969 | 1227.6766 | 1228.9348 | 1183.5233 | 1073.0737
2046-09-02 | 966.4956 | 881.5296 | 826.6775 | 797.3976 | 795.5753 | 891.4615 | 957.5926 | 1004.4928 | 1144.2084 | 962.8363 | 905.1398 | 920.0364 | 794.1993 | 745.1316 | 791.0894 | 913.0691 | 1188.9315 | 1330.7499 | 1422.2394 | 1385.0991 | 1339.942 | 1299.7107 | 1201.4885 | 1064.3947
2046-09-03 | 976.1778 | 883.9463 | 829.6341 | 801.8809 | 819.8084 | 933.6786 | 1028.1802 | 1064.1415 | 1269.1996 | 1150.0376 | 1121.8691 | 1110.0904 | 1156.0394 | 1121.3825 | 977.018 | 1046.6145 | 1220.435 | 1324.2819 | 1405.6077 | 1347.6655 | 1365.6115 | 1284.8343 | 1178.1941 | 1072.817
2046-09-04 | 948.5748 | 859.7893 | 806.2988 | 790.7351 | 833.1705 | 989.3073 | 1177.9683 | 1192.7158 | 1247.4353 | 1090.2825 | 1057.1868 | 1032.4456 | 950.597 | 978.3183 | 948.1482 | 1013.3827 | 1221.9259 | 1380.9927 | 1400.9965 | 1348.4708 | 1366.1402 | 1295.9309 | 1157.3454 | 1083.3472
2046-09-05 | 919.844 | 872.2082 | 831.7284 | 796.8276 | 831.5704 | 924.2467 | 1053.2802 | 1008.1502 | 1098.502 | 1014.0939 | 1065.4985 | 786.2888 | 862.8377 | 794.3069 | 1012.8149 | 997.3842 | 1163.4363 | 1296.971 | 1369.4609 | 1406.3053 | 1401.377 | 1292.284 | 1211.894 | 1113.8927
2046-09-06 | 1085.7431 | 872.0046 | 826.0488 | 791.4262 | 827.386 | 920.6179 | 1051.0722 | 1018.8299 | 1098.7188 | 1006.2169 | 1058.6411 | 915.1177 | 895.2412 | 798.611 | 915.7032 | 930.466 | 1157.4993 | 1247.0164 | 1425.872 | 1418.6887 | 1466.1167 | 1340.6756 | 1268.501 | 1217.5861
2046-09-07 | 1091.1959 | 974.1088 | 835.5246 | 798.0632 | 832.5778 | 995.6072 | 1163.067 | 1212.238 | 1303.1493 | 1128.991 | 1010.8199 | 987.6432 | 902.1129 | 903.0837 | 915.1111 | 1076.2804 | 1217.0305 | 1356.1408 | 1357.6757 | 1368.4531 | 1275.8266 | 1266.8617 | 1213.8275 | 1101.9218
2046-09-08 | 976.299 | 876.7943 | 822.1247 | 793.3175 | 791.7183 | 884.375 | 991.224 | 1011.4603 | 1075.3939 | 947.3574 | 874.1405 | 785.2105 | 733.1562 | 663.7459 | 705.3073 | 889.391 | 1120.8418 | 1258.3633 | 1298.317 | 1291.2252 | 1228.4502 | 1230.7342 | 1188.9495 | 1073.6431
2046-09-09 | 959.4169 | 875.0257 | 819.7552 | 791.0082 | 788.6983 | 883.3604 | 952.9889 | 1000.4238 | 1129.2537 | 924.5192 | 879.866 | 845.2764 | 694.9288 | 688.4166 | 741.5036 | 886.198 | 1156.0998 | 1309.3232 | 1418.2573 | 1367.9211 | 1330.9397 | 1292.5528 | 1193.3195 | 1055.4468
2046-09-10 | 935.9876 | 845.4772 | 792.1514 | 782.3937 | 822.1064 | 998.798 | 1152.7068 | 1157.1021 | 1271.9609 | 1090.3457 | 1027.301 | 936.7784 | 903.2985 | 911.876 | 873.3311 | 999.1767 | 1230.3164 | 1354.0549 | 1449.4662 | 1399.5672 | 1397.2752 | 1290.6687 | 1180.8369 | 1072.8735
2046-09-11 | 944.5613 | 861.8455 | 811.5249 | 789.4649 | 828.3873 | 983.1463 | 1170.7572 | 1186.7489 | 1270.4498 | 1085.7928 | 1042.4783 | 1061.3856 | 1026.9789 | 1092.6507 | 1074.5504 | 1169.2794 | 1337.2112 | 1443.8049 | 1403.709 | 1345.4998 | 1356.7077 | 1291.9333 | 1149.9734 | 1077.0524
2046-09-12 | 910.1478 | 863.0375 | 821.8665 | 787.5503 | 822.3372 | 913.2554 | 1051.7949 | 1038.3694 | 1168.1899 | 1099.2889 | 1172.105 | 1104.5411 | 1196.7506 | 1017.1098 | 1189.646 | 1181.3705 | 1299.5499 | 1361.717 | 1371.5265 | 1396.2011 | 1391.984 | 1282.7405 | 1197.0223 | 1098.9212
2046-09-13 | 1083.9877 | 867.7765 | 819.8439 | 785.7373 | 821.0733 | 912.9927 | 1050.4846 | 1048.5387 | 1178.1864 | 1139.7 | 1195.4502 | 1186.8325 | 1241.4319 | 1094.0703 | 1189.3723 | 1139.3805 | 1316.5372 | 1322.4964 | 1436.0594 | 1419.6315 | 1455.6596 | 1332.4817 | 1264.6147 | 1214.2255
2046-09-14 | 1070.7553 | 950.3151 | 809.3466 | 773.4233 | 807.495 | 965.3913 | 1127.9367 | 1167.9192 | 1221.884 | 1078.4334 | 1009.0631 | 1033.3723 | 910.9262 | 884.843 | 890.5244 | 1057.2835 | 1213.5514 | 1371.0655 | 1323.2587 | 1337.3413 | 1237.7268 | 1231.5144 | 1177.4434 | 1065.8361
2046-09-15 | 986.8853 | 888.3005 | 834.4949 | 803.6766 | 802.0666 | 896.8411 | 1011.0056 | 1084.8197 | 1176.771 | 1059.9939 | 944.3468 | 956.6868 | 893.8381 | 757.4941 | 798.3682 | 953.0989 | 1182.7058 | 1320.2934 | 1328.9362 | 1302.5506 | 1242.5831 | 1249.0133 | 1202.3944 | 1090.5741
2046-09-16 | 972.4959 | 889.4403 | 832.6635 | 802.9556 | 801.0883 | 898.2008 | 965.1737 | 1021.7358 | 1167.9481 | 967.0142 | 902.2739 | 881.4956 | 677.3655 | 666.1562 | 725.6698 | 855.7729 | 1177.0528 | 1344.9857 | 1441.8605 | 1385.4215 | 1347.5344 | 1309.4533 | 1211.6441 | 1073.0356
2046-09-17 | 940.452 | 848.3099 | 795.2059 | 785.6125 | 825.4224 | 1003.0329 | 1163.0156 | 1177.4142 | 1295.1093 | 1138.4281 | 1040.1996 | 981.9797 | 981.3555 | 974.4964 | 933.6331 | 1037.6792 | 1266.1502 | 1393.6378 | 1449.5594 | 1404.9296 | 1398.6272 | 1296.1889 | 1185.7788 | 1077.0627
2046-09-18 | 950.0998 | 867.989 | 818.558 | 795.6282 | 834.522 | 990.5217 | 1175.5415 | 1189.9829 | 1231.2644 | 1025.5989 | 992.1336 | 845.1151 | 799.3716 | 821.8189 | 836.7646 | 958.2001 | 1211.5855 | 1373.1945 | 1399.7209 | 1346.082 | 1365.842 | 1297.954 | 1160.0397 | 1085.2896
2046-09-19 | 912.929 | 863.6458 | 822.5647 | 788.4179 | 823.4928 | 914.6475 | 1050.5448 | 1015.9769 | 1137.8887 | 1051.2091 | 1083.8404 | 916.8946 | 884.4385 | 814.0501 | 1036.8746 | 994.1428 | 1148.9057 | 1299.5434 | 1366.0101 | 1398.1471 | 1390.6378 | 1281.0793 | 1199.624 | 1101.3881
2046-09-20 | 1087.7822 | 873.1284 | 825.6606 | 791.2304 | 827.0354 | 920.1749 | 1056.2942 | 1051.2929 | 1154.2646 | 1050.6984 | 1083.5152 | 984.2855 | 882.7586 | 808.1358 | 935.3837 | 967.2439 | 1212.5504 | 1287.2736 | 1433.6004 | 1428.8344 | 1464.4808 | 1339.6731 | 1268.7508 | 1216.9072
2046-09-21 | 1093.5862 | 975.6111 | 836.4733 | 798.8845 | 833.4708 | 996.683 | 1164.4301 | 1207.8934 | 1285.8844 | 1137.519 | 1042.8997 | 1058.7895 | 915.2158 | 897.1704 | 865.1918 | 1041.427 | 1245.6516 | 1421.08 | 1368.9974 | 1369.3583 | 1277.6001 | 1268.748 | 1215.4516 | 1103.2706
2046-09-22 | 980.1851 | 883.9103 | 827.4715 | 797.5717 | 795.9469 | 889.469 | 1001.3216 | 1073.0345 | 1130.0767 | 1005.4471 | 925.12 | 871.4946 | 748.3254 | 686.2694 | 712.4412 | 892.55 | 1120.0499 | 1301.7928 | 1315.3377 | 1289.5225 | 1235.2825 | 1238.3658 | 1194.4776 | 1080.6906
2046-09-23 | 968.0138 | 883.1482 | 824.4479 | 795.3812 | 793.5455 | 888.9304 | 961.736 | 1009.7879 | 1135.769 | 891.8395 | 849.039 | 788.3749 | 688.2508 | 696.6869 | 789.7597 | 928.7724 | 1232.4361 | 1360.0591 | 1442.4991 | 1375.9247 | 1336.8868 | 1294.3204 | 1202.2498 | 1065.5128
2046-09-24 | 948.4361 | 856.0355 | 803.4859 | 792.8702 | 832.8265 | 1012.4073 | 1176.3964 | 1189.2531 | 1294.0635 | 1114.4318 | 1026.6543 | 897.1184 | 846.3192 | 867.41 | 845.4561 | 967.5257 | 1235.6265 | 1385.6624 | 1461.4993 | 1410.0341 | 1414.1269 | 1302.4139 | 1199.4091 | 1088.0775
2046-09-25 | 965.687 | 880.9025 | 831.944 | 808.2398 | 847.1444 | 1005.6919 | 1200.2928 | 1242.8439 | 1300.3982 | 1140.6257 | 1061.7812 | 1025.76 | 913.3354 | 930.0889 | 936.9044 | 1060.6508 | 1298.6019 | 1432.5484 | 1439.516 | 1370.9053 | 1383.6092 | 1320.6304 | 1177.3611 | 1103.6943
2046-09-26 | 927.0918 | 878.2884 | 838.2476 | 802.9996 | 838.2273 | 932.3974 | 1072.292 | 1057.1467 | 1171.4815 | 1116.9972 | 1171.9126 | 1086.6696 | 1060.5716 | 959.1396 | 1175.6605 | 1089.929 | 1266.8653 | 1398.5517 | 1399.313 | 1419.1466 | 1411.4701 | 1303.3659 | 1220.8658 | 1122.65
2046-09-27 | 1084.8892 | 871.0945 | 823.3984 | 789.0201 | 824.409 | 917.011 | 1057.8546 | 1060.6504 | 1167.4437 | 1114.003 | 1180.0929 | 1152.4073 | 1128.6307 | 995.3813 | 1154.7693 | 1131.0157 | 1325.8934 | 1353.9069 | 1445.3639 | 1422.3449 | 1462.2189 | 1338.2683 | 1265.3129 | 1215.4206
2046-09-28 | 1083.1875 | 962.3591 | 822.249 | 785.3394 | 819.603 | 979.9772 | 1142.8904 | 1202.6492 | 1269.9209 | 1099.3373 | 996.1163 | 988.0626 | 877.9808 | 824.13 | 853.7068 | 1062.1749 | 1247.4213 | 1389.3334 | 1345.4846 | 1350.7831 | 1255.4067 | 1249.2329 | 1195.555 | 1083.5675
2046-09-29 | 984.028 | 885.5656 | 831.5141 | 800.885 | 799.23 | 893.424 | 1008.4845 | 1047.4598 | 1119.7639 | 995.3222 | 922.0621 | 879.961 | 780.0566 | 779.9484 | 828.9687 | 997.0673 | 1204.74 | 1348.4358 | 1329.2575 | 1297.2627 | 1241.0712 | 1244.7447 | 1198.0873 | 1086.6637
2046-09-30 | 950.0934 | 868.9862 | 809.2808 | 781.3567 | 779.1223 | 871.7183 | 942.0855 | 989.165 | 1105.4896 | 875.6881 | 822.6335 | 796.2051 | 705.1521 | 682.8418 | 711.6345 | 868.4019 | 1184.0362 | 1331.7407 | 1415.299 | 1353.0582 | 1318.9093 | 1277.4552 | 1178.2591 | 1045.0533
2046-10-01 | 887.1253 | 797.0157 | 743.5917 | 732.0659 | 761.1494 | 935.4751 | 1077.6114 | 1117.3124 | 1227.0765 | 1075.7519 | 994.5597 | 947.2211 | 836.8402 | 864.7294 | 906.8107 | 1033.6101 | 1243.6332 | 1373.2291 | 1441.819 | 1351.287 | 1355.9472 | 1248.9938 | 1136.7427 | 1015.6224
2046-10-02 | 899.6072 | 820.6071 | 771.1139 | 746.4577 | 774.1843 | 927.5107 | 1102.1291 | 1129.6419 | 1189.4387 | 1019.1428 | 1001.1157 | 1023.2295 | 904.177 | 962.0992 | 960.8671 | 1070.8541 | 1266.8317 | 1423.1268 | 1411.092 | 1311.0898 | 1320.6146 | 1258.158 | 1117.6107 | 1028.3649
2046-10-03 | 865.7625 | 816.8464 | 776.3059 | 740.119 | 764.1863 | 852.6381 | 970.3349 | 953.711 | 1068.9437 | 1013.6269 | 1091.9003 | 1015.3031 | 971.4115 | 897.2919 | 1077.8387 | 1016.0569 | 1210.7529 | 1358.0339 | 1369.0496 | 1359.8119 | 1351.008 | 1240.8677 | 1156.0697 | 1045.8873
2046-10-04 | 1030.5123 | 820.884 | 772.9339 | 736.9479 | 761.5035 | 850.6522 | 970.7558 | 977.3856 | 1077.3872 | 996.3228 | 1049.4044 | 1064.5616 | 954.9152 | 943.928 | 1090.473 | 1112.8566 | 1289.6207 | 1335.6961 | 1433.3035 | 1376.3728 | 1416.4864 | 1294.2204 | 1216.8332 | 1153.4854
2046-10-05 | 1026.2529 | 911.8129 | 771.5378 | 733.0698 | 756.5539 | 913.4768 | 1065.0111 | 1133.7001 | 1194.1481 | 1074.1257 | 984.3702 | 1029.476 | 895.6426 | 873.6955 | 908.1174 | 1093.6872 | 1240.4603 | 1409.8705 | 1338.2156 | 1303.7841 | 1214.2965 | 1208.147 | 1147.5156 | 1019.6418
2046-10-06 | 924.457 | 827.2147 | 772.9814 | 741.466 | 729.117 | 819.1261 | 912.8746 | 963.9226 | 1055.3165 | 986.6055 | 915.6163 | 952.4476 | 886.6388 | 766.5374 | 804.3453 | 963.818 | 1159.3856 | 1320.1992 | 1303.1813 | 1238.6291 | 1186.7768 | 1188.1612 | 1141.0789 | 1021.9127
2046-10-07 | 906.4892 | 824.8364 | 765.3652 | 735.9917 | 723.1784 | 814.4429 | 869.2705 | 927.2342 | 1050.8215 | 871.3686 | 826.8268 | 867.4301 | 728.1437 | 754.1985 | 836.9202 | 986.2488 | 1230.093 | 1350.6658 | 1421.5129 | 1320.8824 | 1279.2401 | 1239.5638 | 1141.9609 | 1001.6477
2046-10-08 | 890.1857 | 799.2952 | 747.2415 | 739.8813 | 777.733 | 975.4053 | 1124.8937 | 1149.3999 | 1228.9404 | 1053.63 | 980.827 | 893.3436 | 893.2017 | 979.9367 | 1008.5038 | 1139.9239 | 1308.6315 | 1430.8932 | 1454.6473 | 1364.4612 | 1372.5306 | 1260.3077 | 1158.6616 | 1040.7771
2046-10-09 | 900.3203 | 817.5917 | 767.7454 | 743.2432 | 771.3296 | 923.779 | 1101.0312 | 1132.8908 | 1190.1468 | 1002.6423 | 963.3415 | 900.353 | 812.8977 | 840.6468 | 870.0402 | 1014.6185 | 1268.3856 | 1431.8516 | 1399.1188 | 1300.9094 | 1321.3721 | 1252.5332 | 1112.5216 | 1032.6496
2046-10-10 | 864.3916 | 814.9539 | 774.2328 | 738.1103 | 762.1458 | 850.1827 | 973.6365 | 958.9243 | 1062.6146 | 1000.5009 | 1046.7497 | 955.8556 | 917.4444 | 857.5941 | 1075.4515 | 1025.8332 | 1225.7271 | 1369.6558 | 1364.5942 | 1354.1613 | 1347.6617 | 1240.0356 | 1152.9007 | 1050.8204
2046-10-11 | 1037.7977 | 825.4896 | 777.864 | 741.5062 | 766.1338 | 856.224 | 979.6508 | 984.6016 | 1081.8073 | 1005.4181 | 1061.9845 | 1029.2047 | 946.5586 | 914.8939 | 1021.257 | 1055.6742 | 1288.0137 | 1355.2315 | 1440.2393 | 1380.4693 | 1423.7051 | 1297.931 | 1224.6949 | 1167.2581
2046-10-12 | 1039.2422 | 921.2323 | 781.621 | 742.3924 | 766.0239 | 924.8723 | 1077.229 | 1140.6944 | 1211.7166 | 1091.6579 | 1003.106 | 1057.8289 | 988.1967 | 1011.8659 | 1036.2966 | 1189.7725 | 1345.1714 | 1453.2209 | 1356.1918 | 1316.7687 | 1224.9907 | 1220.3098 | 1163.5373 | 1042.9136
2046-10-13 | 924.2306 | 829.3944 | 771.3781 | 739.9723 | 727.5997 | 817.3003 | 914.3173 | 987.1686 | 1081.4981 | 1007.801 | 930.4221 | 958.8779 | 1032.7169 | 837.0972 | 850.2075 | 963.1053 | 1183.4496 | 1343.2071 | 1302.5115 | 1239.9419 | 1182.586 | 1184.9325 | 1139.9566 | 1023.7992
2046-10-14 | 910.415 | 826.564 | 767.2059 | 737.6424 | 724.8788 | 816.489 | 874.5399 | 934.6009 | 1062.4782 | 870.9655 | 845.7968 | 897.4253 | 787.826 | 784.4388 | 889.2171 | 1039.0404 | 1269.0935 | 1385.2996 | 1425.7668 | 1324.1652 | 1283.2002 | 1241.8 | 1144.3877 | 1002.8589
2046-10-15 | 894.9242 | 804.5908 | 751.6751 | 739.6814 | 768.744 | 944.069 | 1091.6844 | 1182.4001 | 1328.6709 | 1173.4881 | 1082.5069 | 1051.9729 | 1082.6744 | 1018.0291 | 1012.8479 | 1145.8699 | 1362.5661 | 1446.6162 | 1457.7212 | 1356.4667 | 1364.2922 | 1263.2425 | 1148.9162 | 1038.9915
2046-10-16 | 900.7906 | 817.7773 | 767.5687 | 743.1286 | 770.8591 | 923.1961 | 1100.2604 | 1145.322 | 1207.3599 | 1030.3734 | 986.2729 | 993.5878 | 898.4934 | 925.6975 | 947.262 | 1073.6958 | 1323.1151 | 1458.962 | 1402.6171 | 1301.3839 | 1319.4151 | 1254.5009 | 1111.3704 | 1031.5384
2046-10-17 | 867.9522 | 818.4312 | 777.9931 | 741.5869 | 765.6774 | 854.4324 | 978.4281 | 984.1181 | 1100.2588 | 1067.9029 | 1104.0437 | 991.0435 | 966.0907 | 903.7721 | 1114.6557 | 1096.9331 | 1261.9057 | 1401.2699 | 1371.6717 | 1360.2285 | 1351.8323 | 1243.9408 | 1159.3273 | 1056.2268
2046-10-18 | 1029.3929 | 815.6018 | 767.2795 | 731.72 | 756.193 | 844.2619 | 967.1402 | 980.4125 | 1073.2986 | 1022.902 | 1097.7926 | 1078.7227 | 968.8246 | 933.3846 | 1011.1001 | 999.2831 | 1251.1865 | 1325.3477 | 1422.1008 | 1365.8683 | 1407.9414 | 1289.3694 | 1207.8319 | 1152.988
2046-10-19 | 1014.9952 | 897.2673 | 755.9674 | 718.6739 | 741.9303 | 895.8799 | 1046.2459 | 1099.848 | 1165.6667 | 1034.074 | 966.1396 | 998.6278 | 851.3779 | 858.8599 | 920.3276 | 1128.4847 | 1270.3616 | 1406.547 | 1313.7668 | 1284.9466 | 1189.6656 | 1186.0043 | 1124.1342 | 1009.7328
2046-10-20 | 929.4494 | 834.9041 | 777.896 | 745.9985 | 733.7211 | 824.6664 | 923.5743 | 1022.4675 | 1092.16 | 991.6911 | 928.868 | 918.182 | 806.9638 | 733.2642 | 802.7199 | 962.9041 | 1193.6264 | 1351.5744 | 1312.1685 | 1244.5991 | 1194.7704 | 1196.0383 | 1145.374 | 1028.9146
2046-10-21 | 906.3931 | 823.6969 | 764.1211 | 734.6255 | 721.975 | 812.9948 | 870.6758 | 941.4176 | 1068.4092 | 869.8653 | 813.836 | 804.4632 | 688.5621 | 682.2718 | 783.3216 | 964.706 | 1233.7974 | 1379.1687 | 1419.8607 | 1320.2071 | 1277.3923 | 1238.8551 | 1139.461 | 996.7247
2046-10-22 | 875.8576 | 786.1032 | 732.1696 | 721.75 | 750.5411 | 922.2408 | 1068.804 | 1111.8356 | 1210.7197 | 1038.399 | 967.4035 | 899.4837 | 850.4553 | 913.7599 | 915.8156 | 1069.2989 | 1270.9497 | 1420.647 | 1426.4925 | 1340.2685 | 1339.4548 | 1233.1409 | 1119.0595 | 1007.3936
2046-10-23 | 892.063 | 810.3344 | 760.1206 | 736.1608 | 764.1709 | 915.2188 | 1091.8147 | 1142.9754 | 1210.6844 | 1074.5546 | 1060.0714 | 1098.2467 | 1115.2881 | 1026.6574 | 1030.8587 | 1134.3348 | 1346.0212 | 1472.9025 | 1392.7315 | 1290.4335 | 1313.7505 | 1243.1194 | 1104.3466 | 1027.6068
2046-10-24 | 857.2802 | 807.8876 | 766.2109 | 730.6934 | 754.6116 | 841.1166 | 963.984 | 973.3904 | 1081.4388 | 1008.4433 | 1036.2011 | 975.5964 | 937.4275 | 883.6427 | 1157.8837 | 1135.9555 | 1266.42 | 1387.7329 | 1351.3992 | 1343.5534 | 1339.3338 | 1226.1023 | 1143.7742 | 1040.6911
2046-10-25 | 1020.5488 | 806.4425 | 757.4748 | 722.655 | 746.9846 | 833.1812 | 956.3818 | 971.5894 | 1053.0393 | 966.686 | 994.428 | 1024.2478 | 950.324 | 955.338 | 1053.6999 | 1090.2439 | 1272.7792 | 1334.9702 | 1406.8376 | 1350.5671 | 1398.3802 | 1270.3626 | 1197.2069 | 1144.3701
2046-10-26 | 1022.2822 | 903.4602 | 762.5967 | 724.8031 | 748.1564 | 903.372 | 1054.0161 | 1122.0794 | 1178.5525 | 1031.8011 | 943.5264 | 962.2156 | 840.8806 | 869.3122 | 903.4014 | 1127.9217 | 1303.3776 | 1431.4155 | 1324.6415 | 1292.7283 | 1200.0287 | 1190.2107 | 1136.096 | 1019.2077
2046-10-27 | 901.7336 | 806.3661 | 746.7273 | 717.1809 | 704.4479 | 789.4411 | 886.627 | 955.5607 | 1031.8022 | 929.0499 | 849.1998 | 871.7392 | 811.3265 | 737.1599 | 807.8545 | 984.1826 | 1188.138 | 1325.0784 | 1261.8914 | 1210.2201 | 1148.691 | 1149.6817 | 1105.3045 | 988.6834
2046-10-28 | 895.4158 | 812.0437 | 751.6409 | 723.1534 | 710.2291 | 798.8606 | 855.7857 | 948.9392 | 1072.6876 | 887.2559 | 818.6561 | 827.7053 | 799.6017 | 797.8422 | 931.2332 | 1065.552 | 1290.7476 | 1390.2413 | 1400.1518 | 1296.6904 | 1265.8435 | 1223.5395 | 1129.9172 | 984.6024
2046-10-29 | 883.5817 | 793.6561 | 739.9522 | 728.8253 | 757.8246 | 931.0444 | 1077.7737 | 1152.4053 | 1286.4734 | 1150.7524 | 1102.0139 | 1085.8017 | 1132.5712 | 1012.4209 | 1022.0926 | 1154.7778 | 1360.1412 | 1454.4075 | 1439.4868 | 1348.4742 | 1350.9408 | 1243.3914 | 1131.8294 | 1020.6459
2046-10-30 | 883.4576 | 801.1959 | 749.8814 | 726.7733 | 754.2484 | 903.2192 | 1080.6382 | 1152.0345 | 1204.198 | 1062.0353 | 1033.4634 | 1044.5628 | 1021.7427 | 971.5942 | 994.457 | 1135.4864 | 1360.1514 | 1459.7556 | 1375.563 | 1284.5462 | 1295.5759 | 1231.8856 | 1086.1 | 1007.0057
2046-10-31 | 850.8158 | 803.7503 | 761.7821 | 726.5987 | 750.4522 | 836.1114 | 958.75 | 991.8212 | 1120.7002 | 1054.5414 | 1092.2464 | 966.3912 | 1026.7843 | 878.7307 | 1109.9156 | 1063.4677 | 1239.659 | 1388.854 | 1345.8487 | 1345.2303 | 1331.5042 | 1220.4511 | 1134.1407 | 1034.8847
2046-11-01 | 1001.132 | 787.7328 | 743.0471 | 706.4314 | 744.7796 | 877.0919 | 981.5197 | 986.4215 | 1061.7659 | 995.6721 | 1045.2001 | 1041.151 | 941.2924 | 875.0418 | 1002.5405 | 1069.1418 | 1266.9412 | 1329.6902 | 1405.7525 | 1331.3021 | 1338.8321 | 1223.7444 | 1170.18 | 1123.288
2046-11-02 | 1005.1583 | 885.0708 | 748.5043 | 708.9316 | 746.4167 | 947.6647 | 1079.6483 | 1181.5675 | 1205.109 | 1034.8945 | 942.9985 | 969.4427 | 815.7394 | 783.8153 | 845.7853 | 1071.2826 | 1263.7092 | 1427.4622 | 1324.3598 | 1273.5997 | 1142.5172 | 1145.4005 | 1108.3943 | 1001.5686
2046-11-03 | 897.1975 | 799.444 | 746.6172 | 714.3639 | 716.1911 | 851.494 | 930.7042 | 987.5396 | 1059.317 | 946.6476 | 875.1914 | 880.2911 | 771.0813 | 670.7801 | 755.9371 | 967.8517 | 1181.4951 | 1341.7617 | 1283.2846 | 1206.2707 | 1110.6655 | 1126.6029 | 1099.7818 | 988.7313
2046-11-04 | 875.9157 | 790.7792 | 734.5264 | 704.8084 | 706.0708 | 841.9683 | 880.212 | 968.2459 | 1075.6792 | 892.5091 | 833.029 | 852.468 | 760.783 | 683.0941 | 789.9051 | 954.8746 | 1225.6622 | 1357.5985 | 1396.4304 | 1279.7932 | 1197.7802 | 1174.1254 | 1090.8922 | 962.4011
2046-11-05 | 849.8572 | 757.2521 | 706.6687 | 695.2002 | 738.1017 | 953.7825 | 1079.9841 | 1160.2507 | 1274.7336 | 1138.1962 | 1052.1096 | 1016.7169 | 1007.3493 | 887.3119 | 904.2836 | 1034.9875 | 1270.9334 | 1407.2873 | 1405.5277 | 1299.8583 | 1262.5735 | 1172.0312 | 1079.7175 | 976.7455
2046-11-06 | 892.4661 | 808.5868 | 755.6693 | 711.8841 | 731.3388 | 840.3952 | 916.3994 | 970.153 | 1070.3885 | 922.9971 | 886.518 | 886.1075 | 729.3651 | 748.6662 | 764.7953 | 932.3799 | 1183.6032 | 1375.2 | 1306.0817 | 1176.7505 | 1170.647 | 1146.8655 | 1025.7731 | 965.542
2046-11-07 | 816.7766 | 761.2717 | 719.0448 | 690.7086 | 732.2577 | 860.6407 | 963.6666 | 974.4557 | 1070.923 | 1031.4375 | 1117.9408 | 1029.6291 | 1130.3075 | 984.8408 | 1190.4553 | 1099.747 | 1236.6766 | 1355.3628 | 1315.8773 | 1295.7118 | 1246.6272 | 1157.0139 | 1091.1242 | 999.926
2046-11-08 | 979.1754 | 762.5735 | 716.1161 | 681.5194 | 719.4555 | 846.6237 | 949.3835 | 970.7984 | 1037.7381 | 924.2157 | 980.2257 | 963.7944 | 875.4811 | 791.584 | 953.6324 | 991.8859 | 1214.1246 | 1283.9534 | 1361.2839 | 1298.3863 | 1297.6009 | 1187.6216 | 1132.4934 | 1088.0332
2046-11-09 | 965.3775 | 844.6752 | 705.2641 | 668.9331 | 705.7566 | 898.7452 | 1028.2934 | 1109.0203 | 1130.0673 | 960.812 | 877.0164 | 870.5178 | 742.4316 | 722.9525 | 828.917 | 1063.3613 | 1234.2242 | 1350.9926 | 1253.9589 | 1211.8721 | 1079.5573 | 1091.0643 | 1048.2912 | 944.6134
2046-11-10 | 863.5761 | 763.7662 | 706.7225 | 677.46 | 678.6768 | 806.3594 | 882.4284 | 962.6254 | 1037.5707 | 931.1157 | 850.9176 | 852.2246 | 892.5757 | 698.5674 | 744.219 | 898.4606 | 1117.9088 | 1274.1035 | 1218.7568 | 1155.8022 | 1058.8147 | 1069.7698 | 1041.0065 | 940.995
2046-11-11 | 837.6284 | 752.249 | 693.4222 | 666.6664 | 667.5667 | 795.6318 | 831.361 | 925.9291 | 1029.3972 | 829.3443 | 779.6053 | 799.3648 | 826.1969 | 703.9215 | 823.5247 | 941.1174 | 1172.1033 | 1291.5037 | 1326.016 | 1224.3955 | 1145.453 | 1120.6101 | 1038.5133 | 908.987
2046-11-12 | 867.2758 | 776.7227 | 719.6747 | 689.7254 | 702.0027 | 830.7118 | 872.9037 | 937.7957 | 1094.6168 | 952.47 | 916.8605 | 865.6255 | 790.7124 | 787.7297 | 784.8425 | 947.4384 | 1178.8631 | 1325.0378 | 1318.8491 | 1200.659 | 1185.5766 | 1126.9543 | 1033.3598 | 952.2227
2046-11-13 | 846.1613 | 761.1563 | 712.672 | 690.1019 | 731.4491 | 921.9848 | 1078.6479 | 1140.5349 | 1177.0072 | 1005.9837 | 937.2409 | 932.8252 | 836.3226 | 842.0467 | 864.8443 | 1004.6919 | 1230.2266 | 1399.678 | 1336.1363 | 1227.9223 | 1207.8447 | 1152.5421 | 1027.4074 | 961.3836
2046-11-14 | 819.4753 | 767.8665 | 728.972 | 693.3995 | 731.1042 | 859.253 | 962.1744 | 984.2575 | 1072.5913 | 967.6676 | 1002.2561 | 885.3909 | 839.6485 | 730.9363 | 987.3957 | 1021.2755 | 1214.4367 | 1337.0791 | 1309.4662 | 1293.5337 | 1244.4546 | 1150.8547 | 1083.8384 | 993.6758
2046-11-15 | 995.1893 | 778.4348 | 733.0943 | 697.2248 | 735.4207 | 865.8319 | 969.1103 | 1007.994 | 1090.2894 | 1008.8165 | 1058.3946 | 1063.5253 | 1002.7701 | 885.7169 | 1079.3557 | 1081.6132 | 1280.8503 | 1325.531 | 1389.424 | 1321.5135 | 1321.6764 | 1212.4804 | 1155.3914 | 1110.6736
2046-11-16 | 981.0481 | 860.8751 | 722.6048 | 684.9737 | 722.0626 | 918.3635 | 1049.1742 | 1150.1744 | 1178.1024 | 1037.5792 | 969.4673 | 1021.983 | 991.4601 | 887.5815 | 946.1202 | 1157.2751 | 1295.8383 | 1393.3567 | 1282.0331 | 1239.4471 | 1103.7932 | 1116.6972 | 1075.9079 | 963.3098
2046-11-17 | 873.3071 | 777.2053 | 721.108 | 690.767 | 692.2039 | 822.6343 | 900.4634 | 1001.8887 | 1055.4279 | 949.1798 | 904.5956 | 911.6645 | 988.469 | 851.1193 | 868.2785 | 987.2617 | 1183.13 | 1311.605 | 1243.8451 | 1172.3539 | 1076.8511 | 1093.3815 | 1068.2803 | 959.53
2046-11-18 | 860.6661 | 774.5751 | 717.1479 | 688.3381 | 689.648 | 822.287 | 859.9768 | 971.8923 | 1087.395 | 872.5236 | 790.0376 | 794.3455 | 764.253 | 655.0375 | 803.1025 | 983.4959 | 1219.3544 | 1340.9097 | 1367.9985 | 1255.1242 | 1175.848 | 1151.2772 | 1068.1602 | 936.884
2046-11-19 | 843.825 | 751.3599 | 700.402 | 689.7008 | 732.3664 | 947.0296 | 1073.3821 | 1164.3151 | 1271.1327 | 1124.3334 | 1041.2868 | 1021.2829 | 1091.4233 | 1004.9078 | 1048.0087 | 1147.6919 | 1330.2241 | 1409.8178 | 1395.9665 | 1289.0737 | 1258.9928 | 1163.0827 | 1078.8933 | 973.3373
2046-11-20 | 858.4748 | 773.3197 | 725.5409 | 701.3923 | 742.85 | 935.7453 | 1093.4301 | 1199.0451 | 1248.2464 | 1055.8903 | 1055.4518 | 1084.1893 | 1130.3308 | 1075.4116 | 1077.6023 | 1174.8095 | 1359.3924 | 1449.5425 | 1356.9834 | 1246.5989 | 1223.148 | 1177.0197 | 1050.9442 | 982.9054
2046-11-21 | 819.768 | 767.7362 | 728.8326 | 693.2706 | 730.9731 | 859.0953 | 962.0066 | 1016.4288 | 1126.7766 | 1076.648 | 1147.3609 | 1070.8128 | 1171.8443 | 1053.1698 | 1164.1958 | 1125.9388 | 1265.5356 | 1355.9491 | 1313.8439 | 1292.3503 | 1250.0474 | 1157.9605 | 1091.6837 | 998.0992
2046-11-22 | 1022.491 | 805.3954 | 754.5863 | 701.7061 | 717.3116 | 778.302 | 822.2471 | 886.5909 | 1045.6441 | 1001.9423 | 1055.6748 | 1056.1826 | 1069.9688 | 995.5809 | 1084.0601 | 1061.5539 | 1250.7274 | 1293.3568 | 1376.9892 | 1334.4132 | 1340.2172 | 1231.408 | 1153.9414 | 1109.9145
2046-11-23 | 965.8769 | 841.0182 | 698.3883 | 669.0185 | 709.7317 | 903.6061 | 1033.7125 | 1158.2013 | 1236.0483 | 1102.3658 | 978.2582 | 997.6527 | 1014.2307 | 951.9975 | 937.692 | 1125.4986 | 1271.8423 | 1377.7152 | 1261.3594 | 1221.0794 | 1089.8434 | 1095.6769 | 1061.2641 | 953.1549
2046-11-24 | 850.8003 | 751.389 | 693.4859 | 665.2036 | 666.2111 | 791.1642 | 866.2548 | 977.3422 | 1042.0177 | 928.7526 | 847.6665 | 873.4988 | 956.9918 | 878.8532 | 805.1759 | 961.599 | 1149.0784 | 1269.7342 | 1197.8752 | 1138.1615 | 1040.2362 | 1061.7962 | 1030.2723 | 923.8783
2046-11-25 | 833.4952 | 748.4221 | 689.5451 | 662.8212 | 663.2872 | 790.4941 | 826.1379 | 940.9009 | 1052.9236 | 840.9889 | 779.3819 | 805.5442 | 867.9155 | 753.1876 | 786.5154 | 928.1333 | 1181.7782 | 1293.7137 | 1322.2655 | 1219.9828 | 1138.4869 | 1116.4618 | 1033.1166 | 902.7321
2046-11-26 | 819.5654 | 727.9238 | 675.3042 | 666.1771 | 708.4487 | 917.9292 | 1042.7589 | 1141.3589 | 1249.508 | 1098.3229 | 993.0969 | 991.829 | 1066.6083 | 947.5127 | 953.903 | 1081.8801 | 1263.8458 | 1360.8325 | 1355.6392 | 1261.813 | 1222.2547 | 1129.456 | 1034.1214 | 935.7155
2046-11-27 | 835.7295 | 751.0496 | 701.7044 | 679.345 | 720.4294 | 908.7872 | 1064.6995 | 1168.6274 | 1223.6369 | 1071.5452 | 1034.2094 | 1046.021 | 1081.9504 | 1027.0522 | 1001.162 | 1092.1864 | 1296.1839 | 1404.7381 | 1318.9055 | 1217.1138 | 1191.4683 | 1137.772 | 1015.9471 | 949.1478
2046-11-28 | 805.6213 | 754.0366 | 714.1683 | 679.7056 | 717.1838 | 842.5049 | 944.3486 | 994.3627 | 1094.5546 | 1040.785 | 1101.6575 | 1008.1975 | 1084.7761 | 854.2794 | 1098.9911 | 1061.4324 | 1216.0038 | 1327.1982 | 1289.055 | 1273.0744 | 1225.9709 | 1133.1855 | 1065.4614 | 973.405
2046-11-29 | 973.7426 | 757.3124 | 710.4845 | 676.3101 | 714.16 | 840.2525 | 942.5975 | 1009.1139 | 1074.5975 | 996.2794 | 1044.9964 | 1038.2203 | 1044.5671 | 906.4245 | 1059.0058 | 1075.489 | 1258.4044 | 1289.506 | 1353.2279 | 1290.225 | 1293.2555 | 1182.9619 | 1123.5148 | 1080.2721
2046-11-30 | 968.5923 | 847.6183 | 708.4145 | 671.8472 | 708.7189 | 902.3093 | 1032.0869 | 1172.6493 | 1237.1741 | 1112.5932 | 1025.1927 | 1041.1866 | 1081.4391 | 1065.6938 | 1039.4728 | 1100.413 | 1261.2105 | 1375.2833 | 1259.9309 | 1219.9843 | 1086.7643 | 1099.5203 | 1059.4069 | 954.0792
2046-12-01 | 848.7271 | 749.7847 | 691.6063 | 660.6742 | 662.8162 | 773.7325 | 838.4442 | 932.9605 | 993.2337 | 906.6531 | 831.7744 | 819.4897 | 857.1748 | 752.6658 | 696.7433 | 854.744 | 1045.481 | 1208.9853 | 1158.3802 | 1120.7462 | 1043.1274 | 1064.8911 | 1040.923 | 941.8512
2046-12-02 | 822.6468 | 737.9759 | 677.7806 | 650.168 | 651.9985 | 765.0552 | 790.6696 | 911.9697 | 1022.8231 | 850.1111 | 787.1836 | 794.1679 | 847.8599 | 819.5204 | 860.1576 | 858.1979 | 1084.8962 | 1224.4895 | 1262.6623 | 1184.4998 | 1134.8223 | 1105.8539 | 1039.4581 | 912.5219
2046-12-03 | 811.2876 | 720.7619 | 666.7057 | 654.1399 | 694.8647 | 879.1458 | 985.5063 | 1070.2604 | 1172.6859 | 1000.6437 | 871.2054 | 841.6238 | 811.5107 | 806.974 | 840.9003 | 996.9457 | 1161.4501 | 1288.9492 | 1291.2589 | 1212.269 | 1202.9105 | 1117.4561 | 1038.4406 | 948.9993
2046-12-04 | 823.0708 | 739.0949 | 688.0176 | 662.992 | 701.7721 | 864.0923 | 1002.0352 | 1103.8519 | 1140.2373 | 982.498 | 934.9967 | 951.4811 | 971.4454 | 901.4865 | 901.6589 | 1002 | 1201.7797 | 1314.8882 | 1249.6474 | 1162.8653 | 1166.071 | 1124.052 | 1020.0759 | 955.6122
2046-12-05 | 802.1464 | 749.8105 | 709.1691 | 671.4057 | 707.0358 | 808.1724 | 893.0732 | 945.9395 | 1042.3256 | 948.2268 | 979.7859 | 879.6223 | 885.3026 | 746.6218 | 989.2333 | 940.3568 | 1127.2825 | 1263.8063 | 1234.0961 | 1234.2319 | 1215.9498 | 1129.7321 | 1073.5485 | 993.66
2046-12-06 | 956.9787 | 740.5491 | 691.6037 | 654.9835 | 690.5454 | 789.8565 | 873.8225 | 939.9395 | 997.7469 | 924.3613 | 920.5507 | 921.7017 | 859.3366 | 756.18 | 905.1097 | 926.3655 | 1138.6994 | 1195.4588 | 1277.0789 | 1232.1006 | 1262.7646 | 1157.7234 | 1112.7763 | 1079.9298
2046-12-07 | 952.3119 | 831.1759 | 690.5865 | 651.7648 | 686.6781 | 853.9868 | 966.0927 | 1098.1711 | 1132.6279 | 992.9181 | 859.9359 | 890.6397 | 916.4097 | 780.9983 | 839.4946 | 1013.57 | 1164.8833 | 1286.8013 | 1187.7732 | 1170.887 | 1061.2447 | 1077.1186 | 1050.653 | 951.2263
2046-12-08 | 849.8719 | 750.8926 | 692.7903 | 661.7725 | 663.9335 | 775.0744 | 839.8873 | 955.0568 | 1030.1863 | 949.5731 | 863.4915 | 895.3533 | 926.8246 | 894.7215 | 890.0764 | 953.4065 | 1095.5058 | 1220.9179 | 1160.4722 | 1125.7519 | 1063.8365 | 1080.1781 | 1054.7676 | 944.5241
2046-12-09 | 840.5078 | 755.2367 | 696.0184 | 666.7143 | 668.8308 | 785.2707 | 812.4096 | 932.8871 | 1030.7768 | 847.6733 | 767.3958 | 776.6578 | 826.6591 | 777.4873 | 803.5203 | 914.4064 | 1148.2827 | 1259.9804 | 1291.8109 | 1202.8996 | 1155.265 | 1132.6593 | 1062.54 | 936.2395
2046-12-10 | 826.9039 | 735.8554 | 682.8525 | 669.135 | 710.0615 | 897.2725 | 1005.0198 | 1114.9478 | 1212.4275 | 1065.4561 | 961.6306 | 948.7078 | 1016.0114 | 925.0828 | 943.39 | 1036.3908 | 1212.0388 | 1322.4172 | 1318.2861 | 1234.5435 | 1222.4105 | 1140.9126 | 1067.0206 | 970.6253
2046-12-11 | 842.5988 | 758.1717 | 708.492 | 682.0545 | 721.1979 | 887.147 | 1026.6674 | 1131.757 | 1165.5823 | 1024.4627 | 961.9267 | 968.4787 | 990.0392 | 846.5574 | 873.5315 | 1020.2613 | 1245.4055 | 1355.1837 | 1283.9317 | 1190.9626 | 1188.8017 | 1150.9376 | 1040.7183 | 982.4491
2046-12-12 | 802.7188 | 750.3644 | 709.7611 | 671.9549 | 707.5944 | 808.8433 | 893.7947 | 952.4531 | 1044.336 | 984.9969 | 1014.7279 | 934.99 | 1045.4289 | 878.3134 | 1070.7668 | 1012.8675 | 1153.7131 | 1263.5778 | 1236.0855 | 1235.9714 | 1221.3686 | 1129.3026 | 1078.6407 | 994.4463
2046-12-13 | 963.5241 | 746.8834 | 698.3732 | 661.2629 | 696.9335 | 797.5284 | 882.0731 | 947.969 | 1028.818 | 931.9883 | 945.4693 | 941.727 | 930.7443 | 765.4058 | 892.1011 | 889.2617 | 1117.15 | 1199.8555 | 1288.1877 | 1239.0437 | 1273.2006 | 1164.7869 | 1122.4219 | 1090.2825
2046-12-14 | 950.1105 | 829.2009 | 688.4759 | 649.807 | 684.6864 | 851.5947 | 963.5203 | 1091.6107 | 1130.0063 | 996.475 | 873.6612 | 892.2553 | 846.863 | 737.3263 | 775.6393 | 970.8235 | 1120.4154 | 1272.5355 | 1185.9067 | 1164.9705 | 1060.3097 | 1070.607 | 1042.0395 | 944.4452
2046-12-15 | 853.4249 | 754.5295 | 696.677 | 665.3778 | 667.6011 | 779.4792 | 844.6243 | 961.5902 | 1013.9249 | 900.0659 | 803.3451 | 802.6723 | 835.2306 | 622.5142 | 635.7556 | 810.2477 | 1019.0822 | 1196.0882 | 1165.3826 | 1116.3522 | 1051.32 | 1064.108 | 1055.839 | 948.51
2046-12-16 | 842.5364 | 757.3662 | 699.1048 | 669.6555 | 671.8913 | 788.9463 | 816.3623 | 942.668 | 1019.7501 | 809.5505 | 723.6746 | 743.788 | 722.4398 | 596.33 | 668.3953 | 847.6891 | 1109.0719 | 1245.1143 | 1298.1661 | 1209.4198 | 1150.6889 | 1129.2296 | 1061.592 | 940.2943
2046-12-17 | 819.6805 | 728.815 | 675.3486 | 662.2516 | 703.1244 | 888.8118 | 995.9428 | 1116.6631 | 1193.512 | 1021.2985 | 922.7177 | 902.7612 | 959.9822 | 844.9213 | 854.3383 | 954.404 | 1161.0784 | 1298.8283 | 1305.7692 | 1225.1437 | 1213.7373 | 1130.4383 | 1053.8493 | 960.9002
2046-12-18 | 842.5964 | 757.9919 | 708.2104 | 681.7736 | 720.9217 | 886.986 | 1026.4866 | 1142.078 | 1180.7973 | 1024.5182 | 984.0856 | 994.9949 | 1026.944 | 1000.8056 | 924.3886 | 1046.7797 | 1246.8537 | 1356.3029 | 1283.6906 | 1189.6655 | 1191.1533 | 1154.6282 | 1045.8531 | 982.2165
2046-12-19 | 811.4045 | 758.7701 | 718.7443 | 680.2877 | 716.0713 | 819.024 | 904.7431 | 978.0247 | 1093.3313 | 1045.1073 | 1041.7162 | 939.4945 | 1068.0326 | 1047.4144 | 1112.9147 | 1025.2831 | 1172.0375 | 1267.8359 | 1251.2116 | 1249.4808 | 1229.9797 | 1148.5806 | 1093.2364 | 1006.3776
2046-12-20 | 966.6101 | 749.87 | 701.565 | 664.2236 | 699.9453 | 801.1457 | 885.963 | 970.3124 | 1054.4914 | 1012.8563 | 1050.1271 | 993.68 | 1041.6553 | 990.0209 | 1005.6451 | 977.8494 | 1163.4292 | 1208.7437 | 1292.8084 | 1248.3312 | 1277.0619 | 1177.3721 | 1134.968 | 1094.6626
2046-12-21 | 963.337 | 841.8455 | 701.9893 | 662.342 | 697.4382 | 866.9095 | 979.99 | 1115.9412 | 1145.0058 | 993.4966 | 874.9343 | 893.2587 | 906.6698 | 770.3592 | 780.0722 | 967.3305 | 1114.6485 | 1279.7585 | 1207.7062 | 1179.871 | 1080.9297 | 1089.8852 | 1060.1401 | 961.1432
2046-12-22 | 842.8907 | 744.1265 | 685.5884 | 655.0612 | 657.0956 | 767.0135 | 831.2949 | 953.8253 | 996.9181 | 892.81 | 795.0436 | 810.7619 | 854.042 | 716.4722 | 639.617 | 784.9687 | 1001.4825 | 1173.7125 | 1148.5615 | 1106.6255 | 1030.2311 | 1056.2142 | 1037.2802 | 934.46
2046-12-23 | 820.721 | 736.0572 | 675.622 | 648.1958 | 650.2191 | 763.1635 | 788.6932 | 913.9965 | 999.3081 | 800.2312 | 706.9411 | 720.7609 | 727.1973 | 547.7671 | 634.1829 | 780.5861 | 1048.0532 | 1197.991 | 1261.1011 | 1177.9547 | 1120.1535 | 1096.6722 | 1034.3541 | 909.9308
2046-12-24 | 814.0212 | 720.9079 | 667.5647 | 649.7659 | 688.2202 | 856.4757 | 976.9819 | 1103.5762 | 1187.4009 | 1030.7656 | 937.5137 | 917.7695 | 1011.6727 | 939.1841 | 855.5396 | 970.1113 | 1161.206 | 1269.2643 | 1286.3819 | 1199.1385 | 1203.7953 | 1128.1193 | 1040.2506 | 948.8702
2046-12-25 | 845.1118 | 762.9144 | 707.0951 | 667.7187 | 684.0554 | 783.9694 | 888.544 | 992.909 | 1065.5463 | 899.5597 | 860.4972 | 869.0912 | 890.3521 | 918.9761 | 776.0975 | 914.9782 | 1132.6766 | 1276.8249 | 1224.3561 | 1146.875 | 1172.2067 | 1125.2365 | 1001.9897 | 940.7363
2046-12-26 | 770.8912 | 715.5626 | 669.586 | 641.1138 | 680.2782 | 775.9408 | 858.5497 | 924.2064 | 1034.4792 | 1004.9851 | 1028.9274 | 921.3442 | 1019.6847 | 956.4099 | 1161.1651 | 1033.6561 | 1131.328 | 1210.3618 | 1191.3387 | 1211.9513 | 1203.8988 | 1110.9622 | 1056.0018 | 957.0798
2046-12-27 | 935.028 | 719.306 | 668.9012 | 633.9246 | 669.1225 | 764.1276 | 846.1534 | 925.7709 | 972.4439 | 888.835 | 895.579 | 902.068 | 967.1766 | 792.2155 | 871.2759 | 840.3344 | 1066.185 | 1143.742 | 1239.4885 | 1204.3203 | 1233.0836 | 1126.9754 | 1084.4556 | 1050.5352
2046-12-28 | 930.5843 | 810.1791 | 668.2416 | 631.1118 | 665.6681 | 828.7538 | 938.9569 | 1076.8971 | 1120.8506 | 971.8564 | 886.5597 | 913.5836 | 931.3367 | 922.1821 | 848.1493 | 969.6932 | 1102.08 | 1238.9035 | 1151.7838 | 1137.5602 | 1037.2089 | 1056.8958 | 1018.4682 | 920.6523
2046-12-29 | 825.9484 | 728.0424 | 668.5513 | 639.4243 | 641.1989 | 747.7702 | 810.5242 | 934.1353 | 982.973 | 894.1938 | 751.8853 | 744.6117 | 790.9559 | 590.4182 | 587.7686 | 749.3053 | 962.175 | 1129.9222 | 1119.9753 | 1081.5164 | 1013.6642 | 1022.5283 | 1016.5012 | 911.1544
2046-12-30 | 814.2802 | 729.9281 | 669.2556 | 642.0376 | 644.0502 | 755.6524 | 780.5995 | 925.2152 | 1026.1573 | 832.3023 | 761.7843 | 778.6583 | 801.0111 | 778.2404 | 773.774 | 828.6923 | 1041.2042 | 1191.8524 | 1248.9244 | 1173.7463 | 1120.0882 | 1098.6991 | 1023.6918 | 901.0165
2046-12-31 | 778.27 | 692.6599 | 636.4781 | 626.2527 | 665.0038 | 850.5229 | 986.2522 | 1126.9728 | 1174.7366 | 950.5508 | 829.9887 | 845.9734 | 896.8939 | 708.6141 | 746.1348 | 891.9722 | 1137.3805 | 1245.5051 | 1279.4625 | 1221.0582 | 1155.988 | 1110.5821 | 1026.1054 | 899.3898
2047-01-01 | 822.9997 | 764.9713 | 719.5771 | 677.9665 | 694.8308 | 843.7567 | 931.718 | 1040.6253 | 1143.0829 | 930.4735 | 833.4861 | 850.8334 | 832.4114 | 741.8074 | 809.2976 | 916.1601 | 1196.3054 | 1308.4161 | 1282.9158 | 1201.9839 | 1125.7894 | 1108.8964 | 1006.2741 | 880.7342
2047-01-02 | 791.6511 | 731.4809 | 684.2078 | 670.3581 | 713.3559 | 919.898 | 1072.4365 | 1168.8412 | 1282.2783 | 1097.2281 | 994.7222 | 961.7354 | 1020.0741 | 920.4566 | 917.7018 | 1057.3816 | 1250.3752 | 1370.2701 | 1345.2847 | 1252.6005 | 1237.9336 | 1128.2175 | 1040.2384 | 922.854
2047-01-03 | 761.4763 | 702.2816 | 660.5181 | 643.7782 | 682.3383 | 864.1331 | 1050.7676 | 1139.5608 | 1174.9947 | 981.2701 | 907.4921 | 912.7356 | 961.2007 | 833.0994 | 809.4369 | 897.008 | 1160.4827 | 1317.7725 | 1257.968 | 1176.6126 | 1170.4976 | 1109.3933 | 963.8848 | 882.3265
2047-01-04 | 717.3058 | 688.7635 | 652.6909 | 621.0534 | 658.4009 | 761.2132 | 887.7588 | 919.8714 | 1012.3652 | 916.5334 | 923.4017 | 790.6304 | 813.2073 | 666.0187 | 911.8158 | 848.3023 | 1013.4499 | 1168.9424 | 1152.8635 | 1179.6724 | 1148.657 | 1028.5036 | 976.5394 | 886.9005
2047-01-05 | 927.3209 | 708.7135 | 660.9987 | 621.9435 | 633.6722 | 671.5631 | 737.1174 | 805.8603 | 882.5903 | 789.1656 | 811.9421 | 786.1947 | 833.3183 | 592.8826 | 688.4245 | 732.8754 | 984.4415 | 1072.9989 | 1209.205 | 1162.1869 | 1195.8456 | 1057.8712 | 1042.6477 | 1013.5894
2047-01-06 | 928.4947 | 808.2735 | 666.0836 | 626.7046 | 629.9732 | 737.1678 | 816.1014 | 931.6498 | 992.3913 | 818.412 | 705.8914 | 726.6551 | 708.0249 | 544.4318 | 588.9895 | 805.7829 | 1033.0118 | 1220.2951 | 1237.8895 | 1231.0808 | 1103.1596 | 1065.8496 | 982.1623 | 842.4039
2047-01-07 | 756.1333 | 669.2764 | 622.9556 | 617.6911 | 652.6487 | 852.1299 | 1031.2249 | 1113.996 | 1122.5868 | 951.5128 | 838.9676 | 847.4416 | 876.5768 | 720.4265 | 712.8185 | 846.4276 | 1066.4919 | 1251.8414 | 1243.0876 | 1213.7989 | 1093.1983 | 1070.7153 | 975.7489 | 834.8147
2047-01-08 | 779.6625 | 721.9456 | 679.9204 | 659.6163 | 702.0313 | 922.723 | 1081.9622 | 1192.2883 | 1231.993 | 996.7504 | 897.02 | 912.0341 | 878.1527 | 759.8296 | 782.6827 | 912.5542 | 1196.0041 | 1321.8739 | 1327.5232 | 1258.215 | 1176.9766 | 1115.9178 | 1013.8678 | 881.6024
2047-01-09 | 749.8172 | 696.1794 | 649.1044 | 632.1778 | 670.1311 | 867.2706 | 1016.1574 | 1104.1271 | 1190.3704 | 1017.481 | 930.1182 | 875.1663 | 902.7124 | 771.735 | 766.1501 | 886.1479 | 1124.1194 | 1264.0634 | 1269.9568 | 1192.9682 | 1175.5645 | 1069.166 | 970.2072 | 863.8441
2047-01-10 | 776.0828 | 718.6597 | 677.8371 | 659.7102 | 698.5585 | 883.6284 | 1071.4891 | 1164.53 | 1190.3989 | 1008.2313 | 939.8812 | 930.3952 | 921.2315 | 817.0027 | 801.2491 | 938.5617 | 1178.3504 | 1332.4447 | 1286.0767 | 1194.5071 | 1194.4892 | 1132.9379 | 989.5969 | 913.0958
2047-01-11 | 745.8403 | 715.8916 | 681.4437 | 647.6383 | 685.4095 | 793.7193 | 922.3672 | 960.6496 | 1071.4934 | 981.0529 | 1022.0698 | 905.9296 | 984.7081 | 730.9696 | 944.7092 | 859.2401 | 1056.5357 | 1204.7133 | 1200.035 | 1211.711 | 1188.8144 | 1070.0793 | 1017.5412 | 934.1221
2047-01-12 | 968.0675 | 748.9732 | 702.2996 | 660.1346 | 672.3915 | 718.0778 | 786.4391 | 866.1224 | 952.4628 | 854.8479 | 880.3929 | 855.1374 | 779.3452 | 568.5777 | 730.9968 | 757.236 | 1009.481 | 1129.6691 | 1274.3296 | 1212.286 | 1246.2688 | 1119.4883 | 1101.5859 | 1066.6064
2047-01-13 | 954.4545 | 834.7107 | 694.3726 | 652.8624 | 656.8383 | 769.083 | 849.8229 | 971.2098 | 1026.9029 | 852.5493 | 746.1545 | 749.3605 | 609.3055 | 527.0491 | 570.944 | 817.6302 | 1052.2189 | 1249.7258 | 1282.2862 | 1260.2162 | 1146.9051 | 1107.6341 | 1018.2412 | 875.9272
2047-01-14 | 796.1572 | 709.5648 | 665.9082 | 657.3803 | 693.004 | 900.8129 | 1082.715 | 1182.2223 | 1202.7334 | 1046.5608 | 929.1269 | 941.292 | 953.7663 | 788.1408 | 823.7036 | 964.3862 | 1179.9497 | 1331.5904 | 1312.6047 | 1265.9064 | 1147.5909 | 1132.983 | 1035.4569 | 892.1349
2047-01-15 | 763.3852 | 703.8993 | 660.5801 | 641.7568 | 675.6135 | 892.3212 | 1052.09 | 1160.6236 | 1219.5033 | 991.4858 | 890.5698 | 901.4679 | 938.144 | 795.0399 | 817.6154 | 943.5813 | 1198.8225 | 1295.9636 | 1288.9049 | 1219.9825 | 1150.1855 | 1087.1972 | 987.7236 | 857.9321
2047-01-16 | 776.695 | 723.5427 | 678.3959 | 659.2755 | 697.6981 | 900.5189 | 1051.1805 | 1145.2723 | 1263.5698 | 1089.4032 | 991.6495 | 936.4046 | 1000.7512 | 851.2963 | 833.0956 | 955.2952 | 1182.9352 | 1305.9128 | 1317.1559 | 1230.4822 | 1214.0774 | 1107.4099 | 1012.2748 | 901.1974
2047-01-17 | 769.2457 | 712.5555 | 671.8879 | 654.214 | 692.9301 | 876.8199 | 1063.9347 | 1158.3612 | 1196.2336 | 1018.6452 | 962.0449 | 952.9855 | 955.5429 | 827.448 | 811.8881 | 899.4756 | 1135.8224 | 1310.0618 | 1276.7241 | 1183.991 | 1190.4103 | 1125.8511 | 979.5677 | 905.7378
2047-01-18 | 741.8315 | 711.6503 | 677.9012 | 644.4711 | 682.2025 | 789.8652 | 918.2765 | 953.8608 | 1053.0121 | 941.9942 | 954.1445 | 821.8502 | 748.0489 | 640.766 | 852.5333 | 809.3602 | 1007.31 | 1155.1223 | 1183.1412 | 1209.4822 | 1181.3067 | 1068.7293 | 1015.4209 | 924.6725
2047-01-19 | 954.3132 | 732.0397 | 687.5641 | 647.017 | 659.4492 | 702.6491 | 770.0763 | 851.6696 | 936.6139 | 841.6497 | 862.8149 | 838.8436 | 746.2726 | 558.8875 | 703.125 | 721.731 | 987.6068 | 1092.5143 | 1244.8884 | 1193.253 | 1230.2261 | 1101.8101 | 1083.0972 | 1046.3616
2047-01-20 | 927.0743 | 807.184 | 666.8583 | 628.9919 | 632.2941 | 739.5313 | 814.747 | 928.8968 | 1020.7163 | 872.1532 | 749.0012 | 799.8464 | 818.5208 | 750.4064 | 723.5948 | 924.3798 | 1089.1585 | 1222.2628 | 1245.1566 | 1235.5385 | 1109.2462 | 1075.7022 | 986.4853 | 845.5108
2047-01-21 | 826.5309 | 737.7526 | 687.6537 | 663.1212 | 682.3516 | 824.3516 | 947.777 | 1038.5081 | 1110.4706 | 1005.3884 | 901.7261 | 905.1202 | 926.3422 | 719.8686 | 729.8989 | 900.128 | 1091.4898 | 1280.7354 | 1296.3095 | 1259.5111 | 1147.4708 | 1128.1854 | 1026.9791 | 880.1641
2047-01-22 | 766.1357 | 703.6196 | 657.3558 | 644.3974 | 691.4483 | 909.7758 | 1068.1736 | 1174.9332 | 1238.0979 | 1015.7819 | 924.4571 | 913.5553 | 936.9846 | 789.1996 | 791.1975 | 900.7418 | 1143.106 | 1286.4868 | 1310.4862 | 1241.0001 | 1162.7695 | 1099.7442 | 1000.4968 | 867.732
2047-01-23 | 720.9327 | 669.2211 | 620.247 | 605.5043 | 643.2286 | 835.0602 | 981.6146 | 1058.1893 | 1148.6292 | 966.3962 | 842.0484 | 804.3574 | 878.2574 | 805.5257 | 784.7324 | 890.7499 | 1101.3424 | 1191.2677 | 1223.2432 | 1159.557 | 1138.6461 | 1029.2591 | 930.1373 | 824.5483
2047-01-24 | 728.7269 | 670.7236 | 629.6692 | 615.1906 | 653.2892 | 829.1553 | 1013.7397 | 1105.1154 | 1133.9464 | 950.3008 | 890.3806 | 884.5609 | 919.1942 | 806.4617 | 748.3568 | 833.8565 | 1061.2162 | 1223.5099 | 1207.1224 | 1134.3218 | 1129.8453 | 1069.6939 | 921.4234 | 847.6692
2047-01-25 | 718.3761 | 688.8619 | 652.4701 | 620.8546 | 658.1883 | 760.9633 | 887.6292 | 920.146 | 1028.6991 | 949.933 | 951.1987 | 830.9898 | 940.0019 | 733.775 | 938.2542 | 842.305 | 991.6043 | 1129.8009 | 1152.6093 | 1173.3206 | 1150.5596 | 1030.7982 | 976.96 | 894.8738
2047-01-26 | 974.5619 | 754.1335 | 708.9751 | 666.2997 | 678.6584 | 725.613 | 794.4225 | 881.0828 | 971.1729 | 876.1015 | 876.1774 | 839.9162 | 728.9225 | 565.2765 | 697.5607 | 740.3131 | 986.9308 | 1102.0142 | 1273.6068 | 1221.9788 | 1255.1555 | 1129.148 | 1111.3572 | 1074.4967
2047-01-27 | 936.3065 | 817.6698 | 678.4486 | 638.1672 | 641.6045 | 750.765 | 830.7338 | 948.5371 | 1017.074 | 843.5135 | 741.2825 | 776.3877 | 786.7245 | 657.1236 | 683.2605 | 917.0807 | 1075.9524 | 1224.3593 | 1254.4776 | 1239.2966 | 1125.2099 | 1092.0022 | 1001.742 | 858.6276
2047-01-28 | 767.1671 | 679.9968 | 634.2118 | 628.0203 | 663.1146 | 864.5144 | 1044.42 | 1131.068 | 1132.0517 | 967.7822 | 872.0312 | 912.4028 | 955.1505 | 764.841 | 717.4269 | 856.2702 | 1059.7879 | 1210.4327 | 1259.017 | 1228.3801 | 1106.5457 | 1084.6033 | 992.264 | 849.7236
2047-01-29 | 762.1027 | 705.6859 | 663.272 | 644.3218 | 686.8356 | 904.1126 | 1062.1629 | 1176.6075 | 1234.0713 | 993.1317 | 896.4016 | 883.7659 | 902.3512 | 765.043 | 762.4919 | 875.5577 | 1150.802 | 1273.4422 | 1300.7652 | 1235.983 | 1158.3811 | 1090.7314 | 990.8747 | 860.7896
2047-01-30 | 763.2542 | 711.3095 | 665.995 | 647.9199 | 686.3219 | 886.766 | 1036.4942 | 1120.6788 | 1203.3907 | 1028.5818 | 908.3045 | 868.9935 | 830.0145 | 777.1877 | 742.2437 | 882.8476 | 1085.7422 | 1214.9289 | 1291.8729 | 1215.035 | 1201.0591 | 1089.1232 | 993.9434 | 885.3483
2047-01-31 | 769.2266 | 712.0478 | 671.98 | 654.2712 | 693.3767 | 877.4846 | 1065.0401 | 1156.6761 | 1193.0382 | 1007.6835 | 938.9784 | 928.3913 | 894.318 | 782.6652 | 788.6869 | 890.6892 | 1109.5174 | 1269.5448 | 1273.0684 | 1185.8542 | 1190.445 | 1125.1052 | 979.8307 | 905.9879
2047-02-01 | 792.9607 | 776.8577 | 741.9687 | 703.259 | 745.5899 | 864.7394 | 978.076 | 1020.9263 | 1096.5862 | 964.2272 | 998.4443 | 904.0324 | 892.6135 | 737.6147 | 925.1627 | 832.9644 | 1001.3505 | 1184.0733 | 1189.12 | 1242.2594 | 1221.852 | 1108.3816 | 1053.1822 | 977.5222
2047-02-02 | 992.2975 | 786.2065 | 737.6368 | 695.6818 | 715.5398 | 777.2163 | 836.4916 | 918.6672 | 989.0326 | 903.7441 | 935.2858 | 878.2382 | 842.0235 | 593.7684 | 794.7983 | 750.3661 | 1002.7261 | 1080.0598 | 1240.2001 | 1214.8167 | 1261.0789 | 1134.0669 | 1104.6315 | 1082.2886
2047-02-03 | 972.4533 | 871.5976 | 728.1553 | 685.2293 | 696.9238 | 826.2699 | 899.8956 | 1032.683 | 1102.2302 | 931.2001 | 805.876 | 835.4156 | 805.8682 | 731.1206 | 634.0929 | 809.3642 | 1029.446 | 1213.1417 | 1230.7162 | 1254.688 | 1144.7409 | 1110.1699 | 1017.9242 | 895.03
2047-02-04 | 806.6401 | 735.3984 | 686.9762 | 675.9272 | 715.1829 | 924.8169 | 1087.5262 | 1179.8313 | 1186.7324 | 1035.6691 | 916.4775 | 927.0486 | 989.1937 | 810.5435 | 752.6264 | 843.8283 | 1066.7879 | 1231.4063 | 1233.6348 | 1233.8959 | 1125.1113 | 1109.3193 | 1013.0472 | 886.9614
2047-02-05 | 814.7714 | 770.2666 | 725.4313 | 701.4161 | 747.7023 | 975.269 | 1117.3045 | 1229.999 | 1267.8744 | 993.8232 | 901.38 | 899.8422 | 944.4342 | 808.7923 | 786.5529 | 852.6094 | 1099.2079 | 1259.0261 | 1290.3253 | 1255.679 | 1189.3331 | 1131.9792 | 1028.7169 | 909.6071
2047-02-06 | 806.3204 | 767.7483 | 720.9444 | 698.0926 | 740.8074 | 950.6614 | 1084.1356 | 1176.2471 | 1269.424 | 1089.9518 | 995.2183 | 962.0879 | 987.5981 | 909.2495 | 791.5886 | 887.3913 | 1111.9866 | 1255.654 | 1279.5978 | 1231.7534 | 1225.6769 | 1120.7185 | 1017.427 | 926.4677
2047-02-07 | 813.6785 | 769.6027 | 727.8279 | 705.3163 | 748.3843 | 941.7255 | 1113.1084 | 1211.3452 | 1180.7418 | 957.0607 | 891.8537 | 889.4198 | 712.2176 | 734.4748 | 697.966 | 813.3918 | 1067.0738 | 1234.4569 | 1246.1631 | 1198.2804 | 1212.3282 | 1155.1015 | 1004.2771 | 946.2434
2047-02-08 | 786.011 | 770.4168 | 735.226 | 697.0228 | 739.2571 | 857.1154 | 969.9735 | 1003.9363 | 1069.4896 | 922.8278 | 924.6548 | 807.6668 | 693.9443 | 608.0326 | 846.6118 | 779.0102 | 960.5607 | 1131.8974 | 1173.8864 | 1231.3107 | 1213.2326 | 1099.034 | 1038.3812 | 970.4452
2047-02-09 | 1018.1069 | 811.4557 | 767.5067 | 721.032 | 741.3236 | 808.2494 | 869.4645 | 944.7465 | 992.4346 | 869.6482 | 883.0661 | 860.4339 | 677.4754 | 559.7134 | 675.6281 | 684.2927 | 968.8518 | 1096.1219 | 1272.2454 | 1255.7154 | 1293.9737 | 1169.518 | 1142.6701 | 1119.1912
2047-02-10 | 1006.0715 | 900.1031 | 761.1504 | 717.1013 | 729.6179 | 865.4718 | 941.4246 | 1065.2845 | 1127.8623 | 922.1612 | 818.2713 | 815.8743 | 752.0307 | 616.7847 | 645.62 | 856.8467 | 1053.2745 | 1244.931 | 1285.1809 | 1295.5935 | 1194.294 | 1156.3881 | 1063.1315 | 936.6536
2047-02-11 | 818.6617 | 750.0144 | 702.7067 | 690.4025 | 730.0907 | 943.1874 | 1106.8998 | 1191.2652 | 1195.042 | 1018.8579 | 912.3649 | 918.7722 | 910.8868 | 761.652 | 725.8801 | 807.8003 | 1030.8791 | 1227.508 | 1253.2264 | 1251.0818 | 1150.3919 | 1130.4784 | 1033.0271 | 907.8668
2047-02-12 | 815.3681 | 772.8418 | 729.6817 | 705.2405 | 751.5991 | 979.9644 | 1122.2882 | 1229.6207 | 1249.1365 | 985.1038 | 864.3551 | 869.8931 | 741.4617 | 664.7645 | 658.1312 | 802.8964 | 1106.168 | 1226.818 | 1286.4389 | 1254.8581 | 1193.2725 | 1134.6556 | 1031.7543 | 917.8393
2047-02-13 | 820.9463 | 779.8905 | 736.1371 | 712.1279 | 755.4358 | 968.1142 | 1103.2004 | 1197.607 | 1318.6884 | 1167.7591 | 1091.4492 | 925.4722 | 995.8225 | 932.0112 | 843.9164 | 931.2877 | 1136.9835 | 1271.4338 | 1299.6188 | 1251.2423 | 1241.893 | 1139.919 | 1043.1236 | 947.634
2047-02-14 | 819.3586 | 775.7398 | 733.7045 | 710.7417 | 753.9096 | 948.3708 | 1120.1776 | 1217.7848 | 1249.5285 | 1068.9034 | 1013.7738 | 1038.6672 | 1054.3994 | 1008.6163 | 831.1713 | 896.3885 | 1127.4574 | 1279.8726 | 1270.0529 | 1213.7677 | 1220.2996 | 1159.804 | 1015.9275 | 955.1881
2047-02-15 | 813.7081 | 795.8438 | 763.0243 | 722.6875 | 765.3522 | 888.5206 | 1003.3495 | 1047.3719 | 1153.0332 | 1035.3879 | 1004.7587 | 889.6189 | 845.6831 | 716.6287 | 896.7241 | 804.4233 | 975.7825 | 1150.3228 | 1215.4736 | 1269.0973 | 1249.7716 | 1138.3321 | 1080.2864 | 1006.9086
2047-02-16 | 1004.0693 | 796.7914 | 750.8863 | 707.1678 | 727.2184 | 791.273 | 851.4296 | 909.7395 | 986.817 | 867.807 | 853.1032 | 835.5865 | 686.9415 | 574.8602 | 693.9108 | 667.681 | 939.7417 | 1057.3453 | 1243.464 | 1233.3078 | 1273.6608 | 1150.8829 | 1122.3464 | 1099.4451
2047-02-17 | 986.545 | 883.8127 | 742.8983 | 698.829 | 710.7465 | 843.0352 | 917.6631 | 1029.1249 | 1050.7871 | 881.6285 | 795.0294 | 809.9815 | 685.5092 | 556.1776 | 562.6032 | 767.9342 | 986.1409 | 1188.3664 | 1243.31 | 1275.0746 | 1166.2992 | 1131.7157 | 1034.8202 | 908.2198
2047-02-18 | 874.3749 | 804.1091 | 758.0856 | 726.7572 | 746.5775 | 893.9396 | 983.5245 | 1047.2402 | 1113.4316 | 947.7129 | 903.3995 | 930.8935 | 960.7816 | 893.7692 | 782.0035 | 877.0225 | 1078.4978 | 1241.2463 | 1243.695 | 1220.7427 | 1128.2054 | 1138.7217 | 1050.0888 | 931.3998
2047-02-19 | 827.1805 | 777.5473 | 730.3534 | 711.8471 | 754.8275 | 985.7901 | 1130.9571 | 1226.7124 | 1282.3244 | 1030.6835 | 918.9671 | 910.0858 | 828.9155 | 713.2366 | 747.1174 | 859.4839 | 1099.2385 | 1240.0686 | 1289.8442 | 1268.6207 | 1204.791 | 1153.1492 | 1049.9268 | 933.7244
2047-02-20 | 820.3334 | 782.3196 | 735.4059 | 711.5236 | 754.7804 | 967.462 | 1102.4438 | 1186.1575 | 1256.4239 | 1060.3576 | 968.1811 | 914.1623 | 885.641 | 853.5791 | 819.0448 | 920.9248 | 1091.9239 | 1238.3969 | 1295.072 | 1250.679 | 1239.3314 | 1141.0152 | 1040.286 | 944.7284
2047-02-21 | 810.274 | 764.7695 | 724.1002 | 702.0475 | 745.2315 | 937.9983 | 1108.8534 | 1184.1069 | 1207.679 | 1000.0579 | 923.8887 | 925.5462 | 815.4477 | 813.7922 | 756.9732 | 829.4735 | 1078.1111 | 1232.059 | 1241.3022 | 1198.5801 | 1205.3622 | 1150.9894 | 1000.3721 | 942.9996
2047-02-22 | 804.491 | 788.4493 | 753.8612 | 714.475 | 756.9999 | 878.4769 | 992.704 | 1022.9925 | 1099.9717 | 998.1933 | 1040.2333 | 915.4783 | 919.4775 | 750.8967 | 976.4794 | 892.9565 | 1039.7876 | 1174.7327 | 1209.5505 | 1257.8944 | 1239.0948 | 1125.6764 | 1068.8336 | 993.5512
2047-02-23 | 1008.0813 | 801.3466 | 756.6357 | 710.9291 | 731.1213 | 795.9685 | 856.4234 | 921.4999 | 997.7192 | 864.5742 | 871.0745 | 853.1827 | 739.9294 | 592.8493 | 748.2469 | 702.6543 | 951.9667 | 1065.5071 | 1250.8882 | 1235.7426 | 1285.915 | 1159.6492 | 1127.8383 | 1100.0603
2047-02-24 | 986.5153 | 881.5127 | 740.2118 | 698.3796 | 710.3036 | 842.3788 | 917.036 | 1023.0681 | 1085.3079 | 896.3914 | 772.7492 | 792.0829 | 776.8391 | 637.6226 | 634.3906 | 829.4233 | 998.0827 | 1196.7099 | 1238.6985 | 1272.3305 | 1160.3907 | 1131.3324 | 1036.6246 | 910.6106
2047-02-25 | 801.1218 | 732.1254 | 683.5219 | 672.7114 | 711.9675 | 921.0428 | 1083.6366 | 1148.8442 | 1148.3097 | 971.1188 | 876.5614 | 891.4669 | 869.7301 | 760.8513 | 824.9359 | 900.1815 | 1044.6802 | 1196.8032 | 1224.5185 | 1230.2963 | 1119.5177 | 1104.364 | 1008.2711 | 882.6227
2047-02-26 | 795.9722 | 754.7402 | 709.0727 | 686.2819 | 732.3104 | 956.748 | 1097.6281 | 1186.9894 | 1224.6191 | 945.5816 | 843.4386 | 845.3119 | 728.0843 | 691.4572 | 667.3695 | 758.3449 | 1045.4911 | 1189.1556 | 1246.9414 | 1234.7537 | 1165.8214 | 1108.0591 | 1002.5214 | 888.4122
2047-02-27 | 775.4944 | 736.7353 | 689.5375 | 669.1515 | 711.6859 | 915.6927 | 1047.1406 | 1111.6726 | 1161.0479 | 924.5961 | 844.6548 | 803.5849 | 690.4275 | 775.3594 | 768.0656 | 828.4624 | 1046.503 | 1171.1948 | 1214.4619 | 1192.6447 | 1181.2419 | 1075.8171 | 974.0944 | 884.2491
2047-02-28 | 810.1981 | 768.8627 | 725.3019 | 703.3107 | 746.3297 | 939.2529 | 1110.4866 | 1193.2178 | 1235.4234 | 1037.448 | 982.4473 | 1003.5254 | 1032.6943 | 948.8313 | 940.6499 | 987.7177 | 1173.9622 | 1278.5507 | 1252.0673 | 1198.9006 | 1209.1619 | 1152.7446 | 1003.0795 | 946.0142
2047-03-01 | 977.0471 | 766.3982 | 717.3578 | 660.6425 | 689.4634 | 776.5729 | 905.288 | 995.1353 | 1089.5435 | 986.0734 | 1000.5103 | 964.8872 | 904.2495 | 733.1983 | 862.4334 | 816.2985 | 1008.6568 | 1123.5047 | 1258.8475 | 1238.7283 | 1266.4511 | 1176.3854 | 1140.9179 | 1107.2394
2047-03-02 | 961.9469 | 845.1817 | 704.9258 | 643.6923 | 648.4414 | 752.6528 | 856.909 | 1006.0779 | 1035.411 | 885.5069 | 795.9783 | 812.6155 | 731.9409 | 586.4478 | 517.9094 | 694.9481 | 921.5459 | 1122.3385 | 1133.0905 | 1168.4039 | 1067.0292 | 1075.1114 | 1024.3548 | 914.598
2047-03-03 | 804.8564 | 721.9767 | 668.3025 | 627.1215 | 623.2016 | 714.0422 | 808.1203 | 894.4496 | 962.2544 | 843.7176 | 745.7567 | 679.3226 | 626.6776 | 506.3941 | 596.7396 | 720.4046 | 917.8687 | 1107.1841 | 1184.9427 | 1189.3534 | 1087.5098 | 1101.5607 | 1000.2204 | 857.2774
2047-03-04 | 778.6807 | 713.7265 | 664.7147 | 636.6979 | 662.831 | 859.6927 | 1020.0592 | 1163.3878 | 1210.6987 | 980.0207 | 890.0361 | 910.8836 | 878.7034 | 746.7397 | 797.8153 | 891.199 | 1125.8226 | 1224.5651 | 1272.5409 | 1227.3879 | 1162.2176 | 1140.5355 | 1036.1831 | 898.7751
2047-03-05 | 785.1076 | 724.8726 | 680.2022 | 640.7347 | 673.0188 | 848.0542 | 999.8474 | 1076.1081 | 1153.2943 | 946.1064 | 840.741 | 679.784 | 594.2499 | 591.7145 | 571.1096 | 680.7737 | 917.3955 | 1112.6449 | 1216.7227 | 1201.0707 | 1202.5492 | 1103.8202 | 994.5116 | 895.4677
2047-03-06 | 790.8486 | 734.3817 | 687.649 | 649.1248 | 678.0739 | 835.3785 | 1020.0164 | 1112.3006 | 1120.0248 | 924.2942 | 854.4192 | 766.8424 | 641.9711 | 622.3335 | 609.5542 | 739.4668 | 971.3484 | 1173.8895 | 1214.4794 | 1150.0198 | 1168.1648 | 1141.2996 | 1007.6888 | 932.579
2047-03-07 | 769.9603 | 736.6755 | 707.7617 | 656.422 | 686.4346 | 778.2169 | 909.404 | 939.4811 | 1008.59 | 896.6894 | 919.7692 | 732.0838 | 698.4028 | 639.1425 | 874.5134 | 793.1486 | 969.7233 | 1131.7943 | 1195.6484 | 1254.2889 | 1249.3069 | 1147.5117 | 1049.6046 | 958.1145
2047-03-08 | 957.4761 | 748.0009 | 699.98 | 645.9022 | 674.4714 | 758.477 | 886.1471 | 949.1667 | 1024.7247 | 916.5985 | 929.7464 | 906.8399 | 770.0598 | 740.4106 | 879.4074 | 791.5052 | 974.4752 | 1052.3883 | 1230.1828 | 1217.5202 | 1249.1412 | 1149.3477 | 1121.7466 | 1085.6878
2047-03-09 | 994.1264 | 876.5968 | 738.3268 | 674.456 | 680.0507 | 790.7809 | 897.2274 | 1046.6227 | 1088.6157 | 941.6004 | 822.6437 | 823.118 | 658.5945 | 560.3185 | 591.3506 | 762.7127 | 947.5091 | 1158.3228 | 1190.1251 | 1207.8515 | 1112.5319 | 1125.646 | 1071.3284 | 957.6168
2047-03-10 | 838.9075 | 754.8154 | 704.4939 | 659.9309 | 656.5545 | 754.3347 | 850.6487 | 926.2228 | 988.0486 | 820.3495 | 736.9567 | 677.9506 | 529.9062 | 474.4328 | 535.7723 | 700.1912 | 915.6262 | 1135.8752 | 1225.6873 | 1231.4575 | 1140.8847 | 1152.4165 | 1052.4815 | 899.9453
2047-03-11 | 794.5256 | 728.0477 | 679.6463 | 650.5956 | 676.9437 | 876.6741 | 1038.0388 | 1170.1025 | 1233.8 | 1004.0759 | 930.7477 | 951.4973 | 945.1258 | 777.8185 | 803.464 | 862.1719 | 1095.4403 | 1237.6803 | 1299.9753 | 1250.2758 | 1178.9534 | 1158.5803 | 1056.743 | 921.5988
2047-03-12 | 819.9069 | 756.556 | 715.8447 | 673.7779 | 706.5984 | 888.5816 | 1042.6667 | 1137.7298 | 1256.288 | 1060.3291 | 951.8331 | 893.2456 | 864.1089 | 789.3657 | 729.4034 | 787.7017 | 990.9607 | 1167.1762 | 1280.0397 | 1256.6031 | 1253.3797 | 1158.0396 | 1044.7105 | 941.3427
2047-03-13 | 815.0445 | 757.5348 | 710.6645 | 672.1226 | 701.4041 | 863.2155 | 1049.5333 | 1132.158 | 1164.9525 | 971.1485 | 905.1753 | 894.4422 | 751.4157 | 771.3809 | 758.7534 | 856.9644 | 1073.0642 | 1236.7757 | 1261.2895 | 1183.8135 | 1200.4956 | 1176.5285 | 1042.64 | 966.6764
2047-03-14 | 783.4701 | 750.1853 | 723.7929 | 669.7997 | 699.5143 | 794.0435 | 926.2783 | 950.9609 | 1040.8342 | 961.4288 | 1010.8788 | 884.7904 | 812.9277 | 751.8852 | 923.3293 | 842.7878 | 998.2276 | 1146.4841 | 1214.9357 | 1279.2884 | 1270.7574 | 1170.9931 | 1070.8957 | 973.4697
2047-03-15 | 961.3636 | 751.4977 | 701.9182 | 648.5604 | 677.443 | 762.3777 | 890.5783 | 934.3409 | 1030.6812 | 897.7085 | 900.8646 | 832.9222 | 688.6467 | 608.2265 | 763.2991 | 754.532 | 927.1071 | 1036.2466 | 1225.0229 | 1212.3298 | 1244.6644 | 1156.25 | 1127.2198 | 1083.3896
2047-03-16 | 950.9924 | 834.6465 | 690.3754 | 632.0381 | 637.2744 | 739.5573 | 843.227 | 938.4409 | 962.0576 | 814.8039 | 680.9571 | 635.508 | 477.1737 | 474.7262 | 450.7579 | 623.8112 | 843.6188 | 1071.5573 | 1098.1824 | 1149.2575 | 1051.56 | 1063.8108 | 1008.6453 | 896.4011
2047-03-17 | 815.4592 | 732.7753 | 679.735 | 637.818 | 634.0786 | 727.1426 | 821.5041 | 871.7495 | 919.6099 | 768.8913 | 669.2324 | 533.6513 | 451.1671 | 375.4185 | 431.218 | 592.1847 | 833.7973 | 1069.1344 | 1175.1387 | 1203.7379 | 1106.1637 | 1113.2518 | 1017.5794 | 874.1157
2047-03-18 | 762.5682 | 696.2967 | 647.5459 | 620.8229 | 646.6776 | 840.3283 | 999.4676 | 1085.2103 | 1128.8762 | 875.6384 | 776.9581 | 766.8733 | 648.6105 | 613.3205 | 655.3236 | 724.5066 | 983.2723 | 1134.9273 | 1228.6622 | 1205.5569 | 1140.7797 | 1114.5472 | 1011.3475 | 871.2024
2047-03-19 | 788.5741 | 726.9088 | 682.484 | 643.6396 | 675.9862 | 852.1509 | 1004.3168 | 1055.4041 | 1151.5281 | 980.4495 | 886.2344 | 845.9771 | 783.2757 | 754.3411 | 729.1507 | 757.1138 | 947.7301 | 1107.6359 | 1229.8495 | 1217.5357 | 1211.4296 | 1111.6843 | 998.6626 | 892.7354
2047-03-20 | 792.2951 | 736.2176 | 687.5107 | 651.1329 | 680.1949 | 838.0201 | 1022.6802 | 1080.1128 | 1119.2496 | 913.6578 | 878.8046 | 873.4221 | 715.6594 | 745.778 | 767.5804 | 844.6098 | 1040.0447 | 1192.8477 | 1226.1186 | 1168.0764 | 1166.5405 | 1142.1687 | 1011.5932 | 927.547
2047-03-21 | 771.3017 | 739.709 | 712.6595 | 659.3015 | 689.2992 | 781.3531 | 913.2182 | 921.0031 | 1014.3763 | 936.9229 | 985.9022 | 846.8291 | 786.7544 | 669.4739 | 862.4855 | 791.484 | 959.2599 | 1108.3262 | 1195.827 | 1268.5519 | 1254.3614 | 1150.7705 | 1053.4342 | 953.8552
2047-03-22 | 974.2951 | 766.2587 | 719.5194 | 663.0612 | 691.9068 | 779.5115 | 908.2343 | 942.7928 | 1052.9214 | 941.8037 | 972 | 966.7449 | 904.1628 | 753.0957 | 892.9006 | 801.2437 | 1036.8897 | 1106.2302 | 1266.513 | 1240.6022 | 1273.1815 | 1181.6034 | 1146.2515 | 1108.5369
2047-03-23 | 981.2048 | 864.3262 | 722.189 | 661.5683 | 659.0993 | 767.2024 | 874.9385 | 969.4932 | 1021.6521 | 877.5222 | 786.7005 | 780.9249 | 577.6536 | 533.8503 | 550.0358 | 765.9728 | 952.173 | 1133.9606 | 1150.0709 | 1182.6056 | 1086.0859 | 1107.1767 | 1052.0301 | 941.127
2047-03-24 | 832.7104 | 749.203 | 698.179 | 653.7322 | 650.2497 | 746.6532 | 842.4412 | 888.0809 | 973.1332 | 871.841 | 767.5469 | 786.5358 | 764.1181 | 603.9208 | 644.2411 | 722.8038 | 923.847 | 1133.5663 | 1216.2538 | 1228.3969 | 1130.2568 | 1129.0569 | 1046.0175 | 897.4005
2047-03-25 | 803.3052 | 735.1626 | 690.1956 | 660.3498 | 686.8966 | 888.5304 | 1050.371 | 1115.926 | 1184.3445 | 953.1034 | 910.5415 | 942.6447 | 832.2256 | 762.7324 | 776.0897 | 845.2936 | 1084.6657 | 1221.6357 | 1304.1719 | 1263.2097 | 1191.6914 | 1172.0393 | 1072.1268 | 935.469
2047-03-26 | 854.5116 | 796 | 747.5196 | 686.4334 | 690.8312 | 795.7141 | 877.9807 | 908.9876 | 1076.0024 | 909.3025 | 828.4784 | 695.2318 | 583.6888 | 589.3429 | 555.0375 | 676.1767 | 910.9607 | 1124.9453 | 1219.6425 | 1181.8387 | 1208.5682 | 1141.8509 | 1030.026 | 934.4238
2047-03-27 | 808.655 | 746.6451 | 698.3867 | 664.6373 | 698.189 | 859.512 | 1044.465 | 1076.4943 | 1100.833 | 891.5462 | 823.376 | 634.3393 | 594.0002 | 590.7753 | 588.3974 | 693.5011 | 974.3827 | 1184.8677 | 1233.7785 | 1180.3901 | 1179.1524 | 1170.2035 | 1038.7166 | 961.5291
2047-03-28 | 775.7992 | 742.7839 | 713.3296 | 662.6519 | 692.175 | 784.8269 | 915.6997 | 877.3905 | 1000.912 | 930.8161 | 994.3247 | 831.717 | 755.3641 | 669.0571 | 827.0071 | 727.6501 | 899.6498 | 1092.77 | 1195.5442 | 1270.9764 | 1261.8865 | 1155.0478 | 1058.34 | 966.9246
2047-03-29 | 969.228 | 758.5049 | 710.7753 | 656.2805 | 685.1081 | 771.7185 | 896.5575 | 911.9217 | 1008.6411 | 899.5621 | 887.031 | 796.9349 | 649.9794 | 557.8749 | 719.2898 | 708.5967 | 926.9807 | 1035.1372 | 1227.9247 | 1222.2407 | 1262.0743 | 1171.2131 | 1142.2794 | 1098.9351
2047-03-30 | 982.2071 | 864.8986 | 723.7583 | 662.7756 | 667.8226 | 776.1546 | 881.2038 | 945.8655 | 1004.5361 | 840.3647 | 730.2764 | 661.0624 | 499.0672 | 444.054 | 459.6636 | 634.735 | 860.3995 | 1114.3233 | 1145.0707 | 1191.2253 | 1098.6952 | 1105.7549 | 1050.4541 | 942.2693
2047-03-31 | 852.0134 | 767.9101 | 717.6304 | 672.8549 | 669.6354 | 770.0036 | 866.2128 | 893.5556 | 969.3605 | 856.456 | 799.2342 | 805.5856 | 715.4154 | 606.0322 | 629.8017 | 739.8508 | 977.1277 | 1184.112 | 1254.4009 | 1254.3786 | 1160.1632 | 1166.6703 | 1071.648 | 922.3901
2047-04-01 | 842.5899 | 773.5096 | 713.9564 | 691.6956 | 727.159 | 923.1049 | 1074.1546 | 1151.7352 | 1239.2515 | 991.4138 | 933.739 | 900.8053 | 787.8569 | 732.6815 | 784.944 | 896.9389 | 1200.0907 | 1301.9337 | 1344.8007 | 1301.0168 | 1272.6225 | 1227.8902 | 1108.7671 | 990.5486
2047-04-02 | 853.0064 | 789.4022 | 732.6026 | 697.6552 | 741.0695 | 916.0287 | 1059.2839 | 1104.2619 | 1245.652 | 1064.8603 | 971.0858 | 845.033 | 778.6058 | 798.2813 | 816.1161 | 911.6442 | 1135.5416 | 1261.5768 | 1318.8174 | 1288.9396 | 1319.4462 | 1206.4301 | 1075.1217 | 987.7856
2047-04-03 | 836.7899 | 780.4157 | 719.0841 | 687.2318 | 725.9531 | 878.4403 | 1053.2296 | 1100.118 | 1151.2186 | 947.993 | 900.0696 | 729.2587 | 682.1719 | 751.82 | 796.8365 | 937.4656 | 1135.1213 | 1274.517 | 1275.0808 | 1204.4191 | 1249.733 | 1209.9899 | 1057.5676 | 995.1422
2047-04-04 | 804.6143 | 771.8638 | 728.9004 | 683.7527 | 723.0296 | 807.9356 | 931.6387 | 908.8112 | 1051.6203 | 971.6921 | 988.8356 | 783.4792 | 751.4089 | 630.9675 | 839.447 | 815.3188 | 999.4651 | 1167.0806 | 1218.5262 | 1293.3258 | 1319.8306 | 1197.9252 | 1083.5958 | 1006.078
2047-04-05 | 987.0003 | 778.1913 | 713.8498 | 667.1397 | 705.7219 | 782.532 | 902.8127 | 912.3153 | 1010.4536 | 914.195 | 930.9166 | 825.3539 | 773.4759 | 614.697 | 775.7105 | 744.1668 | 1000.1722 | 1086.275 | 1253.7965 | 1239.55 | 1304.821 | 1194.0445 | 1145.1753 | 1128.2081
2047-04-06 | 1002.8538 | 885.8459 | 730.1992 | 676.9461 | 690.3082 | 787.3914 | 879.6573 | 955.9035 | 1010.4789 | 878.7463 | 764.7254 | 709.7708 | 544.1645 | 494.4521 | 518.0055 | 710.971 | 960.6543 | 1156.7332 | 1169.3431 | 1210.6461 | 1146.6123 | 1130.8103 | 1062.9973 | 973.1547
2047-04-07 | 841.8811 | 759.1318 | 692.159 | 657.0055 | 661.8992 | 743.8116 | 829.1222 | 882.4219 | 992.2123 | 867.8385 | 746.8013 | 738.419 | 696.6859 | 579.5769 | 718.2977 | 847.5178 | 1032.9756 | 1183.9338 | 1232.2744 | 1236.3364 | 1162.0133 | 1149.4456 | 1036.2717 | 910.5929
2047-04-08 | 788.516 | 722.5272 | 660.4281 | 640.8098 | 675.3994 | 860.539 | 1005.3478 | 1080.5183 | 1181.9309 | 931.8716 | 842.1701 | 839.451 | 735.2702 | 708.0524 | 718.3056 | 814.0848 | 1084.1042 | 1193.1127 | 1268.9879 | 1233.5055 | 1195.9892 | 1152.4087 | 1027.9205 | 916.7086
2047-04-09 | 811.0883 | 749.6152 | 692.836 | 660.305 | 701.5646 | 868.1626 | 1007.4567 | 1021.8237 | 1147.8496 | 946.1091 | 838.0397 | 646.8299 | 672.6251 | 663.5451 | 659.5445 | 760.6296 | 1000.2487 | 1157.2296 | 1245.2896 | 1234.1301 | 1257.1064 | 1146.5399 | 1010.1114 | 933.9301
2047-04-10 | 807.0447 | 751.8067 | 690.4455 | 659.6403 | 697.495 | 844.3181 | 1012.2281 | 1039.1021 | 1070.8899 | 881.0769 | 828.6031 | 667.1921 | 659.2738 | 650.7434 | 687.0305 | 814.9003 | 1055.3779 | 1205.164 | 1228.722 | 1167.843 | 1206.5457 | 1164.6194 | 1011.751 | 957.7347
2047-04-11 | 785.9166 | 754.0994 | 712.6241 | 667.2801 | 706.1686 | 787.2831 | 903.7682 | 889.2837 | 1014.1767 | 916.0114 | 973.2345 | 789.7913 | 726.807 | 596.197 | 805.906 | 762.5137 | 977.0868 | 1117.663 | 1191.3794 | 1273.1087 | 1291.2506 | 1173.2042 | 1053.3691 | 983.3898
2047-04-12 | 999.0452 | 794.0378 | 726.0832 | 659.3683 | 676.3395 | 668.5283 | 702.4394 | 688.6291 | 881.0025 | 812.6997 | 819.6028 | 636.8779 | 580.9507 | 476.4032 | 615.3881 | 646.4905 | 871.6345 | 1012.5676 | 1172.9247 | 1153.8401 | 1221.1557 | 1146.3368 | 1093.625 | 1088.5473
2047-04-13 | 1003.3798 | 883.2932 | 724.8294 | 677.5231 | 695.5036 | 793.2094 | 883.9276 | 964.5303 | 1027.0108 | 885.7396 | 733.0091 | 641.4447 | 527.6594 | 479.1924 | 550.2878 | 794.6619 | 1026.3988 | 1182.5227 | 1183.1798 | 1223.4083 | 1149.9859 | 1137.794 | 1073.1805 | 979.3046
2047-04-14 | 853.9705 | 771.0789 | 704.3604 | 668.1625 | 673.2189 | 757.5141 | 836.3171 | 877.0542 | 1001.1352 | 851.0599 | 743.619 | 755.5497 | 664.9862 | 589.6168 | 632.7947 | 783.8621 | 1016.0749 | 1194.5305 | 1235.2618 | 1252.4868 | 1180.0184 | 1163.3893 | 1053.2554 | 927.5352
2047-04-15 | 815.7061 | 747.9717 | 688.651 | 667.0168 | 702.0843 | 892.7961 | 1040.3479 | 1098.5233 | 1157.5776 | 933.0469 | 835.9454 | 719.2988 | 701.39 | 659.8064 | 725.9055 | 809.6384 | 1083.7546 | 1216.4169 | 1300.2556 | 1264.8812 | 1233.7647 | 1191.3606 | 1071.0866 | 954.2559
2047-04-16 | 838.1874 | 775.1524 | 717.2796 | 684.9729 | 727.1061 | 899.4018 | 1032.0705 | 1062.9169 | 1191.5835 | 1012.2027 | 933.0633 | 814.2885 | 789.7064 | 794.4613 | 745.3366 | 835.9188 | 1055.169 | 1208.8646 | 1269.4572 | 1254.2549 | 1296.9389 | 1183.3484 | 1051.1451 | 970.2151
2047-04-17 | 838.8551 | 782.0788 | 722.4725 | 690.2752 | 728.7529 | 881.2925 | 1026.0069 | 1085.9854 | 1177.9701 | 1009.2772 | 958.9017 | 934.2558 | 802.1165 | 812.0069 | 817.0258 | 925.5978 | 1161.6287 | 1301.9671 | 1286.0171 | 1216.2942 | 1256.9596 | 1207.8178 | 1059.4325 | 1003.5549
2047-04-18 | 805.3121 | 772.509 | 732.5935 | 685.906 | 724.7038 | 809.8512 | 918.932 | 889.6479 | 996.0259 | 912.699 | 947.9188 | 625.6054 | 682.4583 | 587.0469 | 818.9206 | 766.5152 | 977.1981 | 1139.9115 | 1222.7755 | 1297.6071 | 1312.0805 | 1194.129 | 1081.1696 | 1009.942
2047-04-19 | 999.5092 | 790.3837 | 728.0122 | 680.681 | 719.192 | 798.451 | 906.5164 | 929.092 | 1078.7836 | 990.7975 | 999.7041 | 966.9569 | 839.9107 | 712.2486 | 875.4569 | 846.6504 | 1081.932 | 1142.9965 | 1274.9267 | 1260.8384 | 1324.1029 | 1217.1884 | 1164.965 | 1144.7926
2047-04-20 | 1015.8598 | 898.5675 | 743.8031 | 689.3358 | 703.6301 | 803.0239 | 882.3789 | 973.4623 | 1055.0941 | 939.2849 | 864.4943 | 884.3738 | 771.0998 | 633.8181 | 653.1797 | 848.0457 | 1027.5174 | 1201.9678 | 1197.5704 | 1229.8223 | 1161.8073 | 1151.8216 | 1081.3835 | 992.6026
2047-04-21 | 864.4753 | 780.5662 | 718.2604 | 678.9273 | 683.644 | 769.8853 | 838.4314 | 884.3624 | 982.1203 | 871.2447 | 772.873 | 711.4593 | 621.3578 | 586.1883 | 679.6752 | 809.8384 | 1033.4386 | 1184.873 | 1257.6566 | 1262.8643 | 1196.6007 | 1178.6623 | 1068.4296 | 943.6744
2047-04-22 | 828.2785 | 762.3856 | 700.7047 | 677.9376 | 713.1963 | 906.1844 | 1046.2265 | 1098.1894 | 1203.5073 | 932.3128 | 847.0957 | 748.2502 | 782.8884 | 800.4534 | 806.0364 | 874.0541 | 1145.7649 | 1250.6163 | 1326.4127 | 1285.4035 | 1251.459 | 1203.9034 | 1087.4292 | 971.497
2047-04-23 | 844.1942 | 784.1182 | 726.3077 | 690.921 | 732.8091 | 906.4085 | 1042.7358 | 1068.6823 | 1189.5296 | 1018.2566 | 929.3367 | 811.5615 | 818.5248 | 789.9437 | 757.2886 | 871.3858 | 1107.3415 | 1223.0162 | 1304.1134 | 1282.8096 | 1306.2951 | 1190.4934 | 1060.7169 | 980.3203
2047-04-24 | 834.8235 | 781.5286 | 719.4906 | 685.6781 | 723.7486 | 876.1483 | 1036.0917 | 1055.3864 | 1138.4965 | 955.412 | 914.9892 | 828.0083 | 773.2641 | 746.6867 | 774.8744 | 904.52 | 1113.7009 | 1267.7232 | 1272.8483 | 1215.1802 | 1242.4126 | 1205.0905 | 1051.6946 | 996.3194
2047-04-25 | 802.4264 | 769.4212 | 729.3083 | 682.9637 | 721.5486 | 806.2753 | 921.3329 | 883.0109 | 983.1131 | 877.0453 | 922.8762 | 616.3533 | 734.11 | 595.124 | 836.2325 | 760.0201 | 967.063 | 1129.1594 | 1211.7185 | 1292.7039 | 1309.5372 | 1195.0862 | 1076.543 | 1006.051
2047-04-26 | 998.5037 | 788.7729 | 728.899 | 679.6334 | 717.2702 | 796.1094 | 899.8593 | 898.4586 | 1022.4495 | 905.0611 | 924.7444 | 756.5248 | 771.8321 | 678.5542 | 851.9795 | 826.1299 | 1052.8819 | 1107.2358 | 1271.1811 | 1255.3925 | 1324.9635 | 1211.4837 | 1162.9831 | 1142.8357
2047-04-27 | 1009.5591 | 893.1317 | 739.9714 | 684.1641 | 697.9935 | 796.2954 | 880.749 | 954.7178 | 1040.8232 | 893.6203 | 779.8969 | 772.4154 | 668.091 | 621.0452 | 671.6786 | 867.5998 | 1057.4447 | 1203.0378 | 1202.3938 | 1228.0953 | 1149.4748 | 1138.8144 | 1076.6913 | 983.6089
2047-04-28 | 848.6744 | 769.1723 | 702.8993 | 664.29 | 668.7682 | 752.2068 | 813.6642 | 851.1392 | 972.7417 | 837.7712 | 746.1618 | 712.4578 | 615.9721 | 565.472 | 633.0306 | 746.3338 | 993.4478 | 1169.68 | 1227.5074 | 1242.874 | 1172.3696 | 1159.2192 | 1044.6247 | 921.1764
2047-04-29 | 813.5774 | 746.3378 | 683.4346 | 661.8782 | 696.9476 | 886.6665 | 1017.5473 | 1070.7673 | 1142.8519 | 891.6959 | 841.5269 | 718.5164 | 761.5812 | 738.9608 | 794.7523 | 898.2314 | 1146.9533 | 1236.3201 | 1289.9849 | 1269.7504 | 1225.2794 | 1180.8369 | 1063.4002 | 947.5662
2047-04-30 | 826.879 | 767.5695 | 708.4129 | 674.8305 | 716.3532 | 886.0658 | 1014.9056 | 1048.2778 | 1195.2973 | 1036.1353 | 938.2162 | 842.5047 | 778.083 | 792.1543 | 722.5192 | 837.712 | 1045.6844 | 1175.2106 | 1236.4723 | 1231.2154 | 1277.8642 | 1163.7627 | 1035.5883 | 954.8204
2047-05-01 | 855.7711 | 781.1506 | 738.0763 | 716.2885 | 752.4544 | 882.4313 | 985.6699 | 1000.8798 | 1053.8023 | 849.7118 | 825.4758 | 667.2626 | 683.4425 | 681.457 | 743.1094 | 841.7124 | 1098.0555 | 1244.6239 | 1217.262 | 1166.4957 | 1205.1317 | 1170.8344 | 1048.141 | 990.5891
2047-05-02 | 833.4292 | 783.8597 | 758.2171 | 722.4614 | 758.8207 | 823.4399 | 911.1813 | 845.6171 | 987.5155 | 911.7543 | 951.7784 | 735.5025 | 770.6245 | 683.5465 | 896.7575 | 805.0376 | 952.9663 | 1126.4911 | 1180.6854 | 1272.003 | 1286.726 | 1171.6351 | 1089.1718 | 1014.2515
2047-05-03 | 1028.9671 | 800.8573 | 756.8461 | 718.9755 | 755.5894 | 814.8257 | 897.3928 | 865.8996 | 999.0801 | 915.8028 | 944.1128 | 848.1896 | 783.47 | 745.2894 | 899.5749 | 852.0119 | 1035.1504 | 1102.5846 | 1246.3007 | 1240.5412 | 1294.9368 | 1195.8972 | 1172.7802 | 1152.951
2047-05-04 | 1053.855 | 921.6848 | 782.7233 | 736.7552 | 750.8941 | 838.7163 | 897.9444 | 952.7667 | 1084.3421 | 936.1581 | 821.6736 | 922.3248 | 802.35 | 665.4429 | 690.6642 | 882.3955 | 1068.6969 | 1245.244 | 1193.2551 | 1221.2209 | 1149.6147 | 1146.0985 | 1104.8258 | 1009.8119
2047-05-05 | 910.6811 | 810.2981 | 764.4859 | 735.8932 | 741.4045 | 819.6631 | 875.5242 | 888.5608 | 988.4287 | 855.0317 | 758.192 | 709.1147 | 614.1156 | 548.2722 | 609.9125 | 749.9159 | 978.948 | 1182.0766 | 1244.2459 | 1262.9648 | 1186.9039 | 1185.4691 | 1106.5102 | 972.1373
2047-05-06 | 866.5549 | 780.2681 | 736.8564 | 725.8347 | 759.6752 | 934.9562 | 1048.0771 | 1089.8059 | 1150.2781 | 910.7666 | 791.1554 | 666.0619 | 682.5782 | 675.8641 | 713.6013 | 833.17 | 1088.009 | 1238.3096 | 1276.5411 | 1269.5703 | 1228.4563 | 1193.7545 | 1112.5718 | 991.562
2047-05-07 | 879.9463 | 800.4156 | 758.4136 | 733.8844 | 773.3865 | 927.6973 | 1032.7602 | 1043.2302 | 1170.4941 | 984.8059 | 910.4795 | 792.696 | 741.122 | 740.2247 | 727.0394 | 834.2455 | 1065.3161 | 1210.8633 | 1257.3062 | 1259.3029 | 1280.801 | 1172.2426 | 1077.9928 | 992.8599
2047-05-08 | 876.8242 | 804.6669 | 760.3858 | 736.585 | 773.2481 | 908.2949 | 1044.2125 | 1061.933 | 1124.1986 | 969.2393 | 925.3894 | 916.3686 | 899.5285 | 924.0466 | 951.0866 | 1048.6198 | 1198.9732 | 1286.0631 | 1245.2083 | 1188.4183 | 1229.2904 | 1202.0989 | 1080.0072 | 1021.2764
2047-05-09 | 833.9213 | 783.0601 | 757.4875 | 723.0383 | 759.4379 | 823.519 | 895.5274 | 853.5181 | 985.2315 | 898.809 | 937.1452 | 726.7698 | 746.7461 | 651.3868 | 857.0198 | 805.1256 | 974.7815 | 1141.3612 | 1180.2952 | 1267.2986 | 1287.7998 | 1171.8001 | 1088.1992 | 1014.24
2047-05-10 | 1040.7085 | 814.2016 | 770.379 | 730.6132 | 767.1084 | 828.6845 | 918.2644 | 927.3714 | 1036.2352 | 893.8516 | 920.4258 | 819.1967 | 754.6826 | 658.5822 | 815.3623 | 805.3524 | 991.996 | 1079.0902 | 1225.3684 | 1241.2184 | 1305.222 | 1210.6789 | 1192.2 | 1169.4524
2047-05-11 | 1052.5446 | 916.9435 | 781.6847 | 735.6222 | 749.4993 | 837.0049 | 864.38 | 932.0012 | 1016.4353 | 855.2989 | 763.3938 | 634.1762 | 627.8019 | 563.133 | 574.8635 | 774.0159 | 994.3236 | 1175.325 | 1164.8603 | 1211.9139 | 1145.719 | 1147.4186 | 1103.4941 | 1008.9639
2047-05-12 | 878.2035 | 777.9149 | 728.7984 | 704.098 | 709.6707 | 781.5483 | 824.7657 | 807.5032 | 893.314 | 776.5576 | 672.0323 | 505.0288 | 489.4297 | 436.7949 | 510.3953 | 669.9037 | 907.5401 | 1119.8752 | 1165.4719 | 1218.6449 | 1142.6922 | 1137.1195 | 1055.443 | 931.2036
2047-05-13 | 842.9834 | 758.5895 | 714.6705 | 703.8911 | 737.2556 | 907.6383 | 1011.2493 | 1035.874 | 1082.2537 | 859.2114 | 764.5401 | 635.3498 | 663.977 | 619.0084 | 661.0829 | 770.6829 | 1046.6374 | 1183.9478 | 1230.2211 | 1243.8734 | 1193.5361 | 1165.0882 | 1077.046 | 960.3169
2047-05-14 | 855.6645 | 778.1821 | 735.9779 | 713.1915 | 752.375 | 901.8421 | 1001.304 | 998.9742 | 1133.103 | 959.0272 | 880.1226 | 785.2885 | 762.0251 | 730.8798 | 723.1685 | 803.8068 | 1005.0257 | 1148.6302 | 1219.9465 | 1231.0416 | 1250.6343 | 1140.9369 | 1046.137 | 962.9284
2047-05-15 | 866.9995 | 794.6566 | 749.052 | 726.1052 | 762.4896 | 895.5291 | 1029.446 | 1017.9225 | 1076.0024 | 897.1393 | 833.7455 | 688.0536 | 686.3872 | 666.9668 | 703.1557 | 797.1159 | 1041.848 | 1231.4352 | 1226.1052 | 1174.523 | 1220.8552 | 1178.4085 | 1067.8384 | 1004.9426
2047-05-16 | 850.6396 | 801.833 | 775.0327 | 737.9074 | 774.8438 | 842.7058 | 918.3886 | 873.1041 | 1012.9589 | 907.1546 | 938.8857 | 677.8049 | 761.1323 | 643.7718 | 851.886 | 787.5364 | 963.3739 | 1122.4549 | 1190.8809 | 1294.0288 | 1310.3493 | 1194.8142 | 1111.9893 | 1036.6309
2047-05-17 | 1032.8284 | 804.9566 | 761.7154 | 722.5024 | 758.8583 | 818.7477 | 896.7307 | 889.0109 | 1016.9859 | 921.9847 | 913.5807 | 814.1982 | 752.1793 | 667.4716 | 830.3777 | 825.2278 | 980.6996 | 1073.9433 | 1237.5938 | 1246.7892 | 1301.7272 | 1198.3513 | 1179.2973 | 1157.9128
2047-05-18 | 1048.5166 | 916.3053 | 777.0364 | 731.8563 | 745.4982 | 832.189 | 887.4148 | 944.1752 | 1015.0276 | 873.4065 | 747.0118 | 614.5097 | 579.0971 | 501.0217 | 549.5312 | 770.5404 | 972.4209 | 1158.8366 | 1156.7533 | 1211.0393 | 1140.8676 | 1138.3812 | 1097.9011 | 1002.5522
2047-05-19 | 899.0836 | 798.0319 | 751.6297 | 724.1001 | 729.5101 | 805.3551 | 844.0167 | 816.6921 | 914.8279 | 786.4711 | 677.3716 | 494.3664 | 554.6016 | 462.3845 | 550.8822 | 694.7468 | 930.6166 | 1133.4928 | 1202.2885 | 1244.9597 | 1172.195 | 1168.4806 | 1085.8456 | 959.4461
2047-05-20 | 860.8849 | 775.7706 | 732.8277 | 720.1724 | 753.5996 | 927.4916 | 1030.5418 | 1048.9847 | 1104.6256 | 874.5979 | 805.9943 | 746.4328 | 766.2755 | 700.215 | 728.0504 | 819.4272 | 1075.542 | 1219.5548 | 1269.408 | 1265.548 | 1220.0486 | 1186.0482 | 1102.2541 | 983.1695
2047-05-21 | 869.4013 | 792.3331 | 749.7311 | 725.8574 | 765.244 | 917.5495 | 1005.6882 | 986.3934 | 1103.8648 | 947.3764 | 849.8972 | 646.7107 | 723.1169 | 683.0108 | 698.9975 | 812.0152 | 1093.8099 | 1184.7284 | 1235.3506 | 1246.3533 | 1265.7577 | 1166.2088 | 1062.4094 | 981.0057
2047-05-22 | 877.8777 | 803.6959 | 758.7398 | 735.2298 | 772.1286 | 906.8195 | 1027.6863 | 1033.9896 | 1076.1564 | 901.3546 | 861.2294 | 718.6419 | 776.979 | 816.9001 | 856.1831 | 954.907 | 1110.7443 | 1269.3877 | 1239.7285 | 1201.5145 | 1231.7879 | 1195.3623 | 1080.7343 | 1018.3644
2047-05-23 | 859.0985 | 808.8209 | 782.5619 | 744.6961 | 781.8866 | 851.1737 | 923.2519 | 869.1715 | 1001.5605 | 916.6439 | 947.2619 | 669.8019 | 753.7012 | 641.6339 | 877.6993 | 790.4945 | 964.4161 | 1145.8725 | 1203.9878 | 1295.8823 | 1322.2861 | 1204.0191 | 1122.9635 | 1046.5036
2047-05-24 | 1026.1641 | 800.276 | 755.2013 | 716.4428 | 752.6942 | 811.3121 | 878.2298 | 851.7347 | 1005.931 | 916.993 | 929.2159 | 871.7798 | 791.9343 | 677.7121 | 824.8627 | 788.7963 | 1010.4443 | 1068.5324 | 1223.2766 | 1240.0906 | 1292.8997 | 1188.8767 | 1170.1701 | 1149.4306
2047-05-25 | 1028.394 | 896.6069 | 757.7869 | 713.541 | 727.3715 | 810.5233 | 856.1499 | 885.521 | 937.0492 | 801.5659 | 697.4392 | 577.1234 | 627.3177 | 639.8378 | 646.32 | 868.6925 | 1006.3136 | 1163.7589 | 1141.6307 | 1190.984 | 1114.824 | 1110.9433 | 1070.4058 | 976.5049
2047-05-26 | 894.89 | 794.209 | 747.4477 | 720.0847 | 725.8248 | 800.9385 | 828.6911 | 823.4828 | 905.0145 | 777.9783 | 726.7551 | 711.0308 | 788.3581 | 748.0098 | 803.257 | 905.4452 | 1067.4839 | 1186.8124 | 1222.6684 | 1238.761 | 1165.2038 | 1163.698 | 1080.5904 | 953.6657
2047-05-27 | 893.1759 | 809.0098 | 760.9864 | 734.1208 | 757.1417 | 884.7331 | 914.3303 | 941.0966 | 1067.1537 | 849.3174 | 830.609 | 849.8331 | 855.4072 | 852.5098 | 799.1615 | 918.608 | 1179.8371 | 1280.4503 | 1282.0456 | 1253.6535 | 1209.8075 | 1185.5167 | 1094.6041 | 976.7622
2047-05-28 | 875.5164 | 793.9846 | 748.815 | 730.8917 | 766.6764 | 921.3245 | 1007.6592 | 1011.1406 | 1128.3272 | 976.6614 | 894.9966 | 830.8342 | 832.5508 | 867.1937 | 933.4858 | 1013.4986 | 1158.2668 | 1235.6686 | 1263.9873 | 1254.6073 | 1278.3181 | 1172.6378 | 1080.8982 | 994.6109
2047-05-29 | 874.2869 | 799.0991 | 753.8448 | 730.783 | 767.1359 | 900.994 | 1021.3215 | 1030.6414 | 1079.4831 | 916.9846 | 885.1208 | 804.0598 | 838.9952 | 892.6191 | 955.1028 | 1029.6509 | 1196.2854 | 1288.5915 | 1241.4221 | 1197.0048 | 1224.4635 | 1192.5604 | 1069.4761 | 1010.9903
2047-05-30 | 844.6919 | 796.8941 | 770.2494 | 733.6029 | 770.1589 | 837.0421 | 908.6838 | 850.8781 | 965.3483 | 905.6342 | 947.7124 | 794.8353 | 832.5384 | 760.7451 | 962.9168 | 865.9287 | 1003.9075 | 1139.3595 | 1197.8495 | 1291.9449 | 1304.9045 | 1188.9858 | 1104.7454 | 1029.7832
2047-05-31 | 1041.2404 | 813.5024 | 770.8026 | 730.948 | 767.4401 | 829.0935 | 896.3885 | 876.0886 | 1021.2418 | 948.2192 | 967.1523 | 967.1154 | 884.7525 | 722.173 | 928.2993 | 886.4784 | 1065.6225 | 1123.0362 | 1266.8337 | 1258.6196 | 1312.9681 | 1210.566 | 1191.977 | 1170.0216
2047-06-01 | 1052.3368 | 911.0228 | 760.1058 | 711.6516 | 721.7673 | 805.0835 | 870.7192 | 947.8592 | 1073.463 | 961.5967 | 884.9731 | 895.0054 | 807.8064 | 682.7713 | 727.2031 | 972.85 | 1145.8501 | 1269.6762 | 1245.9121 | 1272.6353 | 1198.9437 | 1190.2251 | 1163.0756 | 1048.0954
2047-06-02 | 896.5604 | 789.3494 | 727.6972 | 696.7131 | 697.5886 | 764.724 | 808.6468 | 845.5871 | 981.5615 | 868.3467 | 776.9907 | 674.9417 | 618.4138 | 525.4938 | 595.8468 | 752.8724 | 996.4074 | 1199.1558 | 1254.1058 | 1297.8237 | 1228.9549 | 1216.9422 | 1138.3819 | 987.3737
2047-06-03 | 851.615 | 756.2115 | 702.5402 | 691.5025 | 727.5809 | 914.4092 | 1043.7112 | 1103.4921 | 1222.1173 | 1021.6932 | 928.5777 | 883.8989 | 832.6024 | 829.0482 | 857.3514 | 976.5937 | 1219.1202 | 1322.4451 | 1344.1054 | 1335.8155 | 1284.3639 | 1244.2843 | 1154.4382 | 1006.2685
2047-06-04 | 870.2985 | 783.9731 | 732.2395 | 706.9281 | 749.3868 | 915.4745 | 1036.1678 | 1077.54 | 1263.1598 | 1142.2169 | 1051.2775 | 1030.5945 | 1031.3578 | 929.7243 | 937.6342 | 1043.1795 | 1194.4018 | 1310.0442 | 1350.696 | 1327.5263 | 1344.9764 | 1225.3151 | 1130.4447 | 1016.2444
2047-06-05 | 863.8294 | 782.5186 | 725.4718 | 701.6461 | 740.2025 | 885.4836 | 1036.4168 | 1091.175 | 1186.0101 | 1015.7834 | 984.1804 | 936.7151 | 832.4811 | 785.1728 | 823.4585 | 959.3855 | 1209.8105 | 1324.5668 | 1296.2674 | 1258.6541 | 1284.0674 | 1237.6935 | 1124.3365 | 1033.2934
2047-06-06 | 821.1097 | 766.5883 | 727.755 | 691.6089 | 730.9582 | 807.2302 | 902.4177 | 886.227 | 1035.5932 | 985.1509 | 1026.4961 | 870.9087 | 926.0764 | 812.4106 | 1078.0746 | 1064.1592 | 1115.8926 | 1227.1769 | 1254.4066 | 1342.7379 | 1341.8635 | 1219.849 | 1137.7086 | 1033.2246
2047-06-07 | 1026.0434 | 794.3205 | 736.6872 | 696.9066 | 735.0623 | 806.2548 | 894.159 | 900.2323 | 1040.9528 | 951.6201 | 970.6098 | 796.48 | 799.2633 | 703.2163 | 841.0078 | 837.7823 | 1055.5315 | 1130.8673 | 1282.2988 | 1304.5279 | 1358.16 | 1244.0915 | 1237.38 | 1186.5207
2047-06-08 | 1040.0744 | 900.1013 | 748.3566 | 700.4495 | 710.636 | 791.7231 | 849.9215 | 919.2386 | 1038.0498 | 923.495 | 826.8776 | 754.1513 | 671.9819 | 557.6809 | 596.7108 | 828.12 | 1002.1889 | 1199.3535 | 1192.8405 | 1256.083 | 1182.7897 | 1176.6017 | 1145.0203 | 1032.4945
2047-06-09 | 895.1844 | 784.5254 | 726.4358 | 695.7394 | 696.5859 | 763.5098 | 808.9786 | 844.0013 | 983.781 | 883.174 | 811.7838 | 782.5219 | 692.2143 | 617.6347 | 705.4682 | 876.4205 | 1081.5817 | 1215.5219 | 1276.4501 | 1300.657 | 1226.2865 | 1214.6949 | 1135.6416 | 988.4571
2047-06-10 | 851.2194 | 755.8226 | 703.157 | 690.8512 | 727.0229 | 913.6334 | 1042.9397 | 1124.4186 | 1241.5293 | 1036.0886 | 978.372 | 1002.1763 | 887.9144 | 803.503 | 874.9168 | 1008.6304 | 1213.1734 | 1311.6101 | 1340.2647 | 1334.2513 | 1280.0705 | 1242.0494 | 1153.2411 | 1006.1557
2047-06-11 | 913.8041 | 828.9619 | 771.6663 | 725.2649 | 736.718 | 817.8887 | 860.9753 | 889.1562 | 1112.3842 | 989.8394 | 908.6145 | 731.7778 | 711.3689 | 728.4542 | 708.7847 | 853.4221 | 1043.7874 | 1203.2679 | 1254.6469 | 1259.1133 | 1303.6021 | 1213.0072 | 1117.2023 | 1020.8501
2047-06-12 | 860.5942 | 777.4778 | 717.4032 | 699.9163 | 742.9466 | 889.2156 | 1032.8452 | 1075.4033 | 1168.8679 | 1020.8134 | 971.4332 | 871.0814 | 834.0159 | 821.886 | 828.7639 | 983.1344 | 1194.058 | 1316.9785 | 1301.4186 | 1262.9215 | 1289.3192 | 1242.4645 | 1127.778 | 1038.2335
2047-06-13 | 831.2852 | 775.5988 | 737.4103 | 700.4274 | 739.7051 | 817.8065 | 908.7399 | 872.1371 | 1042.2999 | 971.6158 | 1018.7351 | 756.5791 | 822.4313 | 724.606 | 954.7985 | 909.0499 | 1054.2767 | 1211.1649 | 1241.6804 | 1350.7961 | 1356.7817 | 1234.0871 | 1151.2412 | 1046.3695
2047-06-14 | 1029.8172 | 796.3249 | 738.4356 | 698.2294 | 736.7446 | 808.5613 | 908.5788 | 899.2158 | 1064.433 | 979.5395 | 1005.1459 | 909.8494 | 843.1603 | 724.5598 | 893.1717 | 912.4548 | 1104.4394 | 1163.5682 | 1308.7307 | 1306.8836 | 1364.9289 | 1249.6595 | 1239.9476 | 1190.3912
2047-06-15 | 1039.9879 | 898.9442 | 747.0372 | 699.4524 | 709.6901 | 790.5399 | 856.5816 | 951.5578 | 1083.8678 | 992.8601 | 862.8219 | 932.1916 | 810.0254 | 702.9899 | 658.5943 | 844.2425 | 1029.8123 | 1212.0327 | 1209.8611 | 1256.5267 | 1180.9489 | 1174.4388 | 1144.3146 | 1030.3193
2047-06-16 | 888.0842 | 780.4359 | 719.1615 | 688.505 | 689.021 | 754.7775 | 802.909 | 827.5034 | 971.7362 | 867.3604 | 771.7275 | 664.1157 | 610.4965 | 541.4106 | 642.5013 | 808.8777 | 1032.8226 | 1219.3522 | 1258.8684 | 1291.8816 | 1213.4802 | 1205.5545 | 1125.9829 | 977.7801
2047-06-17 | 838.5811 | 743.7784 | 689.5864 | 678.2157 | 713.9793 | 898.3003 | 1030.1745 | 1115.944 | 1246.1923 | 1053.9358 | 979.9808 | 984.7144 | 917.4888 | 776.3018 | 812.6277 | 901.1739 | 1125.6653 | 1264.5413 | 1316.0126 | 1318.0187 | 1264.8828 | 1221.0966 | 1134.1315 | 988.2977
2047-06-18 | 867.7534 | 779.5661 | 729.0797 | 703.9465 | 746.3392 | 912.0706 | 1041.8102 | 1078.5758 | 1257.5144 | 1100.524 | 991.8489 | 894.0668 | 796.9338 | 787.1012 | 764.5741 | 920.6579 | 1149.3134 | 1257.5317 | 1301.3571 | 1322.782 | 1343.6563 | 1221.5757 | 1124.2464 | 1013.3666
2047-06-19 | 852.6938 | 770.8041 | 716.3617 | 693.636 | 732.0303 | 876.0568 | 1033.2961 | 1058.2513 | 1148.8109 | 981.8623 | 937.3561 | 815.0402 | 806.1626 | 763.3691 | 774.4213 | 929.8978 | 1115.0449 | 1258.8471 | 1252.1198 | 1237.9582 | 1270.4314 | 1230.8391 | 1110.8808 | 1023.235
2047-06-20 | 808.4751 | 749.7599 | 713.4054 | 678.8874 | 717.2859 | 791.1926 | 879.019 | 863.9669 | 1041.9161 | 986.4423 | 1006.6754 | 890.3165 | 878.2227 | 738.8679 | 900.0984 | 826.1357 | 967.6005 | 1134.3451 | 1192.4648 | 1320.1068 | 1330.9502 | 1198.6473 | 1118.0581 | 1015.2514
2047-06-21 | 1013.1471 | 778.507 | 722.4656 | 683.3497 | 721.4059 | 790.9998 | 890.5658 | 877.688 | 1022.1948 | 951.0152 | 978.7602 | 889.0787 | 848.2551 | 706.0213 | 844.3894 | 838.9381 | 1008.1299 | 1097.9107 | 1242.6487 | 1280.3372 | 1337.7049 | 1230.5106 | 1215.0575 | 1168.7036
2047-06-22 | 1037.2704 | 892.9749 | 743.2335 | 697.2331 | 707.4283 | 788.0526 | 845.7797 | 915.967 | 1017.5688 | 916.04 | 821.8248 | 694.7733 | 606.6727 | 541.1735 | 578.9114 | 790.06 | 994.2343 | 1190.5052 | 1182.8544 | 1247.4752 | 1181.6702 | 1171.3565 | 1139.3954 | 1027.2969
2047-06-23 | 883.7331 | 773.8837 | 714.5015 | 684.2286 | 684.5813 | 749.4425 | 800.2454 | 831.507 | 978.7797 | 865.6363 | 772.559 | 676.9234 | 605.3769 | 534.4049 | 562.9617 | 722.0142 | 943.9293 | 1149.4342 | 1227.5555 | 1286.8157 | 1209.6125 | 1196.7905 | 1116.4063 | 971.8045
2047-06-24 | 858.1487 | 761.974 | 706.2876 | 697.0641 | 733.0896 | 920.9554 | 1056.2966 | 1128.3705 | 1250.0628 | 1055.7311 | 1004.0613 | 1053.0973 | 998.0149 | 900.3892 | 938.0015 | 1042.636 | 1209.8765 | 1332.7005 | 1354.1802 | 1342.7271 | 1290.5676 | 1248.0034 | 1162.916 | 1015.1098
2047-06-25 | 872.8142 | 784.8572 | 732.1071 | 707.0359 | 749.4835 | 915.6315 | 1040.2676 | 1082.4061 | 1244.4496 | 1095.3284 | 981.9788 | 803.1009 | 760.9191 | 783.6427 | 771.6663 | 906.5582 | 1108.0531 | 1243.8733 | 1298.4231 | 1325.2662 | 1348.3089 | 1225.676 | 1125.3298 | 1015.8155
2047-06-26 | 845.2528 | 764.0093 | 709.1146 | 687.0637 | 725.3079 | 867.8258 | 1023.3994 | 1056.3095 | 1143.7178 | 1015.7679 | 964.4035 | 908.5261 | 832.0378 | 796.4408 | 751.3796 | 900.1282 | 1140.0103 | 1281.1003 | 1253.201 | 1235.016 | 1263.4844 | 1217.8134 | 1100.7938 | 1012.7748
2047-06-27 | 831.5761 | 772.8976 | 738.1766 | 701.1549 | 740.5225 | 818.571 | 918.434 | 886.6036 | 1034.2677 | 961.7365 | 1011.694 | 748.5901 | 792.8332 | 720.2063 | 987.5405 | 967.2813 | 1099.7924 | 1210.5981 | 1244.5992 | 1351.1037 | 1357.9987 | 1238.0485 | 1149.8821 | 1047.5394
2047-06-28 | 1028.3641 | 793.9323 | 738.2259 | 697.9219 | 736.3842 | 808.3089 | 907.7305 | 922.32 | 1077.9311 | 1013.5802 | 1035.4705 | 954.4304 | 920.7017 | 807.0352 | 951.7036 | 970.6473 | 1139.0825 | 1178.5162 | 1303.4283 | 1310.0387 | 1361.0127 | 1250.394 | 1237.7435 | 1188.9789
2047-06-29 | 1054.3486 | 912.5107 | 763.2326 | 714.297 | 724.8211 | 808.8003 | 879.2713 | 953.5831 | 1069.6782 | 970.2503 | 868.9971 | 789.3008 | 684.744 | 617.7319 | 679.8524 | 942.7093 | 1070.0856 | 1232.5127 | 1221.2213 | 1274.772 | 1205.0933 | 1197.4164 | 1163.5798 | 1052.1031
2047-06-30 | 897.2497 | 787.1397 | 728.9955 | 697.54 | 698.2331 | 766.2144 | 817.7718 | 860.0509 | 1011.3348 | 907.3756 | 790.843 | 723.7784 | 618.6654 | 546.6996 | 678.7432 | 813.8739 | 1056.8606 | 1220.4269 | 1268.9668 | 1301.6237 | 1229.5013 | 1212.489 | 1141.2828 | 991.0992
2047-07-01 | 885.8205 | 797.1973 | 740.7309 | 727.4626 | 759.1738 | 950.3162 | 1088.4883 | 1160.5938 | 1266.7261 | 1060.8038 | 998.1309 | 986.8925 | 933.2639 | 965.2591 | 993.5485 | 1065.7336 | 1304.8208 | 1398.8786 | 1401.3782 | 1402.4303 | 1340.1576 | 1297.7929 | 1200.2734 | 1040.8406
2047-07-02 | 909.6741 | 826.934 | 773.8541 | 746.9069 | 784.9773 | 956.9705 | 1090.0923 | 1127.7274 | 1282.1943 | 1127.2867 | 1048.1598 | 917.2485 | 897.3582 | 890.0377 | 880.0503 | 997.3169 | 1200.8839 | 1339.1507 | 1380.3113 | 1397.3617 | 1411.3199 | 1290.0706 | 1179.0872 | 1056.6284
2047-07-03 | 894.8275 | 819.8228 | 762.0331 | 736.9458 | 770.9193 | 920.8444 | 1091.0112 | 1144.0995 | 1268.9839 | 1118.6954 | 1070.0862 | 1072.8921 | 952.1074 | 916.0875 | 908.4175 | 997.403 | 1214.6373 | 1369.6359 | 1339.3678 | 1318.9107 | 1343.5362 | 1299.0406 | 1163.964 | 1067.7216
2047-07-04 | 889.2195 | 837.0114 | 796.2017 | 738.6817 | 746.1634 | 749.0842 | 776.4195 | 765.2942 | 966.7716 | 968.4687 | 1034.2412 | 810.3926 | 787.1223 | 672.5301 | 894.0438 | 848.7135 | 1013.0165 | 1200.6111 | 1214.1601 | 1333.4077 | 1356.5271 | 1247.4397 | 1150.2633 | 1058.8847
2047-07-05 | 1051.1189 | 815.1902 | 754.5938 | 721.976 | 759.6549 | 833.7878 | 940.579 | 967.2432 | 1100.5608 | 1022.3667 | 1069.5875 | 977.0582 | 916.6066 | 816.9676 | 950.9757 | 937.7469 | 1157.3675 | 1211.906 | 1339.0135 | 1358.3481 | 1398.7182 | 1297.6923 | 1270.0619 | 1214.0117
2047-07-06 | 1066.6229 | 929.3373 | 776.7745 | 727.6781 | 731.0201 | 807.3745 | 883.183 | 989.4621 | 1097.733 | 1005.4 | 920.834 | 933.495 | 722.9236 | 659.8644 | 661.4893 | 891.8136 | 1057.6078 | 1243.4976 | 1221.5288 | 1297.5114 | 1222.1843 | 1216.8534 | 1174.8848 | 1055.9589
2047-07-07 | 921.5962 | 814.8719 | 755.6984 | 722.7518 | 716.2436 | 778.2535 | 832.9692 | 898.5118 | 1015.5623 | 926.4888 | 848.9872 | 800.5287 | 684.9877 | 638.0981 | 679.0874 | 826.9779 | 1042.8888 | 1245.4409 | 1293.4983 | 1351.8196 | 1265.5812 | 1260.9881 | 1166.9749 | 1010.3323
2047-07-08 | 889.4739 | 796.6439 | 743.5476 | 730.1583 | 761.7582 | 953.394 | 1100.6263 | 1192.9602 | 1308.3277 | 1082.8707 | 1009.1157 | 1030.4643 | 931.7887 | 904.0514 | 884.4742 | 956.3931 | 1190.6358 | 1339.1255 | 1385.0269 | 1406.8191 | 1344.7631 | 1303.416 | 1202.8897 | 1044.2265
2047-07-09 | 887.4042 | 803.3556 | 751.251 | 725.9912 | 763.7038 | 931.3647 | 1069.7038 | 1110.847 | 1251.1933 | 1097.8161 | 998.6404 | 842.6325 | 807.12 | 823.3951 | 800.647 | 930.0994 | 1169.9198 | 1300.472 | 1337.1705 | 1372.47 | 1381.4742 | 1258.283 | 1145.7426 | 1026.3042
2047-07-10 | 887.8956 | 812.6086 | 755.7368 | 731.1658 | 765.0331 | 913.8188 | 1082.2149 | 1134.7675 | 1220.1711 | 1069.4423 | 1036.7133 | 982.4864 | 870.4172 | 854.0574 | 922.8763 | 1024.151 | 1254.7076 | 1358.6651 | 1337.2984 | 1313.799 | 1329.8416 | 1291.3916 | 1156.7704 | 1059.7242
2047-07-11 | 854.7868 | 802.6647 | 765.1739 | 727.7254 | 762.0258 | 843.1123 | 966.1485 | 962.6288 | 1122.8008 | 1063.6803 | 1124.9811 | 1019.9704 | 954.5612 | 804.7309 | 990.3 | 906.4732 | 1063.2767 | 1236.4411 | 1274.3642 | 1405.2848 | 1401.4578 | 1277.4636 | 1182.072 | 1069.4107
2047-07-12 | 1066.76 | 835.4197 | 778.5857 | 738.3012 | 771.851 | 849.3741 | 961.5639 | 990.0089 | 1116.9971 | 1050.4115 | 1090.2875 | 997.2882 | 932.9524 | 904.6566 | 1086.6871 | 1101.957 | 1250.6175 | 1270.9422 | 1371.9595 | 1378.1006 | 1413.6345 | 1313.4095 | 1288.5863 | 1230.7576
2047-07-13 | 1079.5497 | 943.1694 | 790.9848 | 741.0718 | 744.2093 | 823.2716 | 899.2903 | 1013.6772 | 1157.4649 | 1086.5241 | 991.683 | 992.1382 | 876.9207 | 718.2312 | 716.0083 | 917.7153 | 1111.1217 | 1300.0383 | 1256.7239 | 1317.7886 | 1237.0053 | 1234.8474 | 1194.6963 | 1075.066
2047-07-14 | 944.2245 | 837.0938 | 778.526 | 743.7894 | 737.9821 | 803.9173 | 867.4479 | 930.9411 | 1068.8303 | 973.4457 | 887.1206 | 879.3625 | 736.9571 | 680.3641 | 726.9826 | 908.6655 | 1131.2815 | 1300.6359 | 1342.6364 | 1380.691 | 1301.0602 | 1291.9384 | 1195.8085 | 1040.709
2047-07-15 | 902.3272 | 809.0788 | 756.8401 | 743.3572 | 775.1232 | 969.6902 | 1120.0163 | 1211.06 | 1295.7238 | 1064.8518 | 1000.324 | 1010.6372 | 946.8866 | 951.5389 | 976.8656 | 1072.0687 | 1272.4424 | 1382.2182 | 1413.1806 | 1424.3019 | 1363.6776 | 1323.6298 | 1221.5868 | 1063.882
2047-07-16 | 911.9989 | 827.591 | 776.8588 | 749.7497 | 787.7806 | 960.4332 | 1103.136 | 1159.0735 | 1314.6741 | 1151.3849 | 1031.2546 | 930.1319 | 877.1361 | 917.4761 | 920.3027 | 1026.2702 | 1195.0309 | 1333.9283 | 1380.7494 | 1400.4806 | 1415.7907 | 1292.428 | 1185.0525 | 1060.7092
2047-07-17 | 886.3659 | 812.377 | 754.0495 | 729.6449 | 763.2458 | 911.8534 | 1086.4806 | 1162.7517 | 1237.6736 | 1096.8429 | 1063.9008 | 1083.945 | 983.8719 | 981.0101 | 985.3498 | 1076.9988 | 1268.8201 | 1407.8658 | 1346.7102 | 1312.675 | 1324.9476 | 1288.7812 | 1154.6934 | 1057.2762
2047-07-18 | 851.0563 | 800.6825 | 761.5566 | 724.5373 | 758.7721 | 838.5665 | 956.0094 | 955.7506 | 1116.2691 | 1046.7943 | 1114.6318 | 1028.0164 | 1056.9941 | 929.9182 | 1138.9304 | 1066.1917 | 1200.0261 | 1296.4957 | 1288.3439 | 1395.6966 | 1398.8287 | 1274.9511 | 1173.7452 | 1062.8193
2047-07-19 | 1062.3658 | 834.1071 | 776.2992 | 734.6475 | 768.1111 | 844.2641 | 961.054 | 991.8286 | 1128.7238 | 1048.0298 | 1082.6738 | 1038.6829 | 919.0452 | 847.0465 | 976.9634 | 951.591 | 1153.7158 | 1223.6985 | 1355.4302 | 1368.554 | 1413.9873 | 1305.0994 | 1281.4069 | 1224.3193
2047-07-20 | 1065.7234 | 930.4723 | 777.3729 | 728.1763 | 731.3428 | 807.7641 | 883.879 | 991.4446 | 1080.3367 | 961.2139 | 875.9022 | 810.6084 | 694.552 | 639.0914 | 693.2306 | 912.0091 | 1069.8241 | 1260.9921 | 1237.5642 | 1298.8692 | 1218.3048 | 1218.3994 | 1175.4326 | 1056.3434
2047-07-21 | 938.4605 | 831.995 | 773.3489 | 739.3345 | 733.2923 | 798.1578 | 862.4093 | 914.0525 | 1049.0468 | 931.9169 | 844.8229 | 775.7153 | 696.799 | 659.9997 | 739.0905 | 909.3178 | 1125.5825 | 1293.4408 | 1333.9232 | 1371.0375 | 1291.8841 | 1286.5492 | 1193.1686 | 1033.1844
2047-07-22 | 903.4245 | 810.2263 | 757.5091 | 743.5065 | 775.5235 | 970.0724 | 1124.6314 | 1248.4237 | 1348.7704 | 1089.8659 | 1021.3114 | 1042.6991 | 926.0567 | 901.1255 | 949.8935 | 1105.9804 | 1365.9959 | 1432.7267 | 1438.5193 | 1420.8047 | 1363.2852 | 1326.1377 | 1223.6723 | 1065.1415
2047-07-23 | 904.9727 | 819.8605 | 766.2867 | 739.9827 | 777.9478 | 948.5596 | 1092.2592 | 1145.3297 | 1314.7183 | 1170.0257 | 1067.6801 | 1009.3401 | 922.9345 | 964.3895 | 943.5664 | 1030.9508 | 1210.3416 | 1337.1151 | 1376.5824 | 1391.7158 | 1399.2296 | 1281.6727 | 1165.6113 | 1046.163
2047-07-24 | 888.319 | 811.8216 | 756.752 | 732.5521 | 766.31 | 914.9313 | 1093.37 | 1186.5853 | 1294.1733 | 1157.41 | 1120.2957 | 1144.9869 | 1189.7515 | 1069.0504 | 1035.5709 | 1109.9494 | 1292.598 | 1400.8616 | 1357.9444 | 1315.1391 | 1333.247 | 1290.973 | 1157.9484 | 1060.8598
2047-07-25 | 854.9985 | 803.5378 | 763.9866 | 726.7702 | 761.0604 | 841.3137 | 959.9439 | 951.663 | 1096.0057 | 1032.7925 | 1088.4434 | 931.0768 | 917.0303 | 832.0066 | 1034.5347 | 993.6922 | 1149.2141 | 1283.648 | 1295.7342 | 1402.8109 | 1399.7955 | 1275.9526 | 1177.9434 | 1066.2218
2047-07-26 | 1056.1585 | 826.5149 | 769.335 | 728.1698 | 762.0783 | 836.8965 | 954.1859 | 981.5652 | 1139.7777 | 1062.2343 | 1085.6624 | 1084.1483 | 957.9285 | 824.0306 | 972.0577 | 962.9905 | 1173.215 | 1231.0262 | 1350.1763 | 1362.9996 | 1400.665 | 1300.2266 | 1271.6136 | 1216.4835
2047-07-27 | 1086.0713 | 945.8989 | 797.0636 | 746.6262 | 749.9423 | 830.1535 | 912.7601 | 1027.9508 | 1132.3936 | 1039.93 | 926.6769 | 912.1229 | 737.6305 | 670.5023 | 678.4499 | 916.4781 | 1104.3808 | 1290.9709 | 1270.0086 | 1321.4311 | 1248.4817 | 1243.6819 | 1203.1774 | 1082.6671
2047-07-28 | 940.3628 | 833.7895 | 775.1356 | 740.8085 | 734.7101 | 800.1849 | 864.7134 | 917.9972 | 1054.1651 | 944.5639 | 849.9069 | 824.2014 | 731.9237 | 652.0512 | 692.605 | 870.7838 | 1097.3419 | 1294.0981 | 1337.4189 | 1373.9505 | 1297.1567 | 1285.4757 | 1194.3623 | 1036.9454
2047-07-29 | 883.739 | 791.2076 | 738.2838 | 725.1431 | 756.9227 | 947.956 | 1099.9016 | 1179.7927 | 1252.8885 | 1042.4303 | 966.5352 | 857.665 | 818.4074 | 826.9739 | 853.4848 | 960.2231 | 1209.7538 | 1349.8891 | 1389.9761 | 1395.269 | 1338.6695 | 1295.2759 | 1195.6365 | 1037.5626
2047-07-30 | 896.5233 | 812.6079 | 758.5454 | 732.7483 | 770.5802 | 939.5939 | 1081.5762 | 1129.8932 | 1252.7733 | 1086.8751 | 1000.1592 | 865.1881 | 818.2405 | 845.9779 | 845.6134 | 940.41 | 1164.7704 | 1294.2788 | 1367.2726 | 1382.599 | 1387.6875 | 1269.8631 | 1156.168 | 1035.5166
2047-07-31 | 892.3137 | 818.5159 | 760.7865 | 735.9874 | 770.3091 | 919.595 | 1095.5159 | 1166.4732 | 1248.4208 | 1078.1796 | 1056.9901 | 1088.1766 | 969.856 | 1006.9418 | 1087.3561 | 1155.2633 | 1339.4183 | 1452.4755 | 1354.1292 | 1318.8979 | 1335.4429 | 1297.0085 | 1165.2683 | 1065.9164
2047-08-01 | 938.4248 | 877.2917 | 833.7548 | 797.7343 | 835.8136 | 932.406 | 1061.3426 | 1058.1278 | 1221.8701 | 1175.7798 | 1214.5312 | 1103.7814 | 1067.582 | 933.9975 | 1087.9937 | 998.1096 | 1149.5883 | 1317.4706 | 1375.4135 | 1482.7475 | 1486.7307 | 1357.4282 | 1248.6393 | 1146.9007
2047-08-02 | 1135.2183 | 898.3579 | 837.6019 | 798.2963 | 835.688 | 926.9164 | 1053.043 | 1052.5017 | 1189.4532 | 1097.5758 | 1124.2856 | 1030.0821 | 990.4757 | 888.7337 | 1041.4799 | 1002.1984 | 1218.7979 | 1298.6971 | 1420.3908 | 1438.6923 | 1486.5271 | 1373.5265 | 1345.6191 | 1294.0408
2047-08-03 | 1147.337 | 1003.855 | 846.9154 | 799.4697 | 808.3011 | 905.4236 | 998.2538 | 1068.9833 | 1147.8541 | 1027.9316 | 931.2163 | 793.2618 | 764.6116 | 700.5409 | 730.3914 | 960.6647 | 1157.6622 | 1359.2571 | 1328.5332 | 1378.3086 | 1310.3986 | 1299.3858 | 1249.3368 | 1129.4229
2047-08-04 | 1000.5113 | 890.6478 | 823.8921 | 792.4838 | 791.873 | 874.3489 | 950.9685 | 991.3516 | 1101.9445 | 990.0544 | 921.4726 | 869.2552 | 760.9129 | 696.51 | 720.291 | 867.8293 | 1122.347 | 1348.8655 | 1390.7639 | 1432.4644 | 1355.0499 | 1337.5494 | 1240.6728 | 1083.1886
2047-08-05 | 950.5597 | 852.7213 | 793.0798 | 782.1198 | 816.7763 | 1021.1118 | 1181.973 | 1239.6955 | 1323.3827 | 1107.5406 | 1024.5786 | 1051.3978 | 994.4073 | 939.62 | 976.6924 | 1079.5486 | 1322.8463 | 1425.7114 | 1449.0274 | 1458.6199 | 1403.3204 | 1354.4683 | 1247.3982 | 1098.3877
2047-08-06 | 960.4089 | 869.6732 | 810.3826 | 787.2072 | 828.3468 | 1010.5032 | 1163.8898 | 1196.2083 | 1347.7356 | 1212.0121 | 1084.5081 | 1036.1351 | 981.7965 | 968.4666 | 954.0595 | 1043.3385 | 1247.7872 | 1370.8867 | 1424.6655 | 1439.8788 | 1447.8784 | 1325.3986 | 1206.5454 | 1094.0133
2047-08-07 | 960.2219 | 877.9033 | 815.2149 | 793.1622 | 830.4902 | 993.2 | 1178.3651 | 1231.2275 | 1329.5945 | 1144.3165 | 1096.394 | 1066.8553 | 985.1175 | 979.6483 | 988.2243 | 1071.2059 | 1301.2482 | 1458.1186 | 1418.8097 | 1377.7559 | 1398.1125 | 1355.5008 | 1216.8339 | 1125.9637
2047-08-08 | 929.2942 | 869.7765 | 825.9227 | 790.7147 | 829.228 | 924.6446 | 1054.1235 | 1024.2908 | 1147.6226 | 1084.952 | 1119.2993 | 874.3121 | 927.1425 | 810.1971 | 1028.9554 | 955.6939 | 1177.8238 | 1342.3711 | 1367.8283 | 1468.428 | 1473.2841 | 1351.1672 | 1238.6184 | 1136.0451
2047-08-09 | 1126.6658 | 888.3104 | 828.0907 | 789.4929 | 826.6793 | 916.19 | 1047.0434 | 1081.5528 | 1226.6422 | 1121.04 | 1143.9417 | 1111.0141 | 1029.5444 | 921.303 | 1062.2134 | 1052.933 | 1252.0493 | 1323.8287 | 1413.0065 | 1432.2278 | 1473.7649 | 1362.8987 | 1330.2935 | 1281.7212
2047-08-10 | 1147.9157 | 1002.8927 | 847.6815 | 800.5039 | 808.9177 | 906.2098 | 999.6734 | 1093.3956 | 1207.2864 | 1081.2725 | 982.8102 | 953.1444 | 811.871 | 733.5289 | 736.4152 | 911.1318 | 1123.2407 | 1346.2796 | 1327.6564 | 1381.6973 | 1303.2174 | 1303.2776 | 1250.0291 | 1131.5196
2047-08-11 | 976.0253 | 863.35 | 798.4316 | 769.7658 | 768.7897 | 847.0086 | 926.6939 | 963.561 | 1067.5712 | 954.8796 | 871.5653 | 787.8788 | 697.0691 | 644.3821 | 714.7962 | 870.5163 | 1145.158 | 1329.7733 | 1365.946 | 1401.1589 | 1321.9541 | 1305.0825 | 1205.3367 | 1049.1029
2047-08-12 | 943.552 | 847.9222 | 785.7356 | 775.3792 | 809.9462 | 1012.5697 | 1173.2019 | 1225.8921 | 1297.7266 | 1062.1296 | 1004.9637 | 917.575 | 859.1266 | 831.0312 | 874.9951 | 991.3176 | 1265.6511 | 1394.3737 | 1432.9224 | 1450.5454 | 1390.2819 | 1344.0229 | 1238.8448 | 1088.6982
2047-08-13 | 966.7367 | 876.2751 | 817.4968 | 793.8514 | 835.1016 | 1018.6205 | 1174.6563 | 1197.183 | 1335.3294 | 1161.9918 | 1051.2001 | 892.6799 | 882.9462 | 899.5647 | 900.2414 | 1013.0712 | 1236.814 | 1385.1781 | 1433.0598 | 1444.4431 | 1462.4936 | 1331.7281 | 1217.8879 | 1103.765
2047-08-14 | 954.0677 | 871.6586 | 808.2601 | 786.3331 | 823.8805 | 985.4206 | 1167.9188 | 1217.7187 | 1300.2715 | 1103.1109 | 1046.7453 | 996.2708 | 931.6713 | 952.4889 | 1012.0332 | 1132.0327 | 1332.0612 | 1472.0271 | 1414.8849 | 1370.0495 | 1392.7641 | 1346.3557 | 1205.4256 | 1117.5641
2047-08-15 | 912.8091 | 854.7274 | 810.3028 | 776.6645 | 814.5986 | 907.0568 | 1037.2303 | 1013.4091 | 1138.2548 | 1042.74 | 1100.9932 | 847.1812 | 921.3976 | 825.6356 | 1026.5036 | 956.7246 | 1190.7128 | 1319.339 | 1350.5387 | 1452.853 | 1455.6012 | 1326.5844 | 1217.5836 | 1116.324
2047-08-16 | 1160.0834 | 926.2847 | 857.7737 | 797.9496 | 812.2297 | 811.9756 | 855.7536 | 846.1528 | 1037.8506 | 1007.6639 | 1057.9161 | 985.2778 | 868.8705 | 800.5576 | 1000.4523 | 1027.5187 | 1223.0196 | 1330.7494 | 1390.1049 | 1360.2701 | 1417.6465 | 1334.5161 | 1303.0651 | 1263.9597
2047-08-17 | 1138.9054 | 990.6178 | 830.1755 | 790.1228 | 794.313 | 890.2794 | 989.1384 | 1065.8065 | 1149.7172 | 1028.5288 | 935.7492 | 823.8424 | 759.3555 | 739.9481 | 779.8204 | 964.9187 | 1173.1603 | 1368.1943 | 1325.9606 | 1370.7126 | 1297.3511 | 1288.673 | 1241.1349 | 1122.0674
2047-08-18 | 994.6517 | 880.4683 | 816.5941 | 786.7954 | 786.0972 | 867.2313 | 949.5025 | 978.2341 | 1081.9571 | 990.4873 | 898.8965 | 825.2581 | 795.5407 | 750.647 | 846.7076 | 1001.512 | 1214.7768 | 1378.6533 | 1410.0218 | 1423.7157 | 1344.6272 | 1331.714 | 1229.996 | 1073.1849
2047-08-19 | 940.9933 | 844.281 | 783.0337 | 772.8861 | 807.4154 | 1009.6149 | 1170.9884 | 1232.8633 | 1305.7197 | 1078.7653 | 1020.4508 | 1004.2066 | 862.1746 | 859.2418 | 887.1856 | 994.6896 | 1286.9478 | 1426.7006 | 1454.9613 | 1443.7624 | 1389.0509 | 1340.9874 | 1234.0229 | 1085.052
2047-08-20 | 965.3254 | 872.1527 | 813.0801 | 789.7831 | 830.9704 | 1013.7559 | 1175.6726 | 1183.342 | 1313.7932 | 1147.6434 | 1058.0127 | 902.7527 | 899.903 | 900.537 | 918.719 | 1087.4375 | 1288.75 | 1420.184 | 1446.3085 | 1445.0538 | 1454.9323 | 1324.8817 | 1211.635 | 1097.7474
2047-08-21 | 950.2707 | 869.1968 | 806.1095 | 784.605 | 821.8148 | 982.5458 | 1170.035 | 1213.0326 | 1280.2887 | 1139.8898 | 1097.2243 | 1067.7765 | 950.3191 | 932.079 | 944.0509 | 1050.9674 | 1279.4152 | 1442.2141 | 1418.0135 | 1366.1696 | 1392.1089 | 1339.9982 | 1203.9368 | 1114.7021
2047-08-22 | 923.9104 | 865.6275 | 821.5838 | 786.9175 | 824.8377 | 919.1592 | 1053.6272 | 1032.5128 | 1174.0541 | 1119.8013 | 1155.3462 | 1024.913 | 1033.5991 | 945.9777 | 1197.5197 | 1093.1927 | 1261.4789 | 1401.9764 | 1383.4815 | 1467.5962 | 1469.1761 | 1341.943 | 1233.4742 | 1131.491
2047-08-23 | 1117.5664 | 882.7446 | 818.5215 | 780.3948 | 817.0628 | 904.4853 | 1036.6175 | 1077.049 | 1225.9947 | 1196.9582 | 1240.0571 | 1219.1139 | 1267.6272 | 1154.3826 | 1274.7279 | 1237.2143 | 1385.535 | 1382.1634 | 1427.3159 | 1418.5887 | 1461.9696 | 1351.1022 | 1319.3526 | 1273.4887
2047-08-24 | 1140.7567 | 992.7973 | 834.9289 | 788.4609 | 796.4486 | 891.1398 | 995.9965 | 1142.7269 | 1260.3734 | 1154.8087 | 1055.8309 | 1087.1823 | 1060.4119 | 892.5195 | 948.9133 | 1137.7119 | 1307.6898 | 1459.0382 | 1353.051 | 1367.2587 | 1293.0886 | 1282.8846 | 1234.3095 | 1115.0017
2047-08-25 | 1001.5456 | 887.2496 | 820.0048 | 789.0741 | 787.9823 | 869.5097 | 953.48 | 999.1134 | 1141.7663 | 1023.9299 | 949.2895 | 984.3252 | 944.7699 | 864.2194 | 925.144 | 1058.6308 | 1265.3735 | 1424.0663 | 1422.9302 | 1422.4686 | 1349.8262 | 1332.8023 | 1234.3279 | 1077.0138
2047-08-26 | 946.9542 | 847.4423 | 784.5473 | 774.4172 | 809.2131 | 1011.5098 | 1174.2863 | 1244.9633 | 1312.0532 | 1109.1741 | 1022.3443 | 1035.3549 | 940.527 | 939.379 | 1065.6639 | 1205.1896 | 1410.9012 | 1468.3529 | 1472.0583 | 1444.7629 | 1391.1851 | 1344.3474 | 1235.4138 | 1086.4284
2047-08-27 | 959.3187 | 866.0501 | 806.519 | 783.641 | 824.819 | 1006.7528 | 1159.0666 | 1191.8395 | 1343.6067 | 1200.0008 | 1096.5124 | 1056.0337 | 958.1235 | 1012.9985 | 1065.7372 | 1143.5676 | 1320.6041 | 1426.2802 | 1440.9535 | 1438.6444 | 1444.816 | 1320.9596 | 1201.3622 | 1087.9712
2047-08-28 | 937.3969 | 853.5912 | 792.1004 | 771.4635 | 808.4735 | 966.6721 | 1154.7933 | 1200.7106 | 1246.8747 | 1097.719 | 1066.0888 | 1032.2753 | 991.545 | 955.4142 | 972.563 | 1067.5962 | 1309.8151 | 1464.6364 | 1405.5817 | 1352.7512 | 1370.7595 | 1324.0436 | 1181.8769 | 1094.9652
2047-08-29 | 911.2337 | 852.4716 | 808.8103 | 775.2616 | 812.9881 | 904.8379 | 1038.7059 | 996.6294 | 1119.0837 | 1036.9935 | 1086.2094 | 837.657 | 900.6419 | 851.4925 | 1095.2628 | 1030.6513 | 1227.6897 | 1356.395 | 1354.3286 | 1452.8492 | 1453.7886 | 1326.2774 | 1215.4225 | 1111.5357
2047-08-30 | 1118.2766 | 879.5299 | 818.7902 | 780.67 | 817.8438 | 905.4292 | 1041.9285 | 1035.4659 | 1158.3648 | 1062.0176 | 1102.1041 | 998.4276 | 940.6077 | 870.4813 | 1030.2865 | 1008.7949 | 1235.0136 | 1306.5076 | 1420.1658 | 1418.2005 | 1462.701 | 1350.6572 | 1315.7324 | 1269.4031
2047-08-31 | 1127.474 | 981.9451 | 825.7361 | 780.3282 | 788.1807 | 881.1475 | 979.4116 | 1083.8957 | 1181.3201 | 1048.4037 | 940.215 | 893.5575 | 767.1667 | 722.0845 | 716.6537 | 918.0869 | 1111.6903 | 1285.0043 | 1285.7506 | 1356.7635 | 1280.5282 | 1270.4967 | 1216.6293 | 1101.332
2047-09-01 | 977.0811 | 871.8238 | 813.2814 | 787.667 | 785.8396 | 869.0507 | 956.6969 | 984.1748 | 1105.7303 | 946.2566 | 866.0426 | 835.2323 | 806.2594 | 737.1743 | 742.13 | 858.1336 | 1125.6863 | 1306.2537 | 1389.4927 | 1391.1041 | 1307.0584 | 1288.332 | 1193.9262 | 1047.9638
2047-09-02 | 980.6735 | 889.6227 | 835.3366 | 806.7601 | 825.253 | 963.5686 | 1060.9168 | 1108.6898 | 1256.2349 | 1063.3941 | 1023.4985 | 1043.1668 | 906.3207 | 867.0117 | 869.1255 | 1001.0253 | 1260.2857 | 1393.4911 | 1434.8904 | 1389.5852 | 1337.4321 | 1310.9968 | 1206.4349 | 1071.1578
2047-09-03 | 953.1871 | 863.6672 | 813.9019 | 797.7601 | 832.1962 | 1014.4278 | 1176.2337 | 1215.2254 | 1380.8707 | 1230.8944 | 1178.7236 | 1162.2253 | 1247.566 | 1212.9613 | 1069.1588 | 1113.012 | 1290.8857 | 1379.2433 | 1448.2157 | 1411.0753 | 1423.11 | 1306.608 | 1197.9018 | 1092.9004
2047-09-04 | 945.7908 | 867.7164 | 813.4471 | 792.4511 | 826.7821 | 986.7521 | 1176.8625 | 1202.621 | 1265.2881 | 1107.2313 | 1081.5523 | 1058.008 | 976.999 | 1001.6918 | 982.7826 | 1051.8785 | 1259.7157 | 1418.4601 | 1419.5212 | 1341.0542 | 1359.3693 | 1309.4008 | 1178.6368 | 1097.4757
2047-09-05 | 920.0113 | 869.0404 | 833.9617 | 799.405 | 834.1372 | 927.8768 | 1058.485 | 1010.5275 | 1121.3049 | 1040.9258 | 1104.7106 | 806.8644 | 897.0374 | 825.3585 | 1043.1464 | 1002.9565 | 1172.835 | 1310.6269 | 1381.0132 | 1442.7402 | 1442.5439 | 1315.6564 | 1218.0827 | 1122.4474
2047-09-06 | 1113.4615 | 884.3497 | 831.0076 | 793.142 | 827.5854 | 914.9121 | 1042.8786 | 1022.3105 | 1135.8172 | 1029.1112 | 1076.6534 | 923.6242 | 899.7956 | 794.494 | 944.4383 | 958.5547 | 1174.4644 | 1256.088 | 1422.0208 | 1391.3336 | 1440.7164 | 1325.5736 | 1299.2324 | 1259.4495
2047-09-07 | 1136.2523 | 1000.1153 | 852.8105 | 807.0299 | 813.4446 | 912.7814 | 1019.7509 | 1100.1624 | 1224.486 | 1074.6745 | 958.4522 | 937.8607 | 837.7775 | 815.5288 | 815.5068 | 998.8604 | 1176.194 | 1346.7925 | 1358.962 | 1364.2704 | 1281.8109 | 1266.6681 | 1223.0674 | 1111.5368
2047-09-08 | 978.9933 | 873.3037 | 817.6532 | 790.0324 | 787.3975 | 870.9286 | 958.1635 | 969.6472 | 1071.6974 | 925.0495 | 847.3285 | 764.1257 | 720.8465 | 661.1571 | 723.1708 | 906.9147 | 1156.6539 | 1310.9677 | 1401.589 | 1394.8688 | 1307.8175 | 1290.1412 | 1199.4113 | 1048.5227
2047-09-09 | 938.3387 | 848.2576 | 798.5025 | 788.3255 | 820.1069 | 1022.1278 | 1189.9114 | 1243.9853 | 1315.5507 | 1074.0002 | 1034.8417 | 1015.3668 | 881.6194 | 883.2709 | 899.6436 | 1025.7191 | 1279.0936 | 1401.4632 | 1470.8071 | 1423.2827 | 1366.0921 | 1323.2299 | 1218.7513 | 1078.9277
2047-09-10 | 951.2969 | 867.2952 | 816.8918 | 794.505 | 832.5542 | 1013.0972 | 1167.6798 | 1168.7013 | 1308.3171 | 1121.3737 | 1047.1127 | 940.2702 | 914.584 | 926.6275 | 882.5957 | 1012.0968 | 1247.9553 | 1378.9798 | 1452.2609 | 1412.1258 | 1417.2179 | 1292.9945 | 1180.1285 | 1076.2714
2047-09-11 | 938.0175 | 862.1464 | 807.4857 | 787.3368 | 821.9907 | 980.5729 | 1169.624 | 1196.6301 | 1288.3075 | 1102.728 | 1066.8749 | 1087.2228 | 1053.6507 | 1116.5306 | 1109.8995 | 1208.8215 | 1376.0763 | 1481.6159 | 1422.2157 | 1338.0991 | 1349.8496 | 1305.4072 | 1171.2129 | 1091.1485
2047-09-12 | 910.2806 | 859.816 | 824.0382 | 790.0774 | 824.8525 | 916.8157 | 1057.0088 | 1040.8081 | 1190.7177 | 1125.6862 | 1210.3885 | 1128.1331 | 1234.2722 | 1049.5279 | 1221.0649 | 1188.1169 | 1310.1252 | 1376.398 | 1383.0198 | 1432.5271 | 1433.1579 | 1306.0977 | 1203.1026 | 1107.3729
2047-09-13 | 1111.693 | 880.1082 | 824.7834 | 787.4413 | 821.2398 | 907.2414 | 1042.3022 | 1052.123 | 1215.1465 | 1162.1835 | 1212.6489 | 1197.5007 | 1249.6907 | 1092.1378 | 1219.7793 | 1168.7362 | 1334.7614 | 1332.7545 | 1432.1976 | 1392.28 | 1430.2048 | 1317.3603 | 1295.3245 | 1256.0451
2047-09-14 | 1115.692 | 976.205 | 826.4945 | 782.2616 | 788.2287 | 882.3849 | 984.4688 | 1055.6888 | 1142.9271 | 1023.979 | 956.2785 | 984.044 | 846.5916 | 797.1139 | 790.7312 | 979.7232 | 1172.8007 | 1362.5536 | 1324.3054 | 1333.0499 | 1243.5051 | 1231.1279 | 1186.4203 | 1075.1633
2047-09-15 | 989.6391 | 884.8674 | 830.1085 | 800.452 | 797.8007 | 883.4692 | 978.0394 | 1043.2972 | 1173.0565 | 1037.3387 | 917.4666 | 937.9228 | 883.273 | 755.4305 | 816.7337 | 970.9838 | 1218.7971 | 1373.126 | 1432.5659 | 1406.2043 | 1322.0174 | 1308.5553 | 1212.932 | 1065.5968
2047-09-16 | 951.4861 | 862.738 | 811.4868 | 800.3361 | 832.5712 | 1037.0642 | 1202.1408 | 1265.3492 | 1354.375 | 1116.4119 | 1057.3031 | 1052.1462 | 863.8973 | 860.8236 | 883.6864 | 995.094 | 1300.1966 | 1437.3076 | 1494.5175 | 1440.86 | 1382.7476 | 1340.2146 | 1237.2237 | 1096.6485
2047-09-17 | 955.7781 | 870.1427 | 819.9639 | 797.7381 | 835.886 | 1017.3661 | 1178.0479 | 1189.062 | 1331.4585 | 1169.5587 | 1060.0732 | 985.9963 | 992.8998 | 989.462 | 943.218 | 1050.783 | 1283.9246 | 1419.2909 | 1452.3717 | 1417.5228 | 1418.535 | 1298.5565 | 1185.1108 | 1080.492
2047-09-18 | 943.5905 | 868.3268 | 814.5786 | 793.5436 | 828.1579 | 987.9926 | 1174.4228 | 1199.8423 | 1249.1 | 1042.6511 | 1017.0477 | 868.9725 | 824.837 | 844.1618 | 870.6588 | 996.441 | 1249.36 | 1409.8334 | 1418.2928 | 1338.6755 | 1359.0485 | 1311.4454 | 1181.364 | 1099.4304
2047-09-19 | 913.0451 | 860.4097 | 824.7231 | 790.9405 | 826.0143 | 918.2161 | 1055.7486 | 1018.2764 | 1160.5337 | 1077.708 | 1122.54 | 939.6223 | 919.0059 | 845.6158 | 1067.3899 | 999.7056 | 1158.2188 | 1313.2662 | 1377.5194 | 1434.4895 | 1431.7751 | 1304.3956 | 1205.7206 | 1109.8499
2047-09-20 | 1115.4995 | 885.4706 | 830.6171 | 792.9508 | 827.2335 | 914.4665 | 1048.1328 | 1054.8674 | 1191.3746 | 1073.4096 | 1101.2794 | 994.365 | 887.343 | 804.123 | 964.2404 | 995.5497 | 1229.7633 | 1296.714 | 1429.7858 | 1401.529 | 1439.0506 | 1324.5578 | 1299.4701 | 1258.7698
2047-09-21 | 1138.6496 | 1001.6237 | 853.7647 | 807.8537 | 814.3423 | 913.8636 | 1021.1201 | 1095.7878 | 1207.2255 | 1083.141 | 990.2717 | 1009.6702 | 850.8683 | 809.5128 | 765.3719 | 963.88 | 1204.8871 | 1412.4265 | 1370.3181 | 1365.1545 | 1283.6084 | 1268.5754 | 1224.6999 | 1112.8952
2047-09-22 | 982.9038 | 880.443 | 823.0268 | 794.3121 | 791.6485 | 876.0531 | 968.3117 | 1031.4684 | 1126.4417 | 983.1052 | 898.3795 | 851.8038 | 736.1213 | 683.7843 | 730.3264 | 910.0809 | 1155.8932 | 1354.5844 | 1418.7672 | 1393.073 | 1314.7178 | 1297.8441 | 1204.9873 | 1055.6453
2047-09-23 | 946.9604 | 856.4038 | 803.2218 | 792.7217 | 824.9935 | 1027.7384 | 1198.7005 | 1253.4022 | 1322.2748 | 1041.5217 | 1003.9737 | 957.3398 | 874.8817 | 891.5834 | 948.195 | 1068.5569 | 1355.6585 | 1452.3351 | 1495.5329 | 1431.3407 | 1372.0498 | 1324.9498 | 1227.7999 | 1089.0426
2047-09-24 | 963.8074 | 877.9112 | 828.2932 | 805.0362 | 843.3303 | 1026.7977 | 1191.4908 | 1200.9377 | 1330.5037 | 1145.5622 | 1046.6841 | 900.4075 | 857.2967 | 881.5815 | 854.3521 | 980.2934 | 1253.3532 | 1410.612 | 1464.4217 | 1422.5959 | 1434.179 | 1304.7731 | 1198.8783 | 1091.5927
2047-09-25 | 959.2528 | 881.31 | 828.0269 | 806.2192 | 840.8495 | 1003.2568 | 1199.2935 | 1252.8925 | 1318.3884 | 1157.61 | 1086.1424 | 1051.9548 | 939.6303 | 953.349 | 971.4858 | 1099.3681 | 1336.7236 | 1469.8418 | 1458.2358 | 1363.5997 | 1376.8762 | 1334.2836 | 1198.7737 | 1117.9782
2047-09-26 | 927.2941 | 875.1333 | 840.4988 | 805.6019 | 840.8269 | 936.0721 | 1077.5916 | 1059.6277 | 1194.167 | 1143.5914 | 1210.4902 | 1110.7332 | 1095.9045 | 991.1907 | 1206.8954 | 1095.9895 | 1277.2447 | 1413.5096 | 1410.973 | 1455.5723 | 1452.6986 | 1326.8176 | 1227.1093 | 1131.2817
2047-09-27 | 1112.6137 | 883.4446 | 828.359 | 790.7413 | 824.5931 | 911.2836 | 1049.7085 | 1064.2925 | 1204.495 | 1136.704 | 1197.4487 | 1163.3376 | 1135.3413 | 992.3801 | 1184.9604 | 1160.3257 | 1344.1722 | 1364.3586 | 1441.5578 | 1394.9744 | 1436.8034 | 1323.1847 | 1296.0281 | 1257.2769
2047-09-28 | 1128.1935 | 988.316 | 839.4737 | 794.2406 | 800.401 | 897.058 | 999.4838 | 1090.5734 | 1191.1682 | 1044.7816 | 943.482 | 938.6356 | 813.5315 | 736.2146 | 753.762 | 984.6477 | 1206.6343 | 1380.411 | 1346.6782 | 1346.5114 | 1261.284 | 1248.9536 | 1204.6621 | 1093.0356
2047-09-29 | 986.7638 | 882.1223 | 827.1114 | 797.6456 | 794.949 | 880.0317 | 975.5098 | 1005.7307 | 1116.0862 | 973.0737 | 895.2251 | 860.2 | 768.0199 | 778.0195 | 847.5587 | 1015.2227 | 1240.8893 | 1401.4533 | 1432.9767 | 1400.8749 | 1320.5249 | 1304.2495 | 1208.5928 | 1061.6565
2047-09-30 | 928.9597 | 842.1642 | 787.9661 | 778.6245 | 810.4893 | 1010.4235 | 1178.9657 | 1232.6537 | 1291.6861 | 1024.9521 | 977.4755 | 965.9388 | 891.9506 | 877.6906 | 869.6181 | 1007.8467 | 1307.0704 | 1423.8887 | 1468.1044 | 1408.3513 | 1354.0333 | 1308.0215 | 1203.5881 | 1068.4241
2047-10-01 | 904.299 | 820.628 | 770.1263 | 746.0116 | 773.2491 | 951.4268 | 1094.3638 | 1131.4616 | 1265.8442 | 1109.8219 | 1017.2027 | 956.0593 | 851.6954 | 883.1094 | 920.1125 | 1050.4816 | 1264.7614 | 1401.3346 | 1447.6557 | 1366.1308 | 1378.1501 | 1253.6425 | 1138.239 | 1020.9073
2047-10-02 | 895.11 | 822.763 | 769.0431 | 746.1989 | 769.589 | 926.8047 | 1102.8973 | 1141.5952 | 1209.6898 | 1038.8876 | 1028.3233 | 1052.6632 | 933.7254 | 989.0771 | 998.9999 | 1112.8431 | 1307.9344 | 1463.6062 | 1432.433 | 1306.5154 | 1316.6191 | 1274.0419 | 1140.8768 | 1044.4059
2047-10-03 | 867.8963 | 815.6986 | 780.4939 | 744.5887 | 768.4933 | 857.9734 | 977.1966 | 958.2918 | 1093.9184 | 1042.8342 | 1132.9498 | 1042.7396 | 1009.6943 | 932.3506 | 1112.2421 | 1025.5051 | 1223.9391 | 1375.833 | 1383.3472 | 1398.1978 | 1394.1141 | 1266.2067 | 1164.3914 | 1056.369
2047-10-04 | 1060.0593 | 835.0751 | 779.8452 | 740.6053 | 763.5813 | 846.8448 | 964.5861 | 983.1521 | 1116.5422 | 1021.8037 | 1069.7784 | 1079.7638 | 963.6308 | 944.7212 | 1123.6011 | 1144.7718 | 1310.8009 | 1349.0739 | 1432.5349 | 1352.0039 | 1394.1634 | 1281.8347 | 1249.4967 | 1197.1052
2047-10-05 | 1072.9977 | 939.7122 | 790.6486 | 743.8627 | 739.296 | 833.1846 | 924.3144 | 1023.5419 | 1116.6212 | 1021.0053 | 937.0433 | 986.2642 | 833.3479 | 788.2483 | 810.9809 | 1018.8323 | 1201.8286 | 1403.8551 | 1341.8212 | 1302.1045 | 1222.7131 | 1210.3314 | 1158.6408 | 1038.4168
2047-10-06 | 929.5267 | 825.583 | 770.3161 | 740.0593 | 726.557 | 807.6147 | 881.8192 | 924.2413 | 1053.334 | 966.5265 | 891.1351 | 935.8507 | 879.3044 | 767.4091 | 825.2878 | 984.4085 | 1197.5848 | 1375.2512 | 1408.3851 | 1343.4648 | 1267.4101 | 1248.9792 | 1153.5098 | 999.0801
2047-10-07 | 887.5127 | 800.3304 | 746.3793 | 735.2892 | 756.2485 | 953.7514 | 1106.0033 | 1171.8117 | 1240.0343 | 1024.7923 | 980.8617 | 1037.9104 | 918.681 | 953.0517 | 999.5746 | 1130.3758 | 1356.9248 | 1446.1143 | 1476.9989 | 1377.8343 | 1316.4997 | 1272.3276 | 1169.323 | 1019.1404
2047-10-08 | 907.3906 | 824.4296 | 774.1741 | 749.9914 | 777.6666 | 955.8106 | 1101.6568 | 1127.0264 | 1239.6088 | 1069.375 | 988.7678 | 889.0758 | 891.9324 | 986.4118 | 1017.7545 | 1152.278 | 1333.2722 | 1461.5204 | 1457.4767 | 1368.1684 | 1380.4395 | 1256.5886 | 1148.2006 | 1038.3875
2047-10-09 | 895.7975 | 819.7344 | 765.6542 | 742.9618 | 766.7111 | 923.0429 | 1101.7906 | 1144.8446 | 1210.5574 | 1022.5151 | 990.7464 | 928.2078 | 841.968 | 867.0893 | 907.6169 | 1056.2804 | 1309.3689 | 1472.2185 | 1420.414 | 1296.2283 | 1317.4494 | 1268.3586 | 1135.736 | 1048.6478
2047-10-10 | 866.5083 | 813.7967 | 778.4085 | 742.566 | 766.4384 | 855.4994 | 980.5165 | 963.5362 | 1087.5519 | 1029.7443 | 1088.1434 | 982.3892 | 955.2003 | 892.4319 | 1109.737 | 1035.1402 | 1239.2088 | 1387.5166 | 1378.8606 | 1392.4906 | 1390.7503 | 1265.3941 | 1161.1934 | 1061.286
2047-10-11 | 1067.4004 | 839.7138 | 784.8122 | 745.1954 | 768.2442 | 852.4589 | 973.5369 | 990.411 | 1121.1619 | 1031.1938 | 1082.7726 | 1043.3604 | 954.9369 | 915.5045 | 1054.0831 | 1087.323 | 1309.3249 | 1368.7859 | 1439.5303 | 1356.1109 | 1401.4491 | 1285.5551 | 1257.4477 | 1210.924
2047-10-12 | 1086.0573 | 949.1994 | 800.8071 | 753.2503 | 748.8326 | 844.6667 | 936.6111 | 1030.5776 | 1134.258 | 1038.5754 | 951.6697 | 1010.4043 | 926.2969 | 927.053 | 939.8517 | 1115.7346 | 1307.7 | 1447.4838 | 1359.9262 | 1315.1709 | 1233.4568 | 1222.5933 | 1174.8355 | 1054.1553
2047-10-13 | 928.7868 | 827.7519 | 768.7008 | 738.5552 | 725.0291 | 805.775 | 883.2696 | 947.6242 | 1079.3856 | 987.4971 | 905.5652 | 941.9878 | 1027.0387 | 838.6305 | 871.611 | 983.5962 | 1221.6154 | 1398.8912 | 1407.6957 | 1344.8032 | 1263.1497 | 1245.7082 | 1152.3954 | 1000.9615
2047-10-14 | 890.9077 | 800.5141 | 747.8268 | 740.874 | 770.4225 | 992.1038 | 1152.1323 | 1216.4271 | 1280.4797 | 1042.9329 | 1019.7853 | 1083.4459 | 995.3609 | 995.8402 | 1056.6503 | 1188.1979 | 1392.6313 | 1479.1116 | 1484.2584 | 1392.3858 | 1335.0122 | 1283.1164 | 1184.1104 | 1035.9817
2047-10-15 | 912.1541 | 828.2576 | 778.2698 | 753.6789 | 780.8974 | 960.082 | 1108.5252 | 1196.9372 | 1367.6773 | 1207.6562 | 1105.3243 | 1060.6208 | 1100.1642 | 1037.1341 | 1026.651 | 1163.4395 | 1384.9334 | 1475.6481 | 1463.6485 | 1371.2953 | 1386.5535 | 1268.0625 | 1150.5584 | 1044.3938
2047-10-16 | 896.2893 | 819.9295 | 765.4738 | 742.8439 | 766.2373 | 922.4557 | 1101.0149 | 1157.348 | 1227.7034 | 1050.1574 | 1013.5728 | 1022.5715 | 927.8952 | 952.4349 | 985.2056 | 1115.5822 | 1364.782 | 1499.8029 | 1423.9039 | 1296.7156 | 1315.4618 | 1270.3604 | 1134.5512 | 1047.5309
2047-10-17 | 870.096 | 817.298 | 782.1969 | 746.0669 | 769.9949 | 859.7814 | 985.3389 | 988.88 | 1125.2793 | 1097.324 | 1145.3195 | 1018.0638 | 1004.6628 | 938.8252 | 1149.1046 | 1106.8019 | 1275.6815 | 1419.303 | 1385.9861 | 1398.6008 | 1394.9386 | 1269.3121 | 1167.6915 | 1066.7519
2047-10-18 | 1058.9218 | 829.7549 | 774.1486 | 735.341 | 758.2334 | 840.4059 | 960.9455 | 986.1972 | 1112.4173 | 1048.569 | 1118.4527 | 1093.4714 | 977.6822 | 934.0327 | 1043.8656 | 1030.7459 | 1272.1197 | 1338.7031 | 1421.2563 | 1341.4108 | 1385.5619 | 1276.9796 | 1240.415 | 1196.5419
2047-10-19 | 1061.6315 | 925.0621 | 774.962 | 729.3665 | 724.5696 | 815.454 | 905.4282 | 989.4885 | 1088.0197 | 980.8531 | 914.4896 | 950.7912 | 788.5823 | 773.1923 | 823.0809 | 1053.7342 | 1232.3854 | 1400.493 | 1317.1817 | 1283.1612 | 1197.8807 | 1188.0172 | 1135.0641 | 1020.6948
2047-10-20 | 934.0511 | 833.3053 | 775.2673 | 744.6234 | 731.1936 | 813.1972 | 892.5856 | 983.1332 | 1090.135 | 971.4667 | 904.4563 | 901.9349 | 799.104 | 733.8733 | 823.6681 | 983.5197 | 1231.9561 | 1406.9396 | 1417.4334 | 1349.4673 | 1275.4649 | 1256.9124 | 1157.8365 | 1006.1529
2047-10-21 | 887.4096 | 799.1846 | 745.1271 | 733.9078 | 755.0366 | 952.2924 | 1107.4163 | 1186.076 | 1257.739 | 1023.1266 | 972.554 | 978.2344 | 878.8254 | 880.6626 | 945.6842 | 1108.707 | 1360.6813 | 1474.7675 | 1475.3292 | 1377.1709 | 1314.6377 | 1271.6166 | 1166.7936 | 1021.927
2047-10-22 | 892.9517 | 809.6392 | 758.6191 | 735.6218 | 762.5661 | 938.0903 | 1085.497 | 1125.9524 | 1249.5587 | 1072.4217 | 990.2483 | 907.096 | 865.2502 | 932.4351 | 929.1824 | 1086.1976 | 1292.0832 | 1449.5035 | 1432.1872 | 1355.0789 | 1361.5212 | 1237.6616 | 1120.4042 | 1012.544
2047-10-23 | 887.4904 | 812.4183 | 757.9702 | 735.8307 | 759.5026 | 914.4178 | 1092.5148 | 1154.988 | 1230.9405 | 1094.2889 | 1086.9772 | 1127.2462 | 1147.3201 | 1053.8248 | 1069.2778 | 1176.8644 | 1388.034 | 1513.751 | 1413.9393 | 1285.6737 | 1309.8103 | 1258.8943 | 1127.5044 | 1043.5415
2047-10-24 | 859.365 | 806.6931 | 770.3266 | 735.0974 | 758.8513 | 846.3645 | 970.8018 | 978.0887 | 1106.2023 | 1037.578 | 1077.3497 | 1002.4193 | 975.6547 | 918.592 | 1192.4223 | 1146.1386 | 1280.1884 | 1405.6441 | 1365.5661 | 1381.8116 | 1382.385 | 1251.3289 | 1152.0311 | 1051.078
2047-10-25 | 1050.0093 | 820.5298 | 764.2708 | 726.2128 | 748.9602 | 829.241 | 950.1172 | 977.3218 | 1092.0728 | 992.1119 | 1015.0146 | 1038.4125 | 958.6034 | 955.9254 | 1086.5586 | 1122.4673 | 1293.9385 | 1348.2928 | 1405.8791 | 1325.9842 | 1375.976 | 1257.7877 | 1229.7654 | 1187.8197
2047-10-26 | 1068.9647 | 931.2996 | 781.6407 | 735.5384 | 730.8395 | 823.003 | 913.2486 | 1011.8522 | 1100.8226 | 978.5496 | 891.8388 | 914.4063 | 777.9973 | 783.6576 | 806.074 | 1053.155 | 1265.628 | 1425.4997 | 1328.1415 | 1290.9873 | 1208.3238 | 1192.212 | 1147.1677 | 1030.2591
2047-10-27 | 906.1179 | 804.5581 | 743.8659 | 715.6049 | 701.7144 | 777.7042 | 855.3998 | 915.8285 | 1029.5702 | 908.6827 | 824.1799 | 854.8467 | 803.5041 | 737.7759 | 828.7627 | 1004.6153 | 1226.1732 | 1380.5532 | 1366.7745 | 1314.9169 | 1229.015 | 1210.181 | 1117.4742 | 965.5574
2047-10-28 | 876.346 | 787.4484 | 732.5546 | 722.3586 | 743.2081 | 938.0508 | 1092.4302 | 1193.6402 | 1261.7376 | 1039.9516 | 976.9554 | 1002.0492 | 991.5551 | 996.9469 | 1094.4293 | 1209.8617 | 1417.7196 | 1486.3156 | 1455.472 | 1353.4366 | 1303.0765 | 1256.1575 | 1157.1274 | 1009.6578
2047-10-29 | 900.7289 | 817.2453 | 766.4601 | 742.7473 | 769.9046 | 946.9664 | 1094.5247 | 1166.7638 | 1325.4009 | 1184.8588 | 1124.7844 | 1094.1647 | 1150.5138 | 1031.4637 | 1036.0153 | 1172.4731 | 1382.4478 | 1483.4405 | 1445.2752 | 1363.321 | 1373.1091 | 1248.0074 | 1133.3175 | 1025.9104
2047-10-30 | 878.833 | 803.2293 | 747.6545 | 726.3747 | 749.5098 | 902.3268 | 1081.2652 | 1164.1008 | 1224.2364 | 1081.6652 | 1060.2928 | 1073.6465 | 1052.897 | 998.3651 | 1032.6331 | 1177.997 | 1402.2389 | 1500.4911 | 1396.6369 | 1279.8294 | 1291.4651 | 1247.5915 | 1109.0766 | 1022.7876
2047-10-31 | 852.8698 | 802.526 | 765.8648 | 730.9742 | 754.6625 | 841.3212 | 965.534 | 996.6294 | 1145.4423 | 1083.4928 | 1133.3181 | 993.1636 | 1066.6909 | 913.6197 | 1144.2619 | 1073.09 | 1253.2597 | 1406.7581 | 1359.9737 | 1383.5658 | 1374.4636 | 1245.6232 | 1142.2705 | 1045.2196
2047-11-01 | 1030.8831 | 802.023 | 750.0641 | 710.2252 | 747.2713 | 874.2525 | 976.0194 | 992.8177 | 1101.347 | 1021.6597 | 1066.2724 | 1055.9286 | 949.9278 | 875.542 | 1035.5174 | 1101.2667 | 1288.4976 | 1343.4923 | 1405.595 | 1307.5253 | 1316.6913 | 1211.3884 | 1203.2137 | 1167.1113
2047-11-02 | 1052.5161 | 913.5802 | 768.2788 | 720.4637 | 730.3026 | 870.9825 | 942.2196 | 1073.4972 | 1127.4217 | 980.5657 | 890.1879 | 921.0544 | 751.9575 | 696.3341 | 746.9049 | 994.9105 | 1223.7904 | 1421.7421 | 1329.4527 | 1274.2331 | 1152.4168 | 1148.2532 | 1119.9314 | 1013.0486
2047-11-03 | 901.689 | 797.7127 | 743.8717 | 712.9835 | 713.7974 | 841.0846 | 900.0422 | 946.8901 | 1055.9287 | 924.2646 | 848.591 | 861.1399 | 760.156 | 668.5437 | 774.538 | 986.6654 | 1218.1785 | 1396.5078 | 1389.9025 | 1312.1345 | 1189.0179 | 1185.799 | 1111.4125 | 965.5821
2047-11-04 | 857.1631 | 766.5616 | 715.908 | 704.2038 | 739.2136 | 980.4417 | 1115.4076 | 1214.364 | 1267.8908 | 1049.6607 | 995.9413 | 1031.4236 | 957.361 | 886.3335 | 956.9967 | 1102.9367 | 1355.5988 | 1454.3561 | 1449.2096 | 1333.3925 | 1233.5485 | 1206.8799 | 1118.6953 | 988.2774
2047-11-05 | 867.6884 | 781.4777 | 733.7721 | 709.6504 | 750.9103 | 970.8883 | 1097.46 | 1175.308 | 1313.9292 | 1172.4093 | 1075.0626 | 1025.3556 | 1025.0801 | 906.0313 | 917.9715 | 1051.9622 | 1292.8525 | 1436.5282 | 1411.898 | 1315.1269 | 1284.1628 | 1176.3568 | 1081.3345 | 982.2287
2047-11-06 | 853.8915 | 774.9802 | 723.2017 | 700.994 | 738.286 | 935.893 | 1094.0578 | 1165.9534 | 1200.3992 | 1017.3773 | 971.6915 | 986.0922 | 853.9138 | 866.9999 | 900.5112 | 1045.1128 | 1285.9763 | 1454.1388 | 1377.4684 | 1238.1989 | 1218.0774 | 1184.7078 | 1069.8181 | 994.6171
2047-11-07 | 822.753 | 767.8338 | 734.4975 | 699.0817 | 736.6995 | 866.9231 | 970.8702 | 979.4219 | 1095.2708 | 1060.0808 | 1158.5817 | 1055.6772 | 1170.8712 | 1020.3483 | 1225.5663 | 1109.8066 | 1250.1424 | 1373.1956 | 1330.0582 | 1333.8942 | 1288.8589 | 1181.8646 | 1099.2342 | 1010.2428
2047-11-08 | 1008.73 | 776.6744 | 722.9233 | 685.1314 | 721.7606 | 843.5422 | 943.6641 | 977.0861 | 1076.9422 | 949.8709 | 1001.2258 | 977.9425 | 883.7595 | 791.6748 | 986.2856 | 1023.3769 | 1234.9345 | 1297.4106 | 1360.7822 | 1274.4115 | 1275.1183 | 1174.9994 | 1165.2248 | 1131.522
2047-11-09 | 1012.4129 | 872.8807 | 724.7017 | 680.1733 | 689.3429 | 821.6744 | 890.5144 | 1000.4946 | 1051.9746 | 906.0852 | 823.884 | 821.0454 | 678.0627 | 634.9642 | 729.6371 | 986.5941 | 1194.4556 | 1344.648 | 1258.4932 | 1212.0517 | 1088.9842 | 1093.5547 | 1059.3432 | 955.6027
2047-11-10 | 867.7982 | 761.7545 | 703.6661 | 675.8104 | 676.0067 | 795.5914 | 851.4379 | 921.8047 | 1033.6299 | 908.0488 | 823.4495 | 832.5701 | 883.954 | 696.607 | 762.6242 | 916.7676 | 1154.1197 | 1328.1685 | 1324.8608 | 1261.3473 | 1136.8163 | 1128.5079 | 1052.1175 | 917.3887
2047-11-11 | 851.9724 | 762.073 | 703.7867 | 675.2084 | 689.882 | 844.7148 | 890.4066 | 982.2634 | 1099.1754 | 898.7797 | 871.6968 | 891.99 | 916.6001 | 800.999 | 879.9086 | 1012.174 | 1241.0039 | 1355.1208 | 1333.7671 | 1209.6881 | 1120.7984 | 1125.3255 | 1042.0736 | 914.6463
2047-11-12 | 847.2449 | 757.3776 | 705.2326 | 689.0079 | 725.9911 | 942.7401 | 1066.4314 | 1135.7445 | 1243.1531 | 1061.0367 | 993.8494 | 940.5567 | 897.0585 | 890.5598 | 891.8335 | 1032.9095 | 1257.9534 | 1391.9176 | 1374.7849 | 1281.3086 | 1258.5935 | 1153.0216 | 1055.5077 | 962.6106
2047-11-13 | 841.7472 | 763.2357 | 710.5404 | 689.8289 | 727.0081 | 922.2963 | 1079.995 | 1153.1552 | 1197.4602 | 1025.7518 | 964.3434 | 961.8179 | 865.5374 | 868.0807 | 902.1482 | 1046.2121 | 1271.3002 | 1440.5221 | 1357.5978 | 1223.7278 | 1203.6107 | 1168.3253 | 1050.4975 | 977.3013
2047-11-14 | 821.7251 | 766.8281 | 733.2612 | 697.9387 | 735.5375 | 865.5243 | 969.3679 | 989.281 | 1097.019 | 996.2781 | 1043.2251 | 911.7309 | 876.881 | 765.0383 | 1021.4294 | 1030.5926 | 1227.0337 | 1354.8225 | 1323.6006 | 1331.6835 | 1286.6618 | 1175.5995 | 1091.9308 | 1003.9543
2047-11-15 | 1024.8537 | 792.655 | 740.0338 | 700.9514 | 737.8434 | 862.903 | 963.5259 | 1014.5121 | 1129.642 | 1034.7506 | 1079.469 | 1078.3575 | 1012.4107 | 886.3141 | 1112.612 | 1113.7819 | 1302.4571 | 1339.2887 | 1389.1366 | 1297.7051 | 1299.3721 | 1200.0596 | 1188.304 | 1154.3927
2047-11-16 | 1028.2169 | 889.2025 | 742.1775 | 696.3311 | 705.769 | 841.4485 | 911.5374 | 1041.9027 | 1100.0866 | 983.08 | 916.4439 | 973.0016 | 929.4994 | 800.3968 | 847.5104 | 1081.5462 | 1256.7596 | 1387.2984 | 1286.7941 | 1239.8569 | 1113.3869 | 1119.3993 | 1087.2069 | 974.4123
2047-11-17 | 877.6342 | 775.2947 | 718.1637 | 689.2145 | 689.6335 | 811.9956 | 869.595 | 961.309 | 1051.7242 | 926.3652 | 877.2132 | 892.0057 | 980.0668 | 850.7028 | 887.582 | 1006.0615 | 1219.7536 | 1366.1807 | 1350.1379 | 1277.977 | 1154.964 | 1152.337 | 1079.5949 | 936.0746
2047-11-18 | 841.7873 | 750.2372 | 698.3946 | 687.6014 | 722.6678 | 960.604 | 1095.034 | 1218.0217 | 1279.2231 | 1029.5648 | 952.791 | 972.8378 | 961.1792 | 858.0433 | 970.2047 | 1131.6401 | 1349.196 | 1437.542 | 1420.5533 | 1308.5482 | 1211.4807 | 1183.8541 | 1095.775 | 962.5196
2047-11-19 | 861.6156 | 775.5447 | 727.4598 | 704.1116 | 745.129 | 964.0818 | 1090.8126 | 1179.393 | 1310.2726 | 1158.449 | 1064.1735 | 1029.7626 | 1109.6498 | 1024.1548 | 1062.4921 | 1165.5695 | 1352.5881 | 1439.0258 | 1402.269 | 1304.2431 | 1280.6205 | 1167.3319 | 1080.464 | 978.7479
2047-11-20 | 854.171 | 775.5049 | 723.5209 | 701.2012 | 738.493 | 936.1657 | 1094.8766 | 1212.0186 | 1268.7232 | 1075.6777 | 1082.4064 | 1113.0137 | 1162.7687 | 1103.4815 | 1116.1394 | 1217.6194 | 1401.6187 | 1490.6788 | 1378.6134 | 1242.5536 | 1219.018 | 1193.0077 | 1074.1959 | 998.9932
2047-11-21 | 822.0276 | 766.6969 | 733.1207 | 697.8088 | 735.4055 | 865.3654 | 969.1989 | 1021.6428 | 1151.0921 | 1105.2032 | 1187.9976 | 1096.8718 | 1212.2176 | 1090.5632 | 1199.279 | 1136.148 | 1279.1719 | 1373.7854 | 1327.9997 | 1330.4879 | 1292.3425 | 1182.7161 | 1099.8146 | 1008.3995
2047-11-22 | 1018.377 | 786.0161 | 732.9255 | 694.3792 | 722.9131 | 846.6109 | 948.6792 | 1028.21 | 1150.3735 | 1067.8934 | 1108.1632 | 1116.1472 | 1151.5708 | 1058.4572 | 1183.1305 | 1127.8726 | 1294.0171 | 1304.9087 | 1371.6881 | 1290.7899 | 1292.5724 | 1198.224 | 1183.041 | 1147.5227
2047-11-23 | 1016.6622 | 876.8349 | 728.9979 | 684.0973 | 693.3315 | 826.5576 | 895.9602 | 1049.9697 | 1157.8744 | 1047.5755 | 924.8812 | 948.4554 | 953.4884 | 866.15 | 839.0761 | 1049.2406 | 1232.4487 | 1371.512 | 1265.9638 | 1221.3553 | 1099.3728 | 1098.1737 | 1072.3629 | 964.1338
2047-11-24 | 854.9269 | 749.2854 | 690.3277 | 663.4657 | 663.4505 | 780.2787 | 835.1571 | 936.602 | 1038.0997 | 905.6721 | 820.0284 | 853.2377 | 947.9048 | 878.921 | 824.0052 | 980.0279 | 1185.6618 | 1324.2591 | 1303.8116 | 1243.5778 | 1118.061 | 1120.4408 | 1041.242 | 900.1103
2047-11-25 | 814.409 | 723.8905 | 670.5921 | 661.9133 | 696.1148 | 928.5585 | 1060.9647 | 1186.83 | 1244.2939 | 997.3834 | 941.5778 | 983.5026 | 1066.3433 | 957.511 | 953.4443 | 1075.7926 | 1311.2531 | 1390.0257 | 1374.4633 | 1273.1832 | 1173.8544 | 1148.7232 | 1060.3692 | 928.0551
2047-11-26 | 837.167 | 751.9288 | 702.164 | 680.4158 | 721.0346 | 934.7398 | 1059.9809 | 1156.2858 | 1288.2988 | 1132.1218 | 1015.5517 | 1000.0172 | 1084.8559 | 966.6456 | 967.7436 | 1099.2734 | 1285.7431 | 1389.6524 | 1361.6217 | 1276.8456 | 1243.5668 | 1133.4337 | 1035.3215 | 940.797
2047-11-27 | 831.2517 | 753.0673 | 699.4987 | 678.9929 | 715.9074 | 908.9935 | 1065.9506 | 1181.4071 | 1243.8494 | 1091.0681 | 1060.8978 | 1074.7456 | 1114.2979 | 1054.8269 | 1039.1611 | 1134.4403 | 1337.9679 | 1445.507 | 1340.2159 | 1212.8951 | 1187.119 | 1153.4713 | 1038.9355 | 964.9118
2047-11-28 | 841.8916 | 786.8171 | 747.216 | 695.2667 | 718.3959 | 776.9136 | 818.6354 | 864.0303 | 1053.806 | 1029.4319 | 1110.8378 | 987.9767 | 1056.5107 | 830.1157 | 1070.8514 | 1038.8538 | 1208.082 | 1347.1549 | 1308.9718 | 1332.3083 | 1294.626 | 1179.397 | 1077.438 | 989.837
2047-11-29 | 999.791 | 763.7163 | 706.2837 | 675.5325 | 716.4261 | 837.1204 | 936.832 | 1015.6252 | 1113.7058 | 1021.8373 | 1065.7323 | 1052.5416 | 1055.117 | 906.8961 | 1092.2332 | 1107.8244 | 1279.792 | 1302.9186 | 1352.6535 | 1266.1891 | 1270.7719 | 1170.3151 | 1156.1555 | 1123.6896
2047-11-30 | 1015.6575 | 875.8459 | 727.8766 | 683.1088 | 692.3271 | 825.2668 | 894.3337 | 1064.5024 | 1158.8794 | 1057.7564 | 971.7944 | 991.7116 | 1020.3442 | 980.8798 | 942.4067 | 1024.2842 | 1221.8235 | 1369.0467 | 1264.5244 | 1220.2742 | 1096.2799 | 1102.035 | 1070.4974 | 965.1068
2047-12-01 | 849.8344 | 744.5477 | 685.1048 | 656.3336 | 657.8923 | 762.1321 | 808.2878 | 892.614 | 987.0203 | 881.4412 | 801.9101 | 795.6099 | 844.4578 | 747.8566 | 709.0706 | 867.486 | 1075.259 | 1256.9728 | 1255.4391 | 1217.0388 | 1110.3537 | 1115.2114 | 1048.7043 | 918.2884
2047-12-02 | 803.4289 | 713.8996 | 658.9375 | 647.2233 | 679.3765 | 885.9713 | 999.6976 | 1137.9494 | 1205.2122 | 1002.371 | 944.9602 | 967.1832 | 1039.9321 | 1019.0829 | 1025.0792 | 1002.1637 | 1211.0433 | 1316.3832 | 1306.2979 | 1227.0801 | 1165.0514 | 1134.3605 | 1063.705 | 935.4981
2047-12-03 | 826.424 | 741.8204 | 690.5653 | 665.8574 | 704.6539 | 892.6484 | 999.3106 | 1082.3546 | 1207.7601 | 1030.3396 | 890.1041 | 847.7217 | 824.9318 | 823.0174 | 851.7183 | 1011.0598 | 1180.4113 | 1314.914 | 1296.8226 | 1225.4123 | 1221.6576 | 1119.7042 | 1038.4724 | 952.3084
2047-12-04 | 817.1233 | 738.4858 | 683.6349 | 660.3441 | 695.2075 | 862.2769 | 1001.2224 | 1113.7439 | 1157.9079 | 998.7372 | 957.4393 | 975.8976 | 999.5794 | 924.719 | 934.0136 | 1038.5495 | 1238.9378 | 1352.0485 | 1268.7269 | 1159.0347 | 1162.568 | 1138.129 | 1039.9424 | 968.8525
2047-12-05 | 802.1614 | 746.8852 | 711.1225 | 673.4494 | 708.7246 | 811.2695 | 896.483 | 947.5845 | 1062.1796 | 971.4703 | 1014.4859 | 900.6585 | 918.6467 | 775.37 | 1019.5167 | 946.755 | 1137.4321 | 1278.8414 | 1245.5903 | 1267.7297 | 1253.6064 | 1150.671 | 1079.7982 | 1001.6988
2047-12-06 | 983.1333 | 751.1766 | 695.5789 | 656.0684 | 690.5865 | 784.2705 | 865.8327 | 943.0757 | 1031.5963 | 946.3587 | 938.9212 | 934.3029 | 867.189 | 755.1657 | 933.7545 | 953.0827 | 1156.9489 | 1206.6973 | 1276.8389 | 1210.7661 | 1243.6879 | 1145.9938 | 1142.3877 | 1119.3902
2047-12-07 | 994.9149 | 856.1339 | 706.8339 | 660.6652 | 670.8059 | 786.0138 | 842.5764 | 998.6978 | 1056.7549 | 935.494 | 802.2203 | 837.6107 | 853.0041 | 692.6958 | 741.0795 | 936.8335 | 1122.6434 | 1278.5707 | 1191.5246 | 1172.9306 | 1071.2224 | 1079.4959 | 1060.1271 | 959.1117
2047-12-08 | 850.9847 | 745.6609 | 686.295 | 657.4368 | 659.0146 | 763.4809 | 809.7356 | 914.8339 | 1023.8317 | 924.2308 | 833.3242 | 871.1753 | 913.6276 | 890.8413 | 904.414 | 967.3509 | 1126.158 | 1269.1079 | 1257.5424 | 1221.9678 | 1131.3 | 1130.6575 | 1062.8167 | 921.0064
2047-12-09 | 821.3963 | 731.2627 | 677.2842 | 663.8442 | 696.2849 | 906.2924 | 1021.5078 | 1158.8884 | 1213.2106 | 1000.1322 | 925.6709 | 950.0363 | 1018.8804 | 976.2007 | 966.683 | 1058.5365 | 1274.661 | 1351.9496 | 1335.5827 | 1245.5719 | 1185.5414 | 1161.345 | 1086.9152 | 959.3858
2047-12-10 | 842.116 | 756.9865 | 706.7971 | 680.921 | 719.9205 | 910.8707 | 1018.8875 | 1127.214 | 1247.5197 | 1095.2722 | 980.6265 | 954.6696 | 1031.4892 | 941.6713 | 954.9674 | 1050.8161 | 1231.2466 | 1348.5539 | 1323.9781 | 1247.7698 | 1241.2121 | 1143.2943 | 1067.2199 | 974.0872
2047-12-11 | 836.7453 | 757.6537 | 704.2152 | 679.491 | 714.7195 | 885.4511 | 1025.9339 | 1141.6981 | 1183.2354 | 1040.6928 | 984.4664 | 993.0288 | 1018.3888 | 869.1913 | 905.5102 | 1056.8429 | 1282.8021 | 1392.5439 | 1303.1449 | 1187.2038 | 1185.3146 | 1165.2347 | 1060.7251 | 995.8807
2047-12-12 | 802.7365 | 747.4419 | 711.7176 | 674.001 | 709.2858 | 811.9439 | 897.2068 | 954.1331 | 1064.0623 | 1008.297 | 1049.4165 | 955.8483 | 1080.2286 | 908.0072 | 1101.6363 | 1019.9056 | 1163.9856 | 1278.5974 | 1247.5852 | 1269.498 | 1259.109 | 1150.2087 | 1084.8829 | 1002.4908
2047-12-13 | 989.7102 | 757.5415 | 702.3839 | 662.3762 | 697.0034 | 791.9826 | 874.1099 | 951.1139 | 1062.8998 | 953.9009 | 963.759 | 954.1711 | 939.438 | 764.4831 | 920.7467 | 915.6157 | 1135.182 | 1211.0972 | 1287.9992 | 1217.7072 | 1254.1851 | 1153.074 | 1152.1065 | 1129.807
2047-12-14 | 992.7037 | 854.1494 | 704.7122 | 658.6985 | 668.8052 | 783.6093 | 839.9957 | 992.1107 | 1054.2235 | 939.0219 | 815.9693 | 839.4869 | 783.162 | 648.9641 | 676.8063 | 893.4926 | 1077.8744 | 1264.2423 | 1189.6482 | 1166.9601 | 1070.2973 | 1072.891 | 1051.5086 | 952.3107
2047-12-15 | 854.5558 | 749.3153 | 690.2021 | 661.0584 | 662.6989 | 767.9088 | 814.4878 | 921.3836 | 1007.492 | 874.8225 | 773.6591 | 779.2811 | 822.8405 | 616.0846 | 647.4836 | 822.8668 | 1048.8257 | 1243.4862 | 1262.4823 | 1212.5026 | 1118.6343 | 1114.365 | 1063.8311 | 925.001
2047-12-16 | 823.4145 | 733.3871 | 680.3876 | 666.799 | 699.3592 | 909.9871 | 1025.4732 | 1168.7085 | 1202.1825 | 962.1519 | 882.2999 | 917.4609 | 913.6545 | 792.6082 | 830.7162 | 991.6028 | 1235.334 | 1336.6675 | 1341.9642 | 1252.1393 | 1180.9635 | 1157.9431 | 1085.9627 | 963.4711
2047-12-17 | 834.8596 | 749.9126 | 699.2543 | 674.0102 | 712.9579 | 902.3671 | 1009.7821 | 1128.9818 | 1228.4879 | 1050.9071 | 941.6412 | 908.8575 | 975.3226 | 861.3827 | 865.4918 | 968.1423 | 1179.4609 | 1324.8521 | 1311.4071 | 1238.3399 | 1232.4996 | 1132.7412 | 1053.92 | 964.2881
2047-12-18 | 836.7427 | 757.4738 | 703.9335 | 679.2101 | 714.4432 | 885.2899 | 1025.7531 | 1152.0804 | 1198.4055 | 1040.6191 | 1006.5764 | 1019.3378 | 1055.1762 | 1025.4273 | 956.7912 | 1083.5157 | 1284.2249 | 1393.6714 | 1302.9058 | 1185.9074 | 1187.7202 | 1168.8985 | 1065.8635 | 995.6479
2047-12-19 | 811.464 | 755.888 | 720.7478 | 682.3714 | 717.801 | 822.1777 | 908.1906 | 979.8043 | 1113.0073 | 1068.2057 | 1076.3214 | 960.3764 | 1102.7247 | 1079.0736 | 1144.1437 | 1032.3573 | 1182.3769 | 1282.8664 | 1262.7836 | 1283.078 | 1267.7062 | 1169.5498 | 1099.5954 | 1014.5071
2047-12-20 | 992.8111 | 760.5424 | 705.5924 | 665.3502 | 700.0289 | 795.6187 | 878.0124 | 973.571 | 1088.295 | 1034.6416 | 1068.0849 | 1005.7044 | 1051.7172 | 992.175 | 1034.8171 | 1004.9558 | 1181.756 | 1220.0354 | 1292.645 | 1227.0838 | 1258.0365 | 1165.6926 | 1164.7056 | 1134.2174
2047-12-21 | 1005.993 | 866.855 | 718.2964 | 671.2901 | 681.6145 | 799.0041 | 856.5185 | 1016.5076 | 1069.1351 | 935.8942 | 817.4424 | 840.576 | 843.5333 | 682.2763 | 681.2773 | 890.1338 | 1071.5169 | 1271.0666 | 1211.5442 | 1181.8677 | 1091.0323 | 1092.2811 | 1069.6952 | 969.1345
2047-12-22 | 843.9719 | 738.8641 | 679.0575 | 650.6971 | 652.1479 | 755.3799 | 801.1164 | 913.6339 | 990.4627 | 867.568 | 765.0543 | 787.1382 | 841.598 | 711.5631 | 651.4442 | 797.4892 | 1031.1795 | 1220.9303 | 1245.5754 | 1202.8014 | 1097.3794 | 1106.5281 | 1045.1174 | 910.8547
2047-12-23 | 801.4974 | 711.9739 | 656.7656 | 645.2361 | 677.5902 | 884.07 | 997.7149 | 1139.9973 | 1181.6947 | 952.5328 | 865.22 | 894.3941 | 919.3118 | 744.0681 | 796.405 | 924.1793 | 1174.0986 | 1289.2198 | 1304.7234 | 1220.5644 | 1150.3241 | 1125.2123 | 1058.5598 | 932.8949
2047-12-24 | 829.2982 | 742.0518 | 691.5231 | 661.4731 | 697.9424 | 869.6718 | 990.7123 | 1115.9443 | 1222.4412 | 1060.3726 | 956.7453 | 924.3583 | 1028.1061 | 957.6763 | 867.1162 | 984.4849 | 1180.0169 | 1294.8295 | 1291.9744 | 1212.1382 | 1222.5192 | 1130.4476 | 1040.2484 | 952.2493
2047-12-25 | 839.3454 | 762.5274 | 702.9147 | 665.088 | 677.523 | 781.7654 | 887.5306 | 1003.0161 | 1084.195 | 916.9776 | 884.4535 | 894.029 | 920.3418 | 945.3263 | 810.0443 | 952.8804 | 1170.6624 | 1314.4167 | 1243.9886 | 1143.6118 | 1169.2837 | 1139.6431 | 1021.778 | 953.9745
2047-12-26 | 771.023 | 712.4347 | 671.5661 | 642.4975 | 681.8289 | 778.8521 | 861.836 | 925.8829 | 1053.9971 | 1027.8103 | 1063.0607 | 941.6421 | 1054.0716 | 987.6482 | 1193.7284 | 1041.3493 | 1141.5515 | 1225.1216 | 1202.6482 | 1245.4586 | 1241.7447 | 1131.9331 | 1062.3118 | 964.8579
2047-12-27 | 961.077 | 729.8312 | 672.7574 | 634.9146 | 669.0668 | 758.4073 | 838.0743 | 928.953 | 1006.1412 | 910.5885 | 913.504 | 913.9712 | 976.8922 | 791.9047 | 899.8997 | 866.6468 | 1084.0353 | 1154.6964 | 1239.0731 | 1182.9348 | 1213.9008 | 1115.0913 | 1113.8291 | 1089.7808
2047-12-28 | 973.0837 | 835.0368 | 684.3724 | 639.919 | 649.7009 | 760.6491 | 815.353 | 977.4251 | 1044.9993 | 914.1017 | 828.6165 | 860.1087 | 867.8324 | 836.4061 | 750.3132 | 892.77 | 1059.5241 | 1230.4304 | 1155.3695 | 1139.4794 | 1047.1261 | 1059.1675 | 1027.6976 | 928.327
2047-12-29 | 826.9492 | 722.702 | 661.9298 | 634.9879 | 636.1774 | 736.0343 | 780.2777 | 893.9263 | 976.5843 | 868.8872 | 721.9913 | 721.099 | 778.4391 | 584.1636 | 599.3356 | 761.6946 | 991.6813 | 1176.9287 | 1216.859 | 1177.5931 | 1080.8367 | 1072.5494 | 1024.2705 | 887.3843
2047-12-30 | 795.0246 | 705.8151 | 650.3652 | 639.0464 | 671.393 | 876.5196 | 989.5951 | 1151.3201 | 1208.6483 | 984.5661 | 915.1651 | 947.7927 | 993.2369 | 977.7688 | 937.6642 | 972.4976 | 1167.1727 | 1283.2916 | 1292.4972 | 1216.3289 | 1150.2159 | 1127.2445 | 1047.7981 | 916.1937
2047-12-31 | 792.3701 | 713.5344 | 660.0976 | 637.7565 | 674.5569 | 865.0451 | 1001.9491 | 1143.3648 | 1210.2407 | 975.2845 | 844.8805 | 854.1593 | 912.512 | 720.8166 | 756.7598 | 905.556 | 1159.6266 | 1273.5844 | 1286.1831 | 1235.3258 | 1170.4263 | 1113.6726 | 1027.4833 | 901.7219
2048-01-01 | 817.6514 | 766.8588 | 717.3506 | 677.4226 | 689.984 | 845.639 | 931.5167 | 1053.0611 | 1165.8002 | 949.7456 | 857.6113 | 879.5323 | 862.2176 | 763.5421 | 846.1727 | 957.5492 | 1238.5761 | 1346.5371 | 1305.3683 | 1200.8533 | 1118.6081 | 1123.2465 | 1030.9182 | 893.5002
2048-01-02 | 794.7952 | 729.9971 | 686.6258 | 673.8548 | 717.2973 | 932.7842 | 1088.7513 | 1187.2608 | 1319.0011 | 1130.7196 | 1028.3158 | 987.0445 | 1057.536 | 960.3348 | 939.5455 | 1069.0019 | 1267.5686 | 1390.7071 | 1362.5686 | 1286.1397 | 1277.0782 | 1151.4294 | 1045.5037 | 929.437
2048-01-03 | 775.7479 | 714.8209 | 665.5903 | 645.7013 | 683.989 | 865.8437 | 1054.6632 | 1158.2434 | 1222.8666 | 1008.4116 | 921.969 | 922.4703 | 966.1925 | 833.8783 | 834.0275 | 930.198 | 1183.849 | 1339.4548 | 1251.7274 | 1143.4883 | 1136.9529 | 1091.7522 | 984.9256 | 912.082
2048-01-04 | 747.659 | 707.3077 | 671.6142 | 631.0866 | 643.2187 | 682.0144 | 748.1239 | 802.676 | 929.6343 | 862.8163 | 886.7524 | 747.916 | 758.7508 | 581.8154 | 834.8061 | 771.7966 | 971.5259 | 1157.6028 | 1157.2484 | 1182.5363 | 1168.8308 | 1031.4697 | 987.1725 | 907.6187
2048-01-05 | 943.158 | 706.9944 | 658.3222 | 619.044 | 630.466 | 653.5762 | 696.4502 | 752.2587 | 869.6385 | 761.6854 | 791.7212 | 774.8724 | 827.479 | 591.1466 | 716.3448 | 748.7078 | 1019.2858 | 1118.8035 | 1322.6779 | 1273.851 | 1288.8703 | 1120.7339 | 1059.7962 | 1003.0825
2048-01-06 | 922.1515 | 792.7842 | 648.0221 | 625.318 | 660.797 | 866.489 | 1039.7402 | 1165.7057 | 1168.7315 | 967.0936 | 857.9681 | 898.6384 | 893.6343 | 734.0865 | 741.988 | 946.9868 | 1151.1602 | 1309.3564 | 1277.3199 | 1277.4772 | 1131.6755 | 1094.7015 | 1007.3744 | 866.544
2048-01-07 | 773.1841 | 692.8795 | 649.164 | 630.6949 | 664.6449 | 867.7154 | 1049.5212 | 1128.8846 | 1153.9364 | 980.8491 | 855.8107 | 856.1448 | 892.6115 | 730.3807 | 722.5864 | 860.3667 | 1083.9799 | 1279.2795 | 1244.2523 | 1227.4204 | 1105.191 | 1073.1331 | 976.8466 | 837.3438
2048-01-08 | 773.8578 | 723.7339 | 677.5173 | 657.8133 | 697.0935 | 925.1809 | 1082.98 | 1205.6496 | 1254.669 | 1015.439 | 919.7089 | 938.8739 | 908.1437 | 780.8886 | 820.0369 | 953.7124 | 1237.5991 | 1360.26 | 1350.3142 | 1257.4815 | 1170.3563 | 1130.2594 | 1038.6429 | 894.3737
2048-01-09 | 752.7223 | 694.6853 | 651.6244 | 634.8496 | 673.7719 | 879.7544 | 1032.0928 | 1122.1405 | 1226.3977 | 1050.5411 | 962.7869 | 900.4234 | 939.2912 | 810.1622 | 786.9842 | 896.6791 | 1140.6696 | 1283.7271 | 1286.6492 | 1226.1206 | 1214.2702 | 1091.9523 | 974.8576 | 869.8626
2048-01-10 | 790.4783 | 731.3182 | 683.0417 | 661.7483 | 700.327 | 885.4908 | 1075.523 | 1183.3679 | 1238.3563 | 1035.6034 | 954.0564 | 941.1634 | 925.669 | 817.7897 | 825.9103 | 972.0295 | 1201.6657 | 1354.3089 | 1280.0498 | 1161.4686 | 1161.1355 | 1115.4843 | 1010.8637 | 943.056
2048-01-11 | 776.4014 | 734.6469 | 700.5897 | 657.8647 | 670.4254 | 714.7759 | 782.965 | 843.7097 | 989.1374 | 927.6485 | 981.2312 | 859.545 | 931.7926 | 647.1059 | 867.9165 | 782.8822 | 1015.3704 | 1193.8376 | 1204.7881 | 1214.7361 | 1209.2992 | 1073.4015 | 1028.5425 | 947.4955
2048-01-12 | 983.702 | 747.5428 | 699.9436 | 657.5132 | 669.4703 | 700.4583 | 746.1069 | 812.8998 | 939.9911 | 828.0264 | 860.9998 | 844.6648 | 772.2326 | 566.7445 | 759.294 | 773.3785 | 1044.708 | 1175.9536 | 1388.2702 | 1324.2554 | 1339.6135 | 1182.8888 | 1119.2316 | 1056.596
2048-01-13 | 948.3147 | 819.4194 | 676.5302 | 651.6661 | 687.8675 | 898.6556 | 1073.6908 | 1205.5155 | 1203.6367 | 1001.9042 | 898.8146 | 921.7153 | 793.2616 | 716.6145 | 723.9119 | 959.008 | 1170.6185 | 1339.1011 | 1322.0385 | 1306.7451 | 1175.8038 | 1136.8323 | 1043.7405 | 900.3957
2048-01-14 | 813.5182 | 733.4684 | 692.4503 | 670.6737 | 705.2961 | 916.7856 | 1101.36 | 1197.5368 | 1234.5977 | 1076.5092 | 946.6171 | 950.4592 | 970.3835 | 798.6772 | 834.2406 | 979.0965 | 1198.2949 | 1359.695 | 1314.3194 | 1279.847 | 1159.9534 | 1135.933 | 1037.0765 | 895.1675
2048-01-15 | 757.4254 | 705.55 | 658.0243 | 639.8213 | 670.5399 | 894.604 | 1052.9481 | 1173.8244 | 1242.0117 | 1010.0426 | 913.0155 | 927.9249 | 968.9299 | 816.088 | 854.8978 | 984.7355 | 1240.9142 | 1334.2797 | 1311.4455 | 1219.0247 | 1143.4257 | 1101.2985 | 1012.2967 | 870.5084
2048-01-16 | 779.8114 | 722.2522 | 681.1418 | 662.1433 | 701.5398 | 913.2618 | 1067.352 | 1163.543 | 1300.0285 | 1122.7724 | 1024.6434 | 962.3279 | 1038.0509 | 890.2805 | 854.4082 | 966.3589 | 1199.8029 | 1325.9362 | 1334.2166 | 1263.8845 | 1253.0517 | 1130.4841 | 1017.2882 | 907.5359
2048-01-17 | 783.5989 | 725.1734 | 677.0474 | 656.2129 | 694.6584 | 878.6307 | 1067.9214 | 1177.1631 | 1244.108 | 1045.9694 | 976.1378 | 963.4912 | 960.9395 | 828.2561 | 836.5822 | 932.8629 | 1158.9643 | 1331.5733 | 1270.6244 | 1150.8598 | 1157.0702 | 1108.347 | 1000.7381 | 935.6299
2048-01-18 | 772.3691 | 730.3638 | 697.0164 | 654.6745 | 667.1948 | 710.8914 | 778.8466 | 836.8789 | 970.6265 | 888.5756 | 913.5842 | 776.098 | 692.5121 | 556.5012 | 775.2084 | 732.8334 | 965.5938 | 1143.1607 | 1187.8552 | 1212.5275 | 1201.7133 | 1072.0587 | 1026.406 | 937.8839
2048-01-19 | 969.8275 | 730.4937 | 685.0821 | 644.2844 | 656.429 | 684.9078 | 729.6329 | 798.3539 | 923.9784 | 814.7517 | 843.1711 | 828.4356 | 738.922 | 556.9388 | 731.2161 | 737.6015 | 1022.705 | 1138.6627 | 1358.4629 | 1305.1265 | 1323.4764 | 1165.0696 | 1100.5775 | 1036.1144
2048-01-20 | 956.3228 | 826.4012 | 677.4427 | 639.63 | 658.825 | 799.8152 | 910.842 | 1033.921 | 1122.2354 | 985.3379 | 866.3258 | 924.2937 | 928.8852 | 869.7725 | 818.0735 | 1028.4228 | 1166.047 | 1306.0848 | 1283.3387 | 1282.0955 | 1145.873 | 1117.2854 | 1007.5488 | 866.3443
2048-01-21 | 805.143 | 719.3563 | 674.4198 | 660.6742 | 698.9838 | 908.9084 | 1093.2445 | 1182.3804 | 1217.3517 | 1071.5523 | 955.2001 | 963.2851 | 1019.1261 | 804.0135 | 799.2528 | 952.9449 | 1151.461 | 1313.8471 | 1299.8738 | 1274.0211 | 1152.4742 | 1118.8901 | 1032.8766 | 886.6274
2048-01-22 | 763.6943 | 712.9672 | 665.8111 | 646.8519 | 686.4312 | 912.1344 | 1069.1009 | 1188.1873 | 1260.6917 | 1034.3594 | 946.9655 | 940.2218 | 968.0534 | 810.2933 | 828.4744 | 941.7707 | 1184.4642 | 1324.7512 | 1333.1335 | 1240.1313 | 1156.0626 | 1113.9546 | 1025.1672 | 880.3791
2048-01-23 | 723.628 | 667.5248 | 622.5426 | 607.9813 | 646.6699 | 847.2867 | 997.3154 | 1075.9157 | 1184.3107 | 999.0059 | 874.3287 | 829.3733 | 914.4934 | 843.8879 | 805.4171 | 901.1995 | 1117.9535 | 1210.3896 | 1239.5717 | 1192.5114 | 1177.0826 | 1051.7102 | 934.4409 | 830.1916
2048-01-24 | 742.7715 | 683.0441 | 634.4986 | 616.903 | 654.7239 | 830.5876 | 1017.3815 | 1123.5752 | 1181.4194 | 977.0593 | 903.878 | 894.4085 | 924.2958 | 807.4735 | 772.5708 | 866.6401 | 1083.7708 | 1244.3585 | 1200.482 | 1100.8945 | 1096.0242 | 1051.7625 | 942.0984 | 877.0376
2048-01-25 | 748.7476 | 707.4152 | 671.3904 | 630.8852 | 643.0035 | 681.7611 | 747.9911 | 802.9505 | 945.9654 | 896.2433 | 910.0691 | 784.2956 | 886.5761 | 649.8174 | 861.2916 | 765.7868 | 950.0341 | 1118.3534 | 1156.9993 | 1176.0874 | 1170.7839 | 1033.8091 | 987.605 | 907.8875
2048-01-26 | 990.2449 | 752.7498 | 706.6708 | 663.7233 | 675.7832 | 708.0528 | 754.1444 | 827.9522 | 958.8172 | 849.5134 | 856.7403 | 829.5322 | 721.3065 | 563.4035 | 725.6766 | 756.3543 | 1022.1789 | 1148.344 | 1387.2805 | 1334.0231 | 1348.5702 | 1192.6306 | 1129.0851 | 1064.5382
2048-01-27 | 930.0521 | 802.2665 | 660.4819 | 636.8639 | 672.5126 | 880.1833 | 1054.4721 | 1182.6998 | 1193.5428 | 992.3758 | 893.4074 | 948.1741 | 972.9012 | 848.1362 | 836.8642 | 1058.9856 | 1194.3662 | 1313.5616 | 1294.0108 | 1285.6861 | 1153.9522 | 1121.0501 | 1027.0491 | 882.9071
2048-01-28 | 784.2986 | 703.6783 | 660.5063 | 641.0991 | 675.1872 | 880.1912 | 1062.8002 | 1146.0624 | 1163.5512 | 997.3916 | 889.2766 | 921.3082 | 971.47 | 775.1528 | 727.4067 | 870.4449 | 1077.4531 | 1237.1594 | 1260.3283 | 1242.1051 | 1118.6229 | 1087.1282 | 993.5203 | 852.373
2048-01-29 | 756.1593 | 707.3403 | 660.7221 | 642.3932 | 681.7836 | 906.4234 | 1063.0465 | 1189.8673 | 1256.6123 | 1011.6575 | 918.8529 | 910.3975 | 932.9275 | 786.0445 | 799.6582 | 916.5012 | 1192.1573 | 1311.3982 | 1323.347 | 1235.096 | 1151.6612 | 1104.8462 | 1015.4492 | 873.3688
2048-01-30 | 766.2785 | 709.9338 | 668.6464 | 650.7057 | 690.0795 | 899.4005 | 1052.5669 | 1138.7993 | 1239.6036 | 1061.862 | 941.232 | 894.9242 | 865.3682 | 815.7513 | 763.1795 | 893.5815 | 1102.1341 | 1233.6982 | 1308.7227 | 1248.3351 | 1239.9668 | 1112.0294 | 998.7917 | 891.543
2048-01-31 | 783.5649 | 724.6507 | 677.1252 | 656.2554 | 695.105 | 879.3005 | 1069.0316 | 1175.4647 | 1240.9404 | 1035.009 | 953.0472 | 939.0452 | 898.9952 | 783.3358 | 813.3021 | 923.9801 | 1132.5165 | 1290.5287 | 1266.9672 | 1152.737 | 1157.0906 | 1107.5811 | 1001.0086 | 935.8877
2048-02-01 | 821.7644 | 794.944 | 760.2876 | 713.3696 | 734.1839 | 799.3908 | 860.639 | 923.4565 | 1028.511 | 919.2486 | 964.2527 | 864.3337 | 845.8009 | 662.7696 | 858.6337 | 766.1825 | 967.111 | 1180.5261 | 1200.7772 | 1253.7364 | 1248.4047 | 1117.1423 | 1067.4797 | 991.7604
2048-02-02 | 1008.32 | 784.8818 | 734.7472 | 692.971 | 713.2749 | 762.4832 | 801.6182 | 872.243 | 979.8907 | 880.093 | 918.0524 | 868.0634 | 836.4493 | 590.9464 | 820.7526 | 764.5117 | 1036.3298 | 1125.0366 | 1349.3899 | 1322.3159 | 1349.9318 | 1194.6557 | 1123.6643 | 1076.2177
2048-02-03 | 969.559 | 859.821 | 712.9058 | 684.3188 | 724.622 | 941.9222 | 1100.282 | 1246.1861 | 1266.2716 | 1070.3638 | 947.2598 | 994.8438 | 978.318 | 909.3412 | 775.998 | 940.7981 | 1141.383 | 1298.9677 | 1268.9543 | 1299.6948 | 1174.7107 | 1140.7331 | 1044.3099 | 920.2198
2048-02-04 | 823.9931 | 758.6999 | 712.5932 | 688.7168 | 727.2987 | 942.0023 | 1108.7209 | 1199.1003 | 1220.8759 | 1066.3009 | 934.6374 | 937.5254 | 1007.258 | 822.3883 | 763.5521 | 858.6185 | 1087.1161 | 1262.2706 | 1241.1829 | 1253.0914 | 1141.4044 | 1116.239 | 1017.7512 | 891.5227
2048-02-05 | 810.9276 | 772.904 | 723.9465 | 700.2466 | 744.3134 | 980.9221 | 1123.1544 | 1248.4038 | 1295.2863 | 1014.7613 | 924.6956 | 926.5729 | 975.0275 | 830.4359 | 822.3517 | 892.2148 | 1141.3455 | 1300.1365 | 1317.8272 | 1262.3402 | 1189.7553 | 1150.2959 | 1054.8783 | 923.2782
2048-02-06 | 810.2348 | 767.4857 | 723.987 | 700.9888 | 745.1347 | 965.2082 | 1103.1724 | 1198.1479 | 1308.0136 | 1123.8248 | 1027.6397 | 987.4032 | 1023.3923 | 948.0621 | 812.9673 | 899.7118 | 1131.4687 | 1279.4046 | 1301.1833 | 1268.2914 | 1266.8721 | 1146.0885 | 1025.1884 | 934.1909
2048-02-07 | 827.7634 | 781.8327 | 732.9804 | 707.4312 | 750.9459 | 946.1168 | 1121.241 | 1234.1559 | 1229.5866 | 985.1313 | 907.4592 | 901.4871 | 715.899 | 736.9074 | 721.5816 | 845.5684 | 1092.4252 | 1259.7092 | 1247.7275 | 1175.5689 | 1189.1211 | 1144.8132 | 1027.0722 | 975.6273
2048-02-08 | 814.6897 | 788.3796 | 753.4327 | 707.0315 | 727.7474 | 791.6401 | 852.4078 | 906.2261 | 1001.1043 | 877.4076 | 889.8996 | 767.1744 | 644.1299 | 531.7047 | 779.0683 | 711.5414 | 925.7401 | 1127.1291 | 1185.3511 | 1242.6542 | 1239.6482 | 1107.6393 | 1052.4497 | 984.5746
2048-02-09 | 1034.5407 | 810.5292 | 765.0668 | 718.7344 | 739.4797 | 794.0301 | 835.1135 | 898.7699 | 983.7139 | 846.1041 | 866.0756 | 850.7234 | 668.2294 | 556.3889 | 700.3444 | 697.8296 | 1002.3918 | 1141.6455 | 1381.8768 | 1363.8457 | 1383.335 | 1230.6979 | 1162.3638 | 1113.7727
2048-02-10 | 1003.7222 | 888.8541 | 746.4748 | 716.711 | 757.8551 | 981.7758 | 1142.4689 | 1279.3482 | 1292.5283 | 1061.755 | 960.5599 | 975.9484 | 923.2675 | 792.6195 | 787.8896 | 989.1826 | 1165.8317 | 1331.4169 | 1324.3026 | 1341.2388 | 1225.0605 | 1187.7153 | 1090.3401 | 962.6531
2048-02-11 | 836.261 | 773.554 | 728.5838 | 703.4269 | 742.4526 | 960.6884 | 1128.4108 | 1210.7473 | 1229.4001 | 1049.4759 | 930.6821 | 929.4469 | 927.9263 | 772.9511 | 736.6909 | 822.4027 | 1050.6631 | 1258.2212 | 1261.1819 | 1270.5479 | 1167.0898 | 1137.7276 | 1038.062 | 912.7713
2048-02-12 | 811.5676 | 775.5321 | 728.2653 | 704.1332 | 748.2734 | 985.6947 | 1128.2165 | 1248.0396 | 1276.3596 | 1006.0087 | 887.4844 | 896.583 | 769.4483 | 684.7891 | 692.4391 | 841.9862 | 1148.3305 | 1266.9965 | 1313.9045 | 1261.6362 | 1193.7528 | 1153.0166 | 1057.9632 | 931.6448
2048-02-13 | 825.0867 | 779.847 | 739.4203 | 715.2427 | 760.0038 | 982.9549 | 1122.536 | 1219.8426 | 1357.9144 | 1202.5523 | 1124.9201 | 950.7817 | 1032.1049 | 971.2395 | 866.0041 | 944.1542 | 1156.7151 | 1295.5354 | 1321.5941 | 1288.0917 | 1283.3417 | 1165.6197 | 1051.3275 | 955.734
2048-02-14 | 833.5365 | 788.0597 | 738.9547 | 712.9452 | 756.5614 | 952.8723 | 1128.4222 | 1240.7018 | 1299.1208 | 1098.0445 | 1030.4494 | 1051.84 | 1063.0006 | 1014.8425 | 856.325 | 929.5856 | 1153.8665 | 1306.2532 | 1271.7748 | 1191.2696 | 1197.1983 | 1149.5982 | 1038.9214 | 984.7307
2048-02-15 | 842.8476 | 814.2514 | 781.692 | 733.1147 | 754.2687 | 823.5655 | 886.3125 | 950.3241 | 1085.7516 | 991.3057 | 970.847 | 850.151 | 798.492 | 641.7213 | 830.1103 | 737.5581 | 941.4481 | 1145.9344 | 1227.6415 | 1280.9963 | 1276.7699 | 1147.5863 | 1095.0525 | 1021.6542
2048-02-16 | 1020.2658 | 795.6361 | 748.1894 | 704.6442 | 725.1442 | 776.7727 | 816.7928 | 863.2631 | 977.9097 | 844.1055 | 835.6507 | 825.4493 | 677.9239 | 571.6588 | 718.7084 | 680.8832 | 972.837 | 1102.3429 | 1352.542 | 1341.091 | 1362.7067 | 1211.7567 | 1141.6818 | 1093.687
2048-02-17 | 1017.3646 | 907.5076 | 759.8474 | 712.2055 | 732.3231 | 880.9168 | 963.0587 | 1070.3721 | 1104.2575 | 936.8871 | 873.9457 | 893.6542 | 761.9126 | 637.4591 | 605.5423 | 829.7682 | 1035.656 | 1235.6996 | 1232.8338 | 1253.8122 | 1140.9611 | 1137.7123 | 1041.348 | 921.2849
2048-02-18 | 855.9353 | 785.4603 | 741.6002 | 722.5171 | 765.5661 | 988.5903 | 1158.1055 | 1236.5666 | 1257.0033 | 1061.5029 | 985.378 | 1018.9236 | 1072.1464 | 1001.5752 | 891.2082 | 961.7126 | 1161.2276 | 1310.4466 | 1300.31 | 1306.2015 | 1200.0877 | 1170.9898 | 1075.5193 | 949.1753
2048-02-19 | 827.0414 | 788.0746 | 740.0879 | 715.2702 | 751.6205 | 991.6811 | 1137.0671 | 1245.1749 | 1310.0723 | 1052.1596 | 942.6299 | 937.2247 | 858.3527 | 734.091 | 782.601 | 899.3572 | 1141.484 | 1280.5339 | 1317.4666 | 1275.5488 | 1205.4818 | 1171.8239 | 1076.4499 | 947.8198
2048-02-20 | 824.4617 | 782.2644 | 738.6766 | 714.6292 | 759.3365 | 982.288 | 1121.7646 | 1208.2426 | 1295.0242 | 1094.103 | 1000.5444 | 939.3617 | 920.0104 | 891.4356 | 840.8998 | 933.7212 | 1111.029 | 1262.0716 | 1317.0118 | 1287.5277 | 1280.7527 | 1166.7271 | 1048.4277 | 952.7666
2048-02-21 | 824.2999 | 776.9524 | 729.2017 | 704.1161 | 747.7459 | 942.3321 | 1116.9275 | 1206.575 | 1256.8311 | 1028.5193 | 939.7667 | 937.8438 | 820.7022 | 817.0338 | 781.3745 | 861.8771 | 1103.6184 | 1257.3549 | 1242.7729 | 1175.8575 | 1182.0394 | 1140.6367 | 1023.0997 | 972.3146
2048-02-22 | 833.4674 | 806.7008 | 772.3741 | 724.7688 | 745.7804 | 813.3559 | 875.4983 | 925.604 | 1032.1059 | 953.6891 | 1006.5479 | 876.071 | 873.1386 | 676.3533 | 910.631 | 826.9578 | 1006.0778 | 1171.2013 | 1221.4584 | 1269.6195 | 1265.9235 | 1134.7176 | 1083.3995 | 1008.079
2048-02-23 | 1024.3441 | 800.2662 | 754.0211 | 708.468 | 729.1108 | 781.5458 | 821.8656 | 875.1871 | 988.9313 | 840.9089 | 853.7318 | 843.2649 | 731.7668 | 589.9134 | 773.7217 | 716.338 | 985.2435 | 1110.6014 | 1360.0355 | 1343.5666 | 1375.1649 | 1220.6568 | 1147.2637 | 1094.2997
2048-02-24 | 983.8459 | 869.9534 | 725.1985 | 697.6833 | 738.22 | 958.2973 | 1117.6938 | 1236.5191 | 1249.3195 | 1035.4821 | 914.3218 | 951.6092 | 948.5963 | 813.6256 | 776.3749 | 961.1976 | 1109.9035 | 1282.5081 | 1276.965 | 1317.6115 | 1190.6169 | 1162.2568 | 1063.3666 | 936.1383
2048-02-25 | 818.4224 | 755.374 | 709.0833 | 685.4504 | 724.0314 | 938.1639 | 1104.7709 | 1167.7166 | 1182.0432 | 1001.0797 | 894.338 | 901.712 | 886.0826 | 772.0079 | 836.5914 | 915.5326 | 1064.7208 | 1227.1854 | 1231.9294 | 1249.43 | 1135.715 | 1111.1934 | 1012.9044 | 887.1069
2048-02-26 | 791.8687 | 757.1263 | 707.3153 | 684.8649 | 728.6694 | 962.0935 | 1103.1652 | 1204.7883 | 1251.427 | 965.9391 | 866.1394 | 871.483 | 755.6645 | 711.7576 | 701.8029 | 796.7503 | 1086.7866 | 1228.708 | 1273.802 | 1241.1514 | 1165.8533 | 1125.9712 | 1028.2275 | 901.7097
2048-02-27 | 778.8985 | 735.9789 | 692.0456 | 671.5649 | 715.5386 | 929.6604 | 1065.5888 | 1132.6335 | 1198.3136 | 956.642 | 875.5734 | 827.3808 | 721.4925 | 811.995 | 789.0045 | 839.7784 | 1064.5682 | 1193.6449 | 1235.1601 | 1228.5764 | 1221.723 | 1100.4402 | 981.1155 | 891.2447
2048-02-28 | 824.2268 | 781.0388 | 730.4046 | 705.3924 | 748.8575 | 943.6031 | 1118.5775 | 1215.7953 | 1284.8462 | 1066.2655 | 998.7761 | 1016.2994 | 1041.0319 | 953.828 | 967.1242 | 1022.0183 | 1200.8941 | 1304.8522 | 1253.5205 | 1176.1793 | 1185.9156 | 1142.4318 | 1025.8653 | 975.3725
2048-02-29 | 817.8972 | 792.3333 | 756.4799 | 709.8407 | 722.2907 | 786.769 | 849.7274 | 897.3542 | 1049.1608 | 966.3777 | 1007.8518 | 894.6366 | 978.6933 | 774.1547 | 1015.6379 | 897.4479 | 1032.359 | 1161.5442 | 1187.5551 | 1233.4821 | 1240.7379 | 1114.491 | 1058.6946 | 990.7037
2048-03-01 | 1014.8011 | 776.1855 | 726.1363 | 662.8126 | 667.901 | 681.5247 | 732.9291 | 830.299 | 981.2144 | 890.5735 | 915.5958 | 889.2321 | 819.0763 | 632.5326 | 780.618 | 735.6754 | 977.6836 | 1129.5687 | 1348.7867 | 1322.4276 | 1350.1632 | 1224.3521 | 1153.6131 | 1098.3904
2048-03-02 | 951.3148 | 823.2615 | 679.1707 | 634.4498 | 668.5748 | 849.9273 | 1020.3915 | 1163.3935 | 1163.5324 | 975.3492 | 888.691 | 930.6555 | 864.9103 | 736.2164 | 652.5018 | 816.5768 | 1035.1756 | 1221.8878 | 1244.6026 | 1288.3975 | 1150.146 | 1140.7031 | 1042.7172 | 906.0948
2048-03-03 | 796.084 | 716.8876 | 670.704 | 633.0883 | 657.292 | 835.5687 | 1016.1401 | 1100.3462 | 1120.5996 | 980.8957 | 879.0147 | 819.0286 | 783.6156 | 666.8774 | 723.1987 | 833.8921 | 1012.2593 | 1179.1275 | 1194.1135 | 1216.9818 | 1105.6717 | 1113.2151 | 1008.8875 | 872.9614
2048-03-04 | 780.9314 | 732.6601 | 682.5368 | 642.8623 | 664.0454 | 863.7897 | 1020.8817 | 1167.3722 | 1230.3902 | 997.8189 | 903.4685 | 917.7178 | 890.4113 | 750.6238 | 816.9736 | 916.1757 | 1151.7839 | 1252.155 | 1268.7319 | 1214.2574 | 1149.8485 | 1139.7389 | 1045.4494 | 904.2783
2048-03-05 | 775.2705 | 719.5832 | 675.0359 | 636.8399 | 666.2833 | 847.5263 | 998.7492 | 1080.9849 | 1173.3974 | 970.6648 | 870.8381 | 701.799 | 624.1258 | 621.1871 | 597.4414 | 700.8225 | 936.515 | 1130.2304 | 1223.8766 | 1206.9259 | 1213.2302 | 1121.6327 | 1006.7204 | 903.5412
2048-03-06 | 799.7412 | 739.2463 | 689.4822 | 648.5958 | 677.361 | 835.3 | 1023.1697 | 1125.6093 | 1163.6159 | 951.7508 | 872.7289 | 775.1994 | 647.1276 | 628.6616 | 623.9126 | 752.4141 | 976.8175 | 1178.56 | 1195.5896 | 1125.7894 | 1149.0589 | 1129.8403 | 1017.8221 | 956.1511
2048-03-07 | 804.3395 | 760.2406 | 725.1109 | 663.0178 | 668.8602 | 695.2257 | 767.49 | 826.582 | 946.4164 | 849.5265 | 872.7271 | 671.5303 | 621.7577 | 534.0424 | 800.5818 | 726.7131 | 919.9746 | 1105.5291 | 1168.094 | 1206.3757 | 1216.7036 | 1116.8989 | 1067.4911 | 987.3613
2048-03-08 | 995.7316 | 758.0771 | 708.6639 | 648.0078 | 652.8432 | 663.3389 | 713.7245 | 784.1424 | 915.8857 | 820.4001 | 844.3566 | 830.7934 | 682.9448 | 639.4042 | 798.714 | 711.2317 | 943.5051 | 1057.6335 | 1319.7512 | 1301.0092 | 1332.668 | 1197.0306 | 1134.301 | 1076.6795
2048-03-09 | 983.6436 | 854.8147 | 712.7204 | 665.3362 | 700.3226 | 888.2448 | 1060.8439 | 1204.0059 | 1216.9822 | 1031.6715 | 915.6696 | 941.4704 | 789.9766 | 709.7434 | 726.2793 | 884.6379 | 1061.2183 | 1258.0339 | 1301.8218 | 1327.9171 | 1195.8388 | 1191.5382 | 1089.9705 | 949.3711
2048-03-10 | 830.2924 | 749.8781 | 707.0717 | 666.0406 | 690.7912 | 876.0632 | 1058.81 | 1132.1268 | 1146.7446 | 958.2945 | 870.4632 | 817.0877 | 684.4026 | 634.5569 | 661.7843 | 813.432 | 1010.0353 | 1208.0519 | 1234.8031 | 1259.1701 | 1159.3262 | 1164.3329 | 1061.4842 | 915.8395
2048-03-11 | 796.8427 | 747.046 | 697.5443 | 656.8214 | 678.2196 | 880.8543 | 1038.9203 | 1174.0401 | 1253.5144 | 1021.766 | 944.2471 | 958.5184 | 957.3793 | 781.8001 | 822.621 | 887.0639 | 1121.0543 | 1265.3118 | 1296.2756 | 1237.2515 | 1166.5957 | 1157.852 | 1066.1349 | 927.2826
2048-03-12 | 810.2306 | 751.416 | 710.8567 | 670.0273 | 700.0101 | 888.2551 | 1041.7111 | 1142.7877 | 1276.6103 | 1084.9296 | 981.626 | 916.2751 | 895.8664 | 820.0134 | 756.7971 | 808.399 | 1010.3965 | 1185.0299 | 1287.7768 | 1262.557 | 1264.2751 | 1176.175 | 1057.2051 | 949.6832
2048-03-13 | 824.049 | 762.5083 | 712.6223 | 671.6946 | 700.7928 | 863.2641 | 1052.7747 | 1145.4579 | 1208.7436 | 998.7373 | 923.6023 | 903.2771 | 756.9432 | 778.7045 | 773.8973 | 870.4675 | 1078.9704 | 1241.7594 | 1242.7491 | 1159.6436 | 1181.5145 | 1165.2673 | 1052.9878 | 990.4785
2048-03-14 | 817.9135 | 773.8115 | 741.2122 | 676.4523 | 681.9849 | 711.1265 | 784.4205 | 838.058 | 978.6689 | 914.3424 | 963.6531 | 825.6188 | 736.8718 | 647.4763 | 849.8023 | 776.6181 | 948.6597 | 1120.3497 | 1187.4727 | 1231.4193 | 1238.269 | 1140.535 | 1088.9131 | 1002.7661
2048-03-15 | 999.6373 | 761.5906 | 710.6174 | 650.6628 | 655.8108 | 667.2492 | 718.1703 | 769.2114 | 921.831 | 801.6222 | 820.1985 | 760.1764 | 601.1775 | 506.4539 | 681.9798 | 674.188 | 895.8427 | 1040.7608 | 1314.2385 | 1295.8603 | 1328.1489 | 1203.9962 | 1139.8111 | 1082.1377
2048-03-16 | 940.8126 | 812.6711 | 664.5457 | 622.732 | 657.3435 | 836.7613 | 1006.6638 | 1095.4189 | 1090.1668 | 905.1684 | 770.2252 | 747.8214 | 606.7655 | 623.8698 | 585.0575 | 745.0684 | 956.9476 | 1170.9484 | 1209.3054 | 1269.155 | 1134.6295 | 1129.4019 | 1026.9188 | 880.0327
2048-03-17 | 806.2364 | 727.7357 | 682.1947 | 643.8317 | 668.2171 | 848.7342 | 1029.5526 | 1077.4558 | 1078.0155 | 906.9059 | 799.1923 | 666.8107 | 605.3145 | 535.1114 | 556.7169 | 704.8704 | 927.7949 | 1141.0123 | 1183.9959 | 1231.404 | 1124.4323 | 1124.9121 | 1026.3631 | 882.1904
2048-03-18 | 764.2407 | 715.1578 | 665.2846 | 626.9199 | 647.8224 | 844.3301 | 1000.2239 | 1088.8148 | 1148.3715 | 893.3541 | 791.2026 | 773.1024 | 658.0236 | 616.3761 | 673.7456 | 748.837 | 1008.3466 | 1161.4049 | 1224.3078 | 1192.367 | 1128.3473 | 1113.5866 | 1020.4542 | 876.5945
2048-03-19 | 778.7545 | 721.6264 | 677.3194 | 639.742 | 669.2486 | 851.6419 | 1003.2345 | 1060.1408 | 1171.5848 | 1004.8209 | 916.605 | 868.5657 | 814.4714 | 784.9501 | 756.5311 | 777.6455 | 966.943 | 1125.204 | 1237.3012 | 1223.4015 | 1222.1596 | 1129.5443 | 1010.8617 | 900.8353
2048-03-20 | 801.1977 | 741.0916 | 689.3551 | 650.6129 | 679.4955 | 837.9616 | 1025.8429 | 1093.2238 | 1162.7354 | 941.012 | 897.4046 | 882.1857 | 721.1374 | 753.0591 | 782.9998 | 858.0617 | 1045.7243 | 1197.7293 | 1207.4645 | 1143.9155 | 1147.3641 | 1130.697 | 1021.7807 | 951.1463
2048-03-21 | 805.692 | 763.2847 | 730.0213 | 665.9062 | 671.7386 | 698.3773 | 771.3179 | 807.9819 | 952.0831 | 889.735 | 942.7234 | 791.1022 | 711.1225 | 564.6921 | 788.6761 | 725.0709 | 909.4585 | 1082.0999 | 1168.2597 | 1220.6412 | 1221.7942 | 1120.1641 | 1071.345 | 990.8508
2048-03-22 | 1013.1359 | 776.4145 | 728.2928 | 665.2414 | 670.3548 | 684.4775 | 735.8845 | 777.6379 | 944.2469 | 845.5797 | 886.3065 | 890.3318 | 818.4814 | 652.2084 | 812.2875 | 721.0589 | 1006.1936 | 1111.7428 | 1356.2081 | 1324.153 | 1356.7971 | 1229.5236 | 1158.9264 | 1099.6339
2048-03-23 | 970.6625 | 842.4889 | 696.5338 | 652.4065 | 679.3153 | 864.5899 | 1038.5023 | 1126.5309 | 1149.9922 | 967.9448 | 879.8396 | 898.8971 | 707.6844 | 683.1842 | 684.7963 | 887.9535 | 1065.9986 | 1233.6598 | 1261.5765 | 1302.643 | 1169.2423 | 1172.997 | 1070.5546 | 932.8064
2048-03-24 | 824.0653 | 744.2371 | 700.7236 | 659.8149 | 684.4586 | 868.3409 | 1050.5683 | 1093.7966 | 1131.6753 | 1009.4216 | 900.819 | 926.2315 | 921.5007 | 764.8512 | 770.8739 | 836.1733 | 1018.3159 | 1205.7037 | 1225.2872 | 1256.1647 | 1148.6184 | 1140.7085 | 1055.0253 | 913.3484
2048-03-25 | 805.6678 | 754.2048 | 708.1442 | 666.6168 | 688.2148 | 892.7695 | 1051.2952 | 1119.5016 | 1204.2181 | 970.826 | 924.0074 | 949.7 | 842.8848 | 766.7372 | 795.2695 | 870.1658 | 1110.0668 | 1248.6135 | 1300.4861 | 1250.2261 | 1179.373 | 1171.374 | 1081.6366 | 941.2444
2048-03-26 | 845.1464 | 791.197 | 742.8264 | 682.7588 | 684.2084 | 794.7171 | 875.9185 | 912.9293 | 1096.7799 | 934.9148 | 860.3408 | 719.3306 | 613.3502 | 620.2071 | 581.5104 | 696.8205 | 930.9194 | 1143.3655 | 1227.0092 | 1187.5191 | 1219.286 | 1159.967 | 1042.3861 | 942.7775
2048-03-27 | 817.5663 | 751.3064 | 699.8824 | 664.7257 | 697.5616 | 859.5426 | 1047.6945 | 1089.495 | 1144.6762 | 919.4749 | 841.9572 | 640.4403 | 598.2797 | 596.7587 | 602.5376 | 706.0937 | 979.9441 | 1189.7015 | 1214.6567 | 1156.2962 | 1160.0668 | 1158.9029 | 1049.0481 | 985.3009
2048-03-28 | 810.2098 | 766.3795 | 730.7128 | 669.2752 | 674.6149 | 701.8567 | 773.8078 | 764.1443 | 938.8151 | 883.7369 | 947.0657 | 771.8787 | 678.9379 | 564.3338 | 752.969 | 660.9506 | 849.6963 | 1066.1589 | 1167.7396 | 1223.1099 | 1229.3643 | 1124.44 | 1076.2681 | 996.2344
2048-03-29 | 1007.5389 | 768.6342 | 719.5161 | 658.4162 | 663.5159 | 676.6495 | 724.1596 | 746.618 | 899.8569 | 803.4728 | 802.0332 | 720.07 | 561.7413 | 455.7325 | 637.6725 | 627.9592 | 895.7783 | 1039.7285 | 1316.9927 | 1305.7501 | 1345.6241 | 1219.0769 | 1154.9836 | 1089.9771
2048-03-30 | 971.6724 | 843.064 | 698.0911 | 653.6004 | 688.0252 | 873.531 | 1044.7641 | 1102.7643 | 1132.7686 | 930.6311 | 823.5277 | 777.7497 | 628.5866 | 592.8509 | 593.8792 | 755.9398 | 973.7187 | 1213.893 | 1256.3912 | 1311.2712 | 1181.9743 | 1171.5156 | 1068.9386 | 933.9713
2048-03-31 | 843.4652 | 763.0365 | 720.2809 | 679.023 | 703.9312 | 891.8106 | 1074.4112 | 1099.2032 | 1128.0912 | 994.5124 | 933.0146 | 944.9576 | 871.1777 | 766.8353 | 756.2848 | 853.2631 | 1071.8499 | 1256.5379 | 1263.6204 | 1282.212 | 1178.6622 | 1178.5925 | 1080.7556 | 938.4817
2048-04-01 | 848.1701 | 796.4358 | 735.4351 | 701.3988 | 732.1953 | 930.672 | 1078.0866 | 1158.3181 | 1262.835 | 1013.4554 | 951.6171 | 910.6661 | 801.1275 | 738.6869 | 806.9139 | 925.7648 | 1229.6896 | 1332.7629 | 1342.8499 | 1289.7507 | 1262.7295 | 1229.825 | 1121.2301 | 999.6263
2048-04-02 | 846.0897 | 787.3052 | 730.4833 | 696.9957 | 737.6993 | 918.7201 | 1061.3312 | 1111.8173 | 1269.5166 | 1093.6639 | 1005.5193 | 871.3254 | 813.1991 | 832.7166 | 847.6782 | 936.6928 | 1159.2505 | 1283.057 | 1328.6713 | 1297.1314 | 1332.9708 | 1227.6153 | 1090.3043 | 998.9308
2048-04-03 | 881.5348 | 822.7124 | 753.1092 | 699.4668 | 717.473 | 789.6287 | 890.8158 | 943.5502 | 1102.2391 | 917.305 | 876.3319 | 680.5248 | 607.0992 | 682.4986 | 729.9403 | 895.4559 | 1093.0046 | 1251.7975 | 1213.4583 | 1120.5659 | 1184.4572 | 1180.8036 | 1050.0112 | 1008.5221
2048-04-04 | 838.7354 | 790.3809 | 737.4805 | 689.0681 | 707.4414 | 724.6842 | 788.9643 | 797.4334 | 993.5931 | 929.2182 | 946.1536 | 727.2947 | 678.4366 | 528.0517 | 768.5983 | 753.666 | 954.846 | 1144.7645 | 1192.6668 | 1245.3342 | 1288.0508 | 1168.4704 | 1104.2651 | 1038.846
2048-04-05 | 1028.4875 | 791.111 | 725.4198 | 671.8594 | 686.1047 | 686.4237 | 727.9803 | 746.7063 | 904.2201 | 821.3547 | 849.3733 | 751.3179 | 689.2662 | 515.6344 | 697.2817 | 666.9093 | 973.469 | 1094.4004 | 1346.2676 | 1324.8336 | 1391.7307 | 1244.5975 | 1159.4586 | 1121.206
2048-04-06 | 994.554 | 866.0967 | 706.5461 | 670.2883 | 713.6682 | 889.8872 | 1048.913 | 1116.4167 | 1140.2811 | 969.5336 | 858.2318 | 828.0214 | 675.9106 | 646.7548 | 655.1335 | 834.3194 | 1076.3156 | 1258.3797 | 1285.2929 | 1336.4651 | 1235.0254 | 1200.5869 | 1084.0673 | 967.1217
2048-04-07 | 835.6345 | 756.554 | 697.0026 | 665.9042 | 699.9689 | 872.1147 | 1045.3688 | 1093.5822 | 1153.3068 | 1007.4923 | 881.8765 | 879.6549 | 855.4103 | 743.3494 | 847.2473 | 963.0582 | 1129.1223 | 1258.2309 | 1244.8452 | 1269.2843 | 1184.4464 | 1164.1071 | 1047.9523 | 930.0249
2048-04-08 | 793.7959 | 745.1648 | 681.5849 | 650.2388 | 680.1537 | 867.7346 | 1008.9619 | 1086.8095 | 1205.0348 | 953.4627 | 859.438 | 849.1268 | 748.0815 | 714.1718 | 740.09 | 842.3967 | 1112.8785 | 1223.5775 | 1266.9166 | 1221.8918 | 1185.6812 | 1153.9215 | 1039.8373 | 925.3183
2048-04-09 | 803.9416 | 747.2987 | 690.4818 | 659.4557 | 697.9981 | 870.5875 | 1009.2638 | 1029.0501 | 1171.3477 | 974.4515 | 871.9961 | 671.1199 | 706.7718 | 697.5163 | 690.231 | 784.8109 | 1023.1291 | 1177.9529 | 1254.8797 | 1242.1103 | 1270.2751 | 1167.3661 | 1024.8328 | 944.7762
2048-04-10 | 818.6375 | 759.262 | 694.6822 | 661.6621 | 699.4787 | 846.6229 | 1017.5392 | 1054.27 | 1118.0156 | 911.8436 | 849.5514 | 675.5607 | 667.0592 | 660.4065 | 705.6057 | 831.9167 | 1064.4424 | 1212.6634 | 1211.6242 | 1145.4334 | 1189.537 | 1155.3555 | 1024.2758 | 984.1894
2048-04-11 | 823.4795 | 780.4716 | 732.5022 | 676.3178 | 690.5018 | 703.9218 | 760.951 | 777.825 | 955.8728 | 873.4193 | 930.0731 | 733.5789 | 653.5501 | 493.5119 | 735.124 | 700.5581 | 932.1811 | 1094.9856 | 1165.6003 | 1225.0224 | 1259.2518 | 1143.6305 | 1073.8185 | 1016.0548
2048-04-12 | 1007.7207 | 772.4832 | 708.2016 | 654.0023 | 667.1931 | 662.8792 | 694.1257 | 693.6239 | 870.8219 | 781.9096 | 783.8701 | 621.5609 | 578.2026 | 457.1178 | 622.004 | 628.6571 | 896.3783 | 1051.3461 | 1309.7036 | 1300.2556 | 1356.1241 | 1216.8726 | 1127.9006 | 1094.5919
2048-04-13 | 998.5704 | 871.2262 | 712.1699 | 675.2494 | 718.9039 | 895.7393 | 1053.2023 | 1125.0854 | 1156.945 | 976.6848 | 826.7127 | 758.726 | 659.2596 | 631.4309 | 687.6139 | 918.506 | 1142.348 | 1284.3043 | 1299.338 | 1349.2986 | 1238.3738 | 1207.6141 | 1094.3388 | 973.2975
2048-04-14 | 847.7882 | 768.5621 | 709.2727 | 677.1201 | 711.3487 | 885.8976 | 1052.5913 | 1088.2526 | 1162.3331 | 990.8247 | 878.823 | 896.6838 | 823.0889 | 753.4247 | 761.2353 | 899.03 | 1112.3477 | 1269.0532 | 1247.4856 | 1285.519 | 1202.5604 | 1178.1028 | 1065.0523 | 947.0824
2048-04-15 | 821.1404 | 770.7584 | 709.9735 | 676.5869 | 706.9852 | 900.1846 | 1044.1229 | 1104.8951 | 1180.96 | 955.0012 | 853.6365 | 727.3312 | 714.199 | 665.4577 | 747.553 | 837.9582 | 1112.6993 | 1246.7412 | 1298.0357 | 1253.44 | 1223.6972 | 1193.0801 | 1083.3034 | 963.077
2048-04-16 | 831.1867 | 772.9768 | 715.0723 | 684.2396 | 723.6671 | 902.0102 | 1033.9887 | 1070.3467 | 1215.2983 | 1040.5596 | 967.0895 | 839.9234 | 824.2013 | 829.028 | 776.7022 | 860.5262 | 1078.3306 | 1230.2257 | 1279.3736 | 1262.2911 | 1310.3063 | 1204.3712 | 1066.1471 | 981.2851
2048-04-17 | 850.6267 | 789.7046 | 726.9008 | 692.4592 | 730.907 | 883.8144 | 1031.3589 | 1101.2647 | 1225.2113 | 1040.2338 | 979.8192 | 945.3133 | 810.4283 | 822.5504 | 836.456 | 943.1073 | 1171.2853 | 1310.735 | 1269.3437 | 1194.0354 | 1240.2704 | 1198.7723 | 1072.2656 | 1030.3217
2048-04-18 | 842.9839 | 798.9844 | 752.6037 | 695.0642 | 709.1383 | 726.6224 | 776.1797 | 778.3527 | 938.073 | 870.3085 | 905.4295 | 567.1033 | 609.0259 | 483.8514 | 747.9519 | 704.5704 | 932.366 | 1117.3798 | 1197.0501 | 1249.6546 | 1280.301 | 1164.6201 | 1101.7998 | 1042.7931
2048-04-19 | 1041.0708 | 803.3757 | 739.6606 | 685.4688 | 699.6496 | 702.4394 | 731.6893 | 763.5494 | 972.402 | 897.7809 | 917.5182 | 894.9781 | 756.2638 | 613.9159 | 797.7925 | 769.9388 | 1055.4311 | 1151.7544 | 1367.8307 | 1346.2273 | 1411.053 | 1267.9126 | 1179.3732 | 1137.8717
2048-04-20 | 1007.6338 | 878.8896 | 720.2298 | 682.7474 | 727.074 | 905.6115 | 1051.6346 | 1134.0509 | 1185.1686 | 1030.065 | 957.6391 | 1003.7495 | 905.2676 | 786.9274 | 791.0758 | 972.1948 | 1143.4757 | 1303.8189 | 1313.8035 | 1355.7263 | 1250.2526 | 1221.7387 | 1102.5592 | 986.7268
2048-04-21 | 858.3543 | 778.1078 | 723.2373 | 687.9397 | 721.8297 | 898.3341 | 1054.7048 | 1095.5385 | 1143.6194 | 1011.4119 | 908.3773 | 851.8112 | 778.8034 | 749.9764 | 808.422 | 925.1519 | 1129.7378 | 1259.3158 | 1270.1573 | 1295.904 | 1219.2575 | 1193.468 | 1080.3292 | 963.348
2048-04-22 | 833.7739 | 785.2307 | 722.0927 | 687.5637 | 718.1541 | 913.6481 | 1050.0119 | 1104.5996 | 1227.0813 | 954.3174 | 864.9323 | 756.0721 | 795.9274 | 807.0152 | 828.2661 | 902.7048 | 1174.9106 | 1281.194 | 1324.6963 | 1273.9935 | 1241.4599 | 1205.6784 | 1099.7778 | 980.4834
2048-04-23 | 837.2289 | 781.9759 | 724.1355 | 690.2185 | 729.3971 | 909.0582 | 1044.7086 | 1076.1727 | 1213.147 | 1046.7866 | 963.2688 | 837.2386 | 853.2016 | 824.5888 | 788.781 | 896.1875 | 1130.7392 | 1244.3065 | 1314.2399 | 1290.9127 | 1319.7477 | 1211.5622 | 1075.8076 | 991.4833
2048-04-24 | 846.5683 | 789.1295 | 723.8897 | 687.8365 | 725.8644 | 878.633 | 1041.5078 | 1070.6718 | 1185.7063 | 986.2533 | 935.9662 | 837.8037 | 781.4287 | 756.985 | 794.1191 | 921.9387 | 1123.0814 | 1275.9627 | 1256.0875 | 1192.9791 | 1225.558 | 1196.0821 | 1064.4652 | 1023.038
2048-04-25 | 840.0816 | 795.8806 | 749.2838 | 692.0875 | 705.9478 | 723.0188 | 778.5982 | 771.6652 | 925.0936 | 834.6549 | 880.3198 | 557.6564 | 660.8936 | 491.9793 | 765.3684 | 698.04 | 922.2088 | 1106.6126 | 1185.8742 | 1244.7191 | 1277.6931 | 1165.6226 | 1097.1405 | 1038.8763
2048-04-26 | 1040.0569 | 801.7554 | 740.5377 | 684.412 | 697.7139 | 700.0792 | 724.9958 | 732.8808 | 916.26 | 812.3928 | 843.1762 | 681.5511 | 687.5513 | 579.9658 | 774.0114 | 749.3403 | 1026.3287 | 1115.417 | 1364.0167 | 1340.745 | 1411.9626 | 1262.143 | 1177.387 | 1135.9132
2048-04-27 | 1001.3017 | 873.4226 | 716.3629 | 677.5439 | 721.405 | 898.8435 | 1050.0021 | 1115.3745 | 1170.8715 | 984.4499 | 873.3702 | 890.8993 | 800.5728 | 774.0692 | 809.715 | 991.8628 | 1173.4451 | 1304.8343 | 1318.8503 | 1354.0194 | 1237.8164 | 1208.6292 | 1097.8995 | 977.6782
2048-04-28 | 842.468 | 766.6315 | 707.7834 | 673.2243 | 706.8741 | 880.5614 | 1029.8125 | 1062.3064 | 1134.0668 | 977.7754 | 881.4573 | 852.9199 | 773.4378 | 729.1439 | 761.5149 | 861.2888 | 1089.4928 | 1243.9559 | 1239.9073 | 1275.8244 | 1194.8724 | 1173.9415 | 1056.3752 | 940.7024
2048-04-29 | 818.9818 | 769.0949 | 704.7235 | 671.42 | 701.8186 | 894.016 | 1021.1876 | 1077.2646 | 1166.1394 | 913.4595 | 858.8974 | 726.1922 | 774.4578 | 745.2071 | 816.8074 | 926.8361 | 1176.1616 | 1267.3474 | 1288.0357 | 1258.2633 | 1215.1079 | 1182.492 | 1075.5987 | 956.3902
2048-04-30 | 819.8148 | 765.3333 | 706.142 | 674.0583 | 712.866 | 888.5956 | 1016.7376 | 1055.6364 | 1218.9472 | 1064.6315 | 971.836 | 868.7258 | 812.4908 | 826.6371 | 753.7397 | 862.2906 | 1068.7719 | 1196.7201 | 1246.2017 | 1239.1425 | 1291.0969 | 1184.6511 | 1050.5228 | 965.8149
2048-05-01 | 868.8715 | 789.9032 | 743.8712 | 720.0555 | 756.6074 | 887.4919 | 994.7966 | 1020.5988 | 1103.7901 | 885.2881 | 852.701 | 683.2819 | 699.057 | 698.5305 | 767.8617 | 864.5447 | 1114.0114 | 1259.0802 | 1208.2854 | 1151.5224 | 1195.1895 | 1167.1283 | 1063.7091 | 1018.1386
2048-05-02 | 870.2563 | 810.2659 | 778.7024 | 732.9717 | 747.0085 | 750.4425 | 783.0629 | 741.7075 | 930.3366 | 868.3974 | 908.7369 | 679.3609 | 700.8839 | 586.2435 | 829.6419 | 744.6409 | 909.5146 | 1107.0244 | 1160.984 | 1235.0895 | 1264.568 | 1149.9832 | 1111.7816 | 1046.0837
2048-05-03 | 1069.8306 | 813.7774 | 767.9049 | 724.6755 | 739.36 | 729.7251 | 738.8837 | 711.1346 | 895.6685 | 823.0507 | 861.7561 | 773.7166 | 699.9809 | 648.5431 | 823.2104 | 776.69 | 1006.848 | 1109.7561 | 1333.3607 | 1322.5354 | 1377.2792 | 1244.7181 | 1189.3121 | 1149.2627
2048-05-04 | 1048.8373 | 905.3684 | 762.1198 | 732.0893 | 774.567 | 935.0086 | 1057.344 | 1110.2438 | 1220.6043 | 1038.2202 | 926.6345 | 1050.4517 | 943.0335 | 824.3263 | 835.1839 | 1013.8584 | 1190.4128 | 1351.5132 | 1305.5924 | 1339.7328 | 1233.4508 | 1213.1389 | 1127.5921 | 1008.1715
2048-05-05 | 908.1054 | 811.0243 | 772.5227 | 746.6951 | 778.8392 | 939.2762 | 1078.1854 | 1093.684 | 1155.5261 | 1004.248 | 903.8557 | 860.19 | 780.0829 | 719.4914 | 748.653 | 874.8111 | 1084.417 | 1263.5966 | 1263.8254 | 1298.2452 | 1212.5802 | 1204.1195 | 1121.506 | 993.2563
2048-05-06 | 874.2292 | 802.8297 | 758.5294 | 736.2155 | 765.5749 | 944.1947 | 1055.7221 | 1101.8458 | 1180.0026 | 938.9406 | 815.503 | 681.3409 | 702.9458 | 690.7584 | 742.4755 | 867.2651 | 1123.1856 | 1273.9959 | 1281.6773 | 1266.4378 | 1225.3618 | 1200.3739 | 1127.6661 | 1002.3494
2048-05-07 | 875.9822 | 799.8438 | 757.8631 | 734.5019 | 771.7019 | 932.692 | 1038.0709 | 1055.1287 | 1199.3891 | 1017.9903 | 948.6946 | 823.2898 | 780.2943 | 779.7286 | 763.3313 | 864.5734 | 1094.1893 | 1237.5445 | 1272.8152 | 1272.8701 | 1299.0052 | 1195.762 | 1095.5611 | 1006.0962
2048-05-08 | 890.2152 | 813.6972 | 766.4755 | 740.6156 | 777.6804 | 913.7038 | 1053.9264 | 1082.1432 | 1174.8172 | 1005.3124 | 953.0831 | 935.2611 | 916.3585 | 942.7944 | 977.5051 | 1073.1021 | 1216.285 | 1301.8286 | 1236.7256 | 1173.8614 | 1219.6727 | 1198.817 | 1095.9871 | 1049.2066
2048-05-09 | 870.7506 | 809.4689 | 777.9771 | 733.5496 | 747.6266 | 750.5186 | 767.3156 | 749.6523 | 928.1554 | 855.5284 | 894.1592 | 670.2672 | 676.9234 | 553.7928 | 789.636 | 744.7348 | 931.3714 | 1121.9267 | 1160.7314 | 1230.3466 | 1265.6668 | 1150.1536 | 1110.817 | 1046.0753
2048-05-10 | 1081.7297 | 827.2745 | 781.5983 | 736.4656 | 751.0356 | 743.7728 | 760.0115 | 773.0628 | 933.1354 | 801.3809 | 838.6028 | 744.6913 | 671.3752 | 561.511 | 738.6455 | 730.0651 | 963.8235 | 1086.1972 | 1312.1741 | 1323.4707 | 1387.6857 | 1259.7009 | 1208.9875 | 1165.973
2048-05-11 | 1047.5239 | 900.6205 | 761.0716 | 730.9409 | 773.1489 | 933.2863 | 1023.581 | 1089.5723 | 1152.894 | 957.5062 | 868.7605 | 759.3916 | 767.6775 | 721.2494 | 718.5727 | 904.9342 | 1115.5224 | 1280.5598 | 1276.8434 | 1330.4152 | 1229.4981 | 1214.494 | 1126.2479 | 1007.3155
2048-05-12 | 875.1906 | 778.2259 | 736.383 | 714.4737 | 746.6773 | 900.6451 | 1026.7631 | 1011.81 | 1059.6148 | 925.1187 | 816.939 | 652.793 | 653.9377 | 606.7757 | 647.8951 | 793.6927 | 1012.0344 | 1200.5208 | 1184.0761 | 1253.2878 | 1167.722 | 1155.1106 | 1069.7818 | 951.831
2048-05-13 | 850.3505 | 780.8586 | 736.032 | 713.9786 | 742.8505 | 916.5109 | 1018.4202 | 1047.3559 | 1111.493 | 886.6662 | 787.9068 | 649.7998 | 683.7602 | 633.1099 | 689.1927 | 803.96 | 1081.1433 | 1219.0081 | 1234.6779 | 1240.3494 | 1189.9181 | 1171.3244 | 1091.6614 | 970.703
2048-05-14 | 851.4103 | 777.3324 | 735.1338 | 713.5319 | 750.4057 | 906.4782 | 1006.1744 | 1010.2734 | 1161.4527 | 991.6129 | 917.4963 | 815.3798 | 800.7475 | 769.848 | 759.218 | 833.5771 | 1033.1512 | 1174.6359 | 1234.9086 | 1244.1616 | 1268.4012 | 1164.0351 | 1063.3155 | 975.7828
2048-05-15 | 880.2426 | 803.5466 | 754.9914 | 729.9951 | 766.7716 | 900.7629 | 1038.9478 | 1037.8527 | 1126.3176 | 933.0832 | 861.5121 | 704.5143 | 702.0598 | 684.1199 | 727.885 | 819.9035 | 1057.8497 | 1246.0316 | 1217.15 | 1159.7446 | 1211.1472 | 1174.7908 | 1083.7038 | 1032.6789
2048-05-16 | 887.6875 | 828.4517 | 795.7333 | 748.6156 | 763.2484 | 769.97 | 790.501 | 769.6324 | 956.3185 | 864.1106 | 896.4361 | 621.4349 | 691.6874 | 546.3956 | 784.8025 | 727.3692 | 920.27 | 1103.274 | 1171.4923 | 1257.4248 | 1288.5395 | 1173.4716 | 1134.8991 | 1068.7538
2048-05-17 | 1073.7442 | 817.926 | 772.8272 | 728.2522 | 742.6808 | 733.7097 | 738.2681 | 734.4311 | 913.7595 | 829.3385 | 831.3937 | 739.4332 | 668.6506 | 570.5344 | 753.5905 | 749.8485 | 952.256 | 1080.8539 | 1324.5017 | 1328.8786 | 1384.1586 | 1247.1946 | 1195.9216 | 1154.2928
2048-05-18 | 1043.4312 | 899.9221 | 756.3638 | 727.1407 | 769.1047 | 928.4011 | 1046.7011 | 1101.6364 | 1151.2246 | 975.4671 | 852.1685 | 739.8445 | 718.6533 | 658.7603 | 693.0102 | 901.3519 | 1093.3367 | 1263.849 | 1268.7467 | 1329.4463 | 1224.5761 | 1205.3282 | 1120.5927 | 1000.8241
2048-05-19 | 896.35 | 798.609 | 759.4958 | 734.7473 | 766.7898 | 924.7812 | 1046.3662 | 1021.5296 | 1081.8679 | 935.8216 | 822.9363 | 641.6218 | 719.9345 | 632.9321 | 689.0424 | 819.0993 | 1035.6379 | 1214.5966 | 1221.3824 | 1279.9666 | 1197.6663 | 1186.9024 | 1100.5696 | 980.4275
2048-05-20 | 868.4806 | 798.2566 | 754.4195 | 730.4766 | 759.4104 | 936.6331 | 1038.0178 | 1060.8134 | 1134.1858 | 902.4654 | 830.0352 | 761.9904 | 787.0191 | 715.1087 | 756.8959 | 853.33 | 1110.5417 | 1255.041 | 1274.3762 | 1262.3521 | 1216.8165 | 1192.5538 | 1117.1991 | 993.8515
2048-05-21 | 865.3231 | 791.6539 | 749.0659 | 726.3674 | 763.4489 | 922.4036 | 1010.746 | 998.0386 | 1132.6212 | 980.3603 | 887.9636 | 675.2437 | 761.9793 | 721.9566 | 734.8986 | 842.054 | 1122.5006 | 1211.1494 | 1250.7667 | 1259.7282 | 1283.7452 | 1189.6691 | 1079.7811 | 994.0926
2048-05-22 | 891.2511 | 812.7092 | 764.8106 | 739.244 | 776.5491 | 912.2069 | 1037.2872 | 1054.3108 | 1126.6973 | 937.5242 | 889.2373 | 735.0691 | 793.3841 | 835.3168 | 882.0164 | 978.58 | 1127.1551 | 1284.6673 | 1231.24 | 1186.9554 | 1222.2288 | 1191.9872 | 1096.7577 | 1046.2691
2048-05-23 | 896.2454 | 835.5327 | 803.3629 | 755.492 | 770.3872 | 778.5537 | 795.4758 | 765.9453 | 945.1142 | 873.8315 | 905.0715 | 613.3569 | 684.3807 | 544.2007 | 810.9065 | 730.4755 | 921.5448 | 1126.9404 | 1184.678 | 1259.3825 | 1300.6598 | 1182.8017 | 1146.0271 | 1078.7553
2048-05-24 | 1066.9962 | 813.1663 | 766.2284 | 722.1114 | 736.4334 | 726.1735 | 719.5876 | 696.9632 | 902.3426 | 824.1003 | 846.6375 | 797.587 | 708.3767 | 580.6617 | 748.1721 | 713.1702 | 981.9601 | 1075.2964 | 1310.0707 | 1322.0778 | 1375.2012 | 1237.59 | 1186.6741 | 1145.6986
2048-05-25 | 1049.4601 | 905.0007 | 758.226 | 716.1538 | 747.7111 | 855.4741 | 897.0144 | 924.8711 | 1007.1367 | 861.1543 | 772.1597 | 663.8571 | 705.7705 | 744.6742 | 728.1845 | 953.0089 | 1085.432 | 1251.2712 | 1235.4351 | 1286.8349 | 1179.7266 | 1164.654 | 1078.325 | 959.4422
2048-05-26 | 888.556 | 786.7779 | 743.8478 | 726.8444 | 763.0499 | 920.2986 | 1030.9023 | 1028.224 | 1071.8101 | 926.8003 | 872.0426 | 860.5597 | 955.0483 | 920.1119 | 942.7878 | 1030.7572 | 1172.8245 | 1268.0347 | 1242.3748 | 1273.6695 | 1190.5744 | 1182.0652 | 1095.243 | 974.5793
2048-05-27 | 874.6882 | 806.7512 | 761.4427 | 736.9633 | 766.0422 | 944.6279 | 1038.6643 | 1069.3056 | 1160.8203 | 917.8742 | 883.8237 | 904.1067 | 935.4173 | 920.817 | 888.3221 | 998.1722 | 1255.6846 | 1332.9748 | 1305.2917 | 1272.7028 | 1225.0203 | 1204.8398 | 1123.8266 | 1002.3787
2048-05-28 | 875.0376 | 801.0894 | 759.2507 | 735.8796 | 765.0141 | 926.3338 | 1012.8759 | 1023.2176 | 1157.3289 | 1009.9628 | 933.403 | 861.7615 | 871.9282 | 907.0005 | 970.953 | 1044.8164 | 1187.6866 | 1262.6333 | 1279.5625 | 1268.2294 | 1296.5269 | 1196.1622 | 1098.5268 | 1007.8727
2048-05-29 | 887.5934 | 808.048 | 759.8481 | 734.7316 | 771.4709 | 906.2827 | 1030.8247 | 1050.8077 | 1129.8254 | 952.8502 | 912.7541 | 821.7107 | 855.5658 | 911.2003 | 981.2007 | 1053.4834 | 1213.3903 | 1304.2696 | 1232.8078 | 1182.3797 | 1214.796 | 1189.1508 | 1085.3247 | 1038.8087
2048-05-30 | 881.6763 | 823.4502 | 790.8924 | 744.2614 | 758.4995 | 764.2291 | 780.6836 | 747.3409 | 908.3034 | 862.4694 | 904.9776 | 739.1323 | 763.3162 | 664.0097 | 896.5483 | 806.0899 | 960.8964 | 1120.1626 | 1178.5017 | 1255.2348 | 1283.0159 | 1167.5666 | 1127.5529 | 1061.8165
2048-05-31 | 1082.2711 | 826.5812 | 782.0297 | 736.806 | 751.3745 | 744.1904 | 738.0157 | 721.6912 | 918.1606 | 855.5418 | 884.7366 | 893.8341 | 802.5093 | 625.7193 | 852.3983 | 811.5634 | 1037.6998 | 1130.5307 | 1354.1405 | 1340.8869 | 1395.5646 | 1259.5769 | 1208.7606 | 1166.5504
2048-06-01 | 1035.4656 | 882.6568 | 728.8435 | 699.1329 | 743.6469 | 917.4247 | 1059.2542 | 1129.96 | 1224.0385 | 1069.2436 | 991.1765 | 1026.463 | 959.8685 | 857.6224 | 885.7929 | 1115.6134 | 1275.9707 | 1380.6571 | 1370.0355 | 1405.3867 | 1290.9276 | 1260.37 | 1181.1106 | 1028.5962
2048-06-02 | 882.9839 | 779.9413 | 726.6949 | 701.0672 | 736.1079 | 906.5761 | 1051.53 | 1086.7788 | 1172.9847 | 1036.5781 | 936.3253 | 836.7363 | 804.6312 | 718.4572 | 750.6796 | 891.1507 | 1110.281 | 1285.8907 | 1275.0514 | 1340.2778 | 1256.2216 | 1232.2239 | 1148.768 | 996.0769
2048-06-03 | 852.0635 | 774.6746 | 719.1055 | 695.8975 | 727.0218 | 916.1067 | 1041.9992 | 1103.4827 | 1238.7591 | 1037.6718 | 940.2386 | 884.6752 | 838.3375 | 827.9432 | 873.0673 | 1000.139 | 1243.5687 | 1348.7342 | 1336.3915 | 1319.7418 | 1269.306 | 1241.4415 | 1162.9628 | 1010.7351
2048-06-04 | 857.6347 | 775.9518 | 724.1767 | 700.4284 | 739.8416 | 912.4365 | 1031.585 | 1076.851 | 1277.7251 | 1162.548 | 1077.9511 | 1049.0373 | 1060.2763 | 956.968 | 962.4957 | 1062.0933 | 1211.5128 | 1325.9444 | 1355.4334 | 1330.8062 | 1353.7371 | 1242.1858 | 1141.9135 | 1023.4098
2048-06-05 | 871.4992 | 785.4139 | 724.9475 | 698.9424 | 737.4617 | 882.9482 | 1036.1964 | 1099.828 | 1226.9577 | 1039.8475 | 998.5315 | 939.1654 | 833.0387 | 787.303 | 835.5519 | 970.5273 | 1212.4324 | 1325.5065 | 1271.9036 | 1229.162 | 1260.5636 | 1223.1209 | 1134.3633 | 1057.5022
2048-06-06 | 856.6662 | 789.9799 | 743.6979 | 695.5428 | 706.1927 | 704.5033 | 731.4101 | 744.2959 | 947.4471 | 914.4627 | 959.7914 | 789.2904 | 822.7 | 677.0012 | 976.1093 | 974.7019 | 1047.6887 | 1187.0904 | 1214.1446 | 1279.9967 | 1297.5456 | 1180.8921 | 1153.7267 | 1070.4162
2048-06-07 | 1064.956 | 803.0972 | 743.6397 | 695.9633 | 704.9606 | 687.7297 | 684.1916 | 696.1965 | 896.5727 | 821.9131 | 856.7823 | 688.9921 | 676.5488 | 565.895 | 725.8878 | 727.6132 | 1002.6714 | 1119.5501 | 1360.3066 | 1376.5238 | 1435.3604 | 1286.2739 | 1243.3323 | 1178.7941
2048-06-08 | 1023.6692 | 871.7001 | 717.0502 | 687.8892 | 732.4851 | 904.0162 | 1038.4112 | 1101.4103 | 1188.7023 | 1031.2733 | 933.2192 | 884.385 | 823.2249 | 731.8242 | 754.625 | 970.1934 | 1131.8249 | 1310.0552 | 1316.3304 | 1388.8496 | 1274.7303 | 1246.7131 | 1162.9332 | 1012.8967
2048-06-09 | 881.6046 | 775.1128 | 725.4306 | 700.0978 | 735.1029 | 905.3582 | 1051.8723 | 1085.3272 | 1175.1843 | 1051.3338 | 970.885 | 945.4768 | 878.913 | 811.1181 | 860.9539 | 1015.4316 | 1195.7558 | 1302.2472 | 1297.7941 | 1343.1348 | 1253.525 | 1229.9571 | 1145.9973 | 997.1912
2048-06-10 | 851.6665 | 774.2816 | 719.7193 | 695.2437 | 726.4638 | 915.3263 | 1041.2294 | 1124.4436 | 1258.0692 | 1051.8706 | 989.7262 | 1004.6413 | 894.2563 | 802.245 | 890.7314 | 1032.3818 | 1237.5981 | 1337.8275 | 1332.5039 | 1318.1799 | 1264.9643 | 1239.1915 | 1161.7796 | 1010.627
2048-06-11 | 901.5783 | 821.4217 | 764.0632 | 718.9069 | 727.2141 | 814.1373 | 855.2525 | 888.1672 | 1128.4703 | 1012.9698 | 939.0415 | 752.3706 | 739.3338 | 757.3979 | 734.0074 | 873.3603 | 1062.3544 | 1220.0119 | 1259.1163 | 1262.3446 | 1312.376 | 1229.9955 | 1128.5372 | 1028.0755
2048-06-12 | 868.1926 | 780.0648 | 716.4255 | 697.7313 | 740.195 | 886.6909 | 1032.583 | 1084.0165 | 1209.8114 | 1045.0524 | 986.0647 | 872.6539 | 834.345 | 824.0597 | 840.8569 | 994.3882 | 1196.5967 | 1317.8881 | 1276.995 | 1233.4256 | 1265.8385 | 1227.9131 | 1137.822 | 1062.4717
2048-06-13 | 866.873 | 799.0208 | 753.3918 | 704.3839 | 714.9597 | 715.1205 | 737.7128 | 730.1769 | 954.2261 | 900.9439 | 952.1309 | 673.7081 | 718.303 | 588.3384 | 852.0057 | 818.9075 | 985.838 | 1170.7144 | 1201.1095 | 1287.9925 | 1312.5296 | 1195.2021 | 1167.3382 | 1083.6444
2048-06-14 | 1068.7374 | 805.1093 | 745.3902 | 697.2759 | 706.6493 | 690.0463 | 698.6832 | 695.037 | 920.0408 | 849.366 | 891.1022 | 803.9749 | 720.9484 | 587.3457 | 778.3434 | 802.7079 | 1051.766 | 1152.3768 | 1386.9691 | 1378.8025 | 1442.2059 | 1291.8889 | 1245.8907 | 1182.6873
2048-06-15 | 1023.5795 | 870.5399 | 715.7256 | 686.8901 | 731.5355 | 902.8272 | 1045.1153 | 1133.7187 | 1234.3933 | 1100.3804 | 968.8528 | 1064.7604 | 962.2172 | 878.2857 | 817.0413 | 986.4339 | 1159.5958 | 1322.8183 | 1333.4229 | 1389.281 | 1272.8921 | 1244.5441 | 1162.2382 | 1010.7116
2048-06-16 | 874.4813 | 771.0011 | 718.1271 | 692.8277 | 727.5056 | 896.5928 | 1045.8119 | 1068.7723 | 1163.2455 | 1035.595 | 931.0513 | 826.0048 | 796.7842 | 734.5556 | 797.6953 | 947.5649 | 1146.932 | 1306.1555 | 1279.9867 | 1334.373 | 1240.6653 | 1220.8066 | 1136.2942 | 986.4372
2048-06-17 | 838.9861 | 762.1969 | 706.0966 | 682.5735 | 713.3774 | 899.9298 | 1028.4717 | 1115.9068 | 1262.5447 | 1069.5744 | 991.082 | 987.5199 | 925.2527 | 775.026 | 828.1675 | 924.3946 | 1149.6984 | 1290.6768 | 1308.0865 | 1301.9545 | 1249.7859 | 1218.1244 | 1142.563 | 992.6573
2048-06-18 | 855.0807 | 771.5355 | 721.0049 | 697.4392 | 736.7855 | 909.0196 | 1037.2643 | 1077.8418 | 1272.1107 | 1121.1137 | 1019.2305 | 912.0203 | 823.7527 | 813.3211 | 788.346 | 938.9615 | 1166.4098 | 1272.9379 | 1305.3392 | 1326.093 | 1352.4462 | 1238.4238 | 1135.6358 | 1020.5067
2048-06-19 | 860.3373 | 773.6532 | 715.7863 | 690.8911 | 729.2473 | 873.4857 | 1033.1096 | 1066.8674 | 1189.7252 | 1006.278 | 952.1681 | 816.1522 | 806.318 | 765.3038 | 786.3056 | 940.9447 | 1117.4308 | 1259.6046 | 1227.1099 | 1208.447 | 1246.8662 | 1216.2945 | 1120.8045 | 1047.3746
2048-06-20 | 843.99 | 773.1103 | 729.2958 | 682.7811 | 692.4633 | 688.3979 | 707.96 | 722.0845 | 953.6976 | 915.5966 | 939.8439 | 809.6357 | 774.8325 | 603.1908 | 797.2137 | 735.7041 | 898.9842 | 1093.6968 | 1151.3974 | 1257.3015 | 1286.7305 | 1159.5706 | 1133.9575 | 1052.3262
2048-06-21 | 1052.0192 | 787.2431 | 729.3591 | 682.35 | 691.2523 | 672.4174 | 680.6616 | 673.5648 | 877.8332 | 821.1255 | 864.7079 | 782.9543 | 726.2328 | 568.8674 | 729.4172 | 728.8903 | 955.2034 | 1086.5131 | 1320.2918 | 1352.3011 | 1414.8447 | 1272.7042 | 1220.8373 | 1160.8633
2048-06-22 | 1020.8549 | 864.5632 | 711.9136 | 684.6619 | 729.2673 | 900.3297 | 1034.2649 | 1098.1357 | 1168.1422 | 1023.9011 | 928.3344 | 824.6338 | 757.4516 | 715.23 | 736.7547 | 931.9434 | 1123.8836 | 1301.2181 | 1306.2764 | 1380.1868 | 1273.6819 | 1241.4498 | 1157.2644 | 1007.6634
2048-06-23 | 870.1154 | 764.4342 | 713.4488 | 688.5403 | 723.0551 | 891.2384 | 1043.1628 | 1072.7437 | 1170.194 | 1034.0303 | 931.8429 | 839.1826 | 791.7097 | 727.5584 | 717.7393 | 860.2277 | 1057.6096 | 1235.9753 | 1248.3525 | 1329.3333 | 1236.8236 | 1211.9753 | 1126.6468 | 980.4365
2048-06-24 | 858.618 | 780.4553 | 722.8773 | 701.4763 | 732.5431 | 922.6611 | 1054.621 | 1128.3189 | 1266.6224 | 1071.4343 | 1015.306 | 1055.7133 | 1005.2615 | 899.6276 | 954.088 | 1066.5246 | 1234.2461 | 1359.0317 | 1346.4471 | 1326.6571 | 1275.508 | 1245.1373 | 1171.5357 | 1019.6432
2048-06-25 | 860.1501 | 776.8354 | 724.0427 | 700.5361 | 739.9378 | 912.593 | 1035.6998 | 1081.8048 | 1259.0592 | 1115.9098 | 1009.4507 | 820.2958 | 787.2152 | 809.793 | 795.4634 | 924.7558 | 1124.9457 | 1259.1796 | 1302.3263 | 1328.584 | 1357.1248 | 1242.5442 | 1136.7081 | 1022.9795
2048-06-26 | 852.8728 | 766.8351 | 708.5098 | 684.2982 | 722.5055 | 865.2135 | 1023.1994 | 1064.8934 | 1184.6644 | 1039.9352 | 979.0445 | 910.9798 | 832.7572 | 798.6671 | 763.1947 | 911.0527 | 1142.5438 | 1281.9752 | 1228.3397 | 1205.5187 | 1239.9557 | 1203.1842 | 1110.6669 | 1036.8489
2048-06-27 | 867.1665 | 796.3226 | 754.1606 | 705.1128 | 715.7816 | 715.8876 | 747.4565 | 744.6094 | 946.0545 | 891.1997 | 945.1929 | 665.743 | 688.3161 | 583.8752 | 884.9292 | 877.4747 | 1031.5721 | 1170.214 | 1204.0146 | 1288.3022 | 1313.7624 | 1199.2163 | 1165.9245 | 1084.8201
2048-06-28 | 1067.2847 | 802.7168 | 745.1805 | 696.9641 | 706.2688 | 689.7878 | 697.8321 | 718.152 | 933.5333 | 883.6558 | 921.5525 | 848.8279 | 799.0055 | 670.4176 | 837.2179 | 861.2407 | 1086.5381 | 1167.3961 | 1381.7379 | 1382.0153 | 1438.2343 | 1292.6478 | 1243.6545 | 1181.2714
2048-06-29 | 1037.9922 | 884.1575 | 731.985 | 701.7759 | 746.7065 | 921.1555 | 1067.8352 | 1135.6335 | 1220.2717 | 1078.0031 | 975.3713 | 920.0367 | 835.8464 | 792.0261 | 838.1099 | 1085.3298 | 1199.9709 | 1343.3524 | 1344.8277 | 1407.5054 | 1297.1229 | 1267.6203 | 1181.5822 | 1032.6336
2048-06-30 | 883.6789 | 777.7367 | 728.0009 | 701.8917 | 736.7438 | 908.0719 | 1060.7014 | 1101.3709 | 1202.8054 | 1075.587 | 949.8388 | 886.5298 | 804.8946 | 739.762 | 834.0543 | 952.4997 | 1170.9736 | 1307.2179 | 1290.1374 | 1344.0883 | 1256.7603 | 1227.6955 | 1151.7262 | 999.8566
2048-07-01 | 889.4269 | 819.8066 | 761.2245 | 735.6457 | 762.3749 | 955.9828 | 1091.178 | 1165.8386 | 1289.1157 | 1084.2941 | 1017.9796 | 996.6472 | 947.3539 | 973.4933 | 1019.6601 | 1098.899 | 1337.2367 | 1431.6112 | 1397.3105 | 1389.3119 | 1328.7544 | 1299.34 | 1213.5306 | 1049.8676
2048-07-02 | 900.7033 | 823.1073 | 769.9208 | 744.6799 | 779.8394 | 958.0404 | 1090.4206 | 1133.6803 | 1304.4057 | 1157.1458 | 1086.5029 | 945.3606 | 935.2456 | 927.4535 | 914.7055 | 1024.9669 | 1226.3258 | 1361.515 | 1390.2269 | 1406.0963 | 1425.6844 | 1313.1864 | 1196.2537 | 1069.3766
2048-07-03 | 942.5514 | 864.3897 | 797.8829 | 749.8905 | 765.0093 | 836.532 | 921.3196 | 986.0152 | 1216.2822 | 1091.2941 | 1053.1192 | 1032.6883 | 873.8367 | 845.9065 | 837.0346 | 955.5855 | 1163.0816 | 1340.9236 | 1270.7149 | 1227.8052 | 1277.261 | 1257.4878 | 1149.6384 | 1088.8926
2048-07-04 | 894.8464 | 822.9085 | 775.5156 | 732.795 | 731.7175 | 727.2352 | 768.6564 | 790.6244 | 982.9735 | 964.8092 | 1015.3801 | 788.634 | 774.5652 | 622.5402 | 886.8806 | 823.4331 | 1009.2452 | 1198.3096 | 1220.5248 | 1332.986 | 1356.5635 | 1240.9265 | 1200.5777 | 1112.6808
2048-07-05 | 1100.023 | 837.8763 | 778.6368 | 730.1709 | 731.9509 | 709.5047 | 719.665 | 757.1882 | 957.3314 | 898.3361 | 962.9791 | 879.4692 | 802.4447 | 688.3755 | 844.2314 | 834.9956 | 1113.6507 | 1209.1493 | 1426.0419 | 1438.7413 | 1487.2663 | 1350.1136 | 1282.8736 | 1210.9957
2048-07-06 | 1054.0523 | 904.3791 | 749.3101 | 719.9643 | 760.3057 | 935.0996 | 1094.0601 | 1191.3964 | 1262.0429 | 1123.3582 | 1037.217 | 1078.5315 | 887.929 | 848.0605 | 832.587 | 1046.3713 | 1199.7773 | 1368.1274 | 1362.0105 | 1448.9511 | 1330.6579 | 1299.5047 | 1200.0172 | 1039.7299
2048-07-07 | 910.6883 | 807.9389 | 757.3799 | 731.1623 | 761.5235 | 935.7933 | 1098.63 | 1158.516 | 1218.5868 | 1102.7453 | 1015.6791 | 971.9117 | 880.0466 | 840.2495 | 841.5924 | 973.4305 | 1164.3526 | 1340.79 | 1323.7208 | 1405.4401 | 1300.3813 | 1281.8772 | 1181.341 | 1022.463
2048-07-08 | 893.1103 | 819.2815 | 764.0718 | 738.368 | 764.986 | 959.0922 | 1103.39 | 1198.3902 | 1330.872 | 1106.2281 | 1028.9561 | 1040.7443 | 946.1212 | 911.9314 | 909.9672 | 988.9471 | 1222.545 | 1371.7398 | 1380.5954 | 1393.7338 | 1333.4003 | 1305.0209 | 1216.1614 | 1053.3006
2048-07-09 | 878.2292 | 799.3321 | 747.1007 | 723.5728 | 758.3694 | 932.1837 | 1069.8293 | 1116.6343 | 1273.0934 | 1127.4186 | 1036.5881 | 870.3224 | 844.2383 | 860.2607 | 834.6936 | 957.193 | 1194.981 | 1322.4277 | 1346.7495 | 1381.0139 | 1395.5633 | 1281.0765 | 1162.5585 | 1038.7239
2048-07-10 | 901.0699 | 820.7661 | 760.214 | 733.2709 | 767.209 | 916.3558 | 1087.8876 | 1151 | 1271.2177 | 1103.798 | 1061.365 | 994.7399 | 880.2337 | 865.4945 | 944.0739 | 1043.8583 | 1264.1525 | 1365.1646 | 1316.2737 | 1287.6534 | 1309.4274 | 1281.2131 | 1172.2235 | 1090.6283
2048-07-11 | 897.5632 | 832.4461 | 786.8262 | 736.345 | 739.4678 | 735.2814 | 784.8521 | 815.0562 | 1035.4155 | 997.5944 | 1063.4286 | 944.5026 | 854.8593 | 672.9265 | 891.5516 | 819.9113 | 998.397 | 1198.4383 | 1233.8018 | 1340.4394 | 1355.8365 | 1239.8757 | 1203.0692 | 1113.5673
2048-07-12 | 1112.8141 | 850.557 | 791.7855 | 742.2505 | 744.2561 | 725.2524 | 740.8294 | 780.1185 | 973.9271 | 926.5125 | 983.9306 | 899.9801 | 818.9526 | 776.5644 | 980.8006 | 999.9708 | 1207.3115 | 1268.9305 | 1459.4422 | 1458.6782 | 1502.2981 | 1365.9775 | 1301.5957 | 1227.9242
2048-07-13 | 1067.1045 | 918.3314 | 763.6531 | 733.4809 | 773.6151 | 951.1494 | 1110.3054 | 1215.7407 | 1321.8829 | 1204.5392 | 1108.2125 | 1137.5651 | 1043.6615 | 906.8488 | 887.8454 | 1072.5923 | 1253.5778 | 1424.9713 | 1397.7411 | 1469.4163 | 1345.5852 | 1317.6772 | 1220.0601 | 1059.0368
2048-07-14 | 933.5186 | 830.3568 | 780.4235 | 752.3919 | 783.4736 | 961.7063 | 1133.3864 | 1191.1737 | 1272.0596 | 1149.9058 | 1054.0634 | 1051.8352 | 932.4716 | 882.8719 | 889.9198 | 1055.7586 | 1253.2743 | 1396.3643 | 1373.5321 | 1434.5422 | 1336.2098 | 1313.1186 | 1210.4546 | 1053.158
2048-07-15 | 906.0877 | 831.8359 | 777.4963 | 751.6836 | 778.4707 | 975.5501 | 1122.9473 | 1216.5701 | 1318.3924 | 1088.5707 | 1020.3762 | 1020.4786 | 961.1361 | 959.7697 | 1003.0011 | 1105.3953 | 1304.936 | 1415.107 | 1409.0446 | 1411.3711 | 1352.4904 | 1325.4371 | 1235.0417 | 1073.1557
2048-07-16 | 903.0552 | 823.7903 | 772.9544 | 747.5481 | 782.6684 | 961.5354 | 1103.5565 | 1165.1527 | 1336.8162 | 1181.2189 | 1069.569 | 958.8261 | 914.9028 | 955.0459 | 955.2149 | 1054.1033 | 1220.4599 | 1356.2819 | 1390.7009 | 1409.2366 | 1430.2006 | 1315.5576 | 1202.2906 | 1073.5024
2048-07-17 | 899.5245 | 820.5208 | 758.5111 | 731.7357 | 765.4069 | 914.3707 | 1092.1717 | 1179.0965 | 1288.6378 | 1130.9378 | 1088.2233 | 1096.9366 | 994.689 | 992.9922 | 1006.9727 | 1096.8865 | 1278.2785 | 1415.2404 | 1325.8416 | 1286.5318 | 1304.468 | 1278.5806 | 1170.1323 | 1088.1536
2048-07-18 | 893.7906 | 830.4226 | 783.1848 | 733.1386 | 736.1947 | 730.6876 | 774.6357 | 808.1183 | 1028.973 | 980.7391 | 1052.8142 | 952.1052 | 957.687 | 798.388 | 1040.7755 | 980.4509 | 1136.0222 | 1259.3509 | 1248.2077 | 1330.7353 | 1353.2199 | 1237.3568 | 1194.6309 | 1106.9125
2048-07-19 | 1108.378 | 849.2051 | 789.4748 | 738.5786 | 740.4962 | 720.0925 | 740.3002 | 781.8843 | 985.657 | 924.1019 | 975.9613 | 941.7464 | 804.9593 | 718.7824 | 870.4302 | 848.9753 | 1110.0603 | 1221.0468 | 1442.6191 | 1449.036 | 1502.7016 | 1357.5622 | 1294.3357 | 1221.4184
2048-07-20 | 1053.1548 | 905.5155 | 749.9107 | 720.4613 | 760.6314 | 935.493 | 1094.7611 | 1193.3551 | 1244.611 | 1079.0764 | 992.5613 | 954.5596 | 859.3907 | 826.8401 | 864.4875 | 1066.6839 | 1211.9827 | 1385.646 | 1378.308 | 1450.3525 | 1326.7117 | 1301.0797 | 1200.573 | 1040.117
2048-07-21 | 927.7098 | 825.2135 | 775.1985 | 747.9084 | 778.7415 | 955.893 | 1128.3047 | 1174.2294 | 1252.3264 | 1108.4335 | 1011.8684 | 946.6448 | 892.0006 | 862.3881 | 902.0567 | 1056.3768 | 1247.5353 | 1389.0972 | 1364.7341 | 1424.7951 | 1326.9463 | 1307.6949 | 1207.8071 | 1045.5354
2048-07-22 | 907.1892 | 832.9886 | 778.1707 | 751.8367 | 778.8751 | 975.9322 | 1127.5902 | 1254.1466 | 1371.4103 | 1113.3526 | 1041.3869 | 1053.388 | 940.332 | 909.0618 | 975.8793 | 1139.5123 | 1398.7975 | 1465.7338 | 1434.94 | 1407.8081 | 1352.1009 | 1327.9933 | 1237.1649 | 1074.4218
2048-07-23 | 895.931 | 815.9653 | 762.2787 | 737.6899 | 772.7435 | 949.544 | 1092.5862 | 1151.2907 | 1336.749 | 1199.6288 | 1105.5092 | 1038.9016 | 960.8761 | 1002.3597 | 978.7231 | 1058.7141 | 1235.6476 | 1359.4293 | 1386.6783 | 1400.4267 | 1413.4578 | 1304.7073 | 1182.6166 | 1058.798
2048-07-24 | 901.4987 | 819.9856 | 761.2433 | 734.6846 | 768.5123 | 917.4808 | 1099.1103 | 1203.0775 | 1345.0327 | 1191.5469 | 1144.4775 | 1157.7237 | 1202.8014 | 1081.9029 | 1057.4041 | 1130.1461 | 1302.5694 | 1408.1863 | 1337.1498 | 1289.0056 | 1312.8735 | 1280.7675 | 1173.4239 | 1091.7992
2048-07-25 | 897.7764 | 833.3202 | 785.6376 | 735.3905 | 738.5025 | 733.4595 | 778.6006 | 804.0227 | 1008.7638 | 966.7666 | 1026.832 | 854.5924 | 816.8874 | 700.2117 | 936.0572 | 907.5005 | 1084.5017 | 1245.9975 | 1255.6924 | 1337.9282 | 1354.1676 | 1238.3543 | 1198.8836 | 1110.3473
2048-07-26 | 1102.1129 | 841.5557 | 782.4284 | 732.0262 | 734.4076 | 712.6541 | 733.37 | 771.5386 | 996.4581 | 938.0299 | 978.657 | 987.6203 | 844.353 | 695.5971 | 865.737 | 860.379 | 1129.489 | 1228.4048 | 1437.4828 | 1443.4508 | 1489.2216 | 1352.6684 | 1284.4227 | 1213.4891
2048-07-27 | 1073.6811 | 921.1158 | 769.7922 | 739.0846 | 779.403 | 958.1011 | 1123.8762 | 1230.1203 | 1297.0195 | 1158.1229 | 1043.4931 | 1057.1622 | 902.8393 | 858.6643 | 849.7708 | 1071.3155 | 1246.8838 | 1415.939 | 1411.0666 | 1473.0886 | 1357.1877 | 1326.5918 | 1228.6208 | 1066.7284
2048-07-28 | 929.628 | 827.0236 | 777.002 | 749.3937 | 780.175 | 957.94 | 1130.628 | 1178.1281 | 1257.3635 | 1121.1015 | 1016.897 | 995.8028 | 927.3529 | 854.3791 | 855.3217 | 1017.6413 | 1219.151 | 1389.7543 | 1368.2363 | 1427.725 | 1332.2772 | 1306.5801 | 1209.0145 | 1049.3558
2048-07-29 | 887.3234 | 813.7955 | 758.7532 | 733.3047 | 760.1046 | 953.6114 | 1102.648 | 1185.1106 | 1275.3573 | 1066.0142 | 986.657 | 865.7779 | 831.7917 | 834.4194 | 878.7938 | 992.7694 | 1241.7497 | 1382.4182 | 1385.6504 | 1382.0698 | 1327.2765 | 1296.8061 | 1208.8541 | 1046.555
2048-07-30 | 887.4134 | 808.6455 | 754.4641 | 730.391 | 765.309 | 940.4935 | 1081.8094 | 1135.7377 | 1274.643 | 1116.4753 | 1038.1172 | 892.9102 | 855.5826 | 883.2102 | 879.9717 | 967.6232 | 1189.8042 | 1316.2204 | 1377.1416 | 1391.237 | 1401.8046 | 1292.7825 | 1173.0899 | 1048.0407
2048-07-31 | 905.5314 | 826.7161 | 765.3112 | 738.1402 | 772.548 | 922.1909 | 1101.2829 | 1182.8642 | 1299.4503 | 1112.5271 | 1081.5023 | 1101.0208 | 980.048 | 1018.915 | 1109.5236 | 1175.7835 | 1349.7111 | 1460.1407 | 1333.3429 | 1292.7846 | 1315.0749 | 1286.8841 | 1180.832 | 1096.8925
2048-08-01 | 980.9975 | 907.2582 | 856.2321 | 807.7318 | 816.3434 | 831.7896 | 892.4282 | 926.5111 | 1152.3471 | 1127.1474 | 1165.8215 | 1042.0506 | 986.586 | 821.3186 | 1008.2429 | 928.8765 | 1098.5688 | 1289.2896 | 1341.2164 | 1422.0567 | 1444.3736 | 1322.1099 | 1270.1637 | 1183.5892
2048-08-02 | 1181.1842 | 914.267 | 852.032 | 803.9309 | 811.9895 | 811.0726 | 847.4546 | 861.989 | 1067.7723 | 995.614 | 1035.1221 | 950.1245 | 898.1513 | 782.0592 | 955.4453 | 917.8242 | 1189.5168 | 1305.2789 | 1511.5975 | 1521.1784 | 1576.983 | 1427.5244 | 1360.4919 | 1285.9876
2048-08-03 | 1137.6843 | 982.1335 | 822.2205 | 793.8767 | 837.6778 | 1028.5043 | 1199.3901 | 1257.6927 | 1297.3263 | 1131.8544 | 1037.5794 | 925.6791 | 914.4696 | 872.5453 | 885.9806 | 1100.4274 | 1287.64 | 1475.1462 | 1463.7236 | 1525.4012 | 1416.0283 | 1380.3985 | 1274.7111 | 1122.6576
2048-08-04 | 992.5832 | 886.0236 | 827.4754 | 802.4235 | 836.5267 | 1026.23 | 1204.2572 | 1234.0479 | 1285.3956 | 1146.8873 | 1072.5537 | 1025.4372 | 936.0801 | 878.5073 | 863.6612 | 996.6569 | 1229.5921 | 1434.5191 | 1416.118 | 1482.2821 | 1387.1543 | 1356.8873 | 1254.8883 | 1104.0512
2048-08-05 | 956.1824 | 877.0945 | 815.5578 | 792.478 | 822.4356 | 1029.209 | 1186.9465 | 1247.6826 | 1348.9024 | 1133.6734 | 1046.6874 | 1064.7633 | 1011.1788 | 949.5218 | 1004.0995 | 1113.9847 | 1356.1702 | 1459.1303 | 1445.0607 | 1445.169 | 1392.184 | 1356.2839 | 1261.0495 | 1108.4499
2048-08-06 | 953.2083 | 867.8578 | 808.5368 | 787.1703 | 825.6361 | 1013.5643 | 1166.7582 | 1205.202 | 1373.5791 | 1245.1602 | 1124.9391 | 1069.1948 | 1022.7586 | 1009.3056 | 991.6611 | 1072.9456 | 1274.7537 | 1394.3539 | 1435.1857 | 1448.3081 | 1461.8676 | 1348.241 | 1223.5175 | 1106.917
2048-08-07 | 974.298 | 887.1493 | 821.0719 | 796.7379 | 834.1018 | 997.1974 | 1185.7166 | 1249.5889 | 1382.9552 | 1180.9873 | 1122.8036 | 1082.7576 | 998.2515 | 994.7211 | 1012.7293 | 1093.3583 | 1313.1018 | 1467.2 | 1399.7037 | 1353.1884 | 1379.2313 | 1346.3429 | 1231.9659 | 1156.4292
2048-08-08 | 971.7803 | 899.6577 | 848.3108 | 800.6291 | 809.6928 | 823.9493 | 885.13 | 892.5573 | 1078.0056 | 1036.2525 | 1070.954 | 810.3223 | 845.0419 | 696.6689 | 948.4982 | 886.0708 | 1126.7731 | 1313.9849 | 1333.5091 | 1407.6652 | 1430.7739 | 1315.8202 | 1260.0399 | 1172.6267
2048-08-09 | 1172.5509 | 904.143 | 842.4377 | 795.051 | 802.9008 | 800.2479 | 841.3741 | 891.0147 | 1104.7206 | 1018.9529 | 1054.462 | 1032.1451 | 937.1476 | 814.557 | 976.3904 | 968.6731 | 1222.7163 | 1330.9922 | 1504.2877 | 1514.628 | 1564.0846 | 1416.7997 | 1345.001 | 1273.5515
2048-08-10 | 1138.2673 | 981.1733 | 822.9893 | 794.9256 | 838.3001 | 1029.2945 | 1200.8167 | 1282.2167 | 1356.8139 | 1185.0436 | 1089.0985 | 1087.1364 | 962.1123 | 906.0838 | 892.0455 | 1050.6107 | 1253.0981 | 1462.1363 | 1462.7247 | 1528.8952 | 1408.716 | 1384.3501 | 1275.3842 | 1124.7592
2048-08-11 | 967.8793 | 858.5169 | 801.7908 | 779.4995 | 813.2312 | 998.6277 | 1179.7167 | 1206.0705 | 1250.765 | 1111.2565 | 1022.3566 | 942.8218 | 871.5886 | 825.8779 | 857.9036 | 999.1341 | 1252.165 | 1415.0786 | 1391.2051 | 1450.6548 | 1353.7404 | 1324.1312 | 1219.2315 | 1069.66
2048-08-12 | 949.1097 | 872.2332 | 808.1467 | 785.676 | 815.5428 | 1020.5814 | 1178.0896 | 1233.7968 | 1323.2123 | 1088.3414 | 1027.0801 | 929.2464 | 875.0244 | 840.2675 | 901.7563 | 1025.1757 | 1298.6576 | 1427.5938 | 1428.7435 | 1437.0275 | 1378.9975 | 1345.7468 | 1252.4242 | 1098.668
2048-08-13 | 959.5982 | 874.5193 | 815.7156 | 793.8754 | 832.4537 | 1021.7592 | 1177.6197 | 1206.2708 | 1361.4106 | 1195.3 | 1092.0011 | 924.085 | 923.6445 | 940.0889 | 937.4224 | 1042.5655 | 1263.8128 | 1408.5716 | 1443.6188 | 1452.9227 | 1476.6612 | 1354.6022 | 1234.9712 | 1116.7588
2048-08-14 | 968.0874 | 880.8506 | 814.0495 | 789.8321 | 827.4245 | 989.3462 | 1175.1797 | 1235.8983 | 1353.5272 | 1139.6524 | 1073.0065 | 1011.4034 | 944.5137 | 967.3694 | 1036.5024 | 1154.2722 | 1343.9033 | 1481.359 | 1395.6993 | 1345.4017 | 1373.8451 | 1337.0993 | 1220.4234 | 1147.9445
2048-08-15 | 955.1573 | 884.4779 | 832.5512 | 786.464 | 794.9308 | 806.1974 | 868.0627 | 881.4922 | 1068.3592 | 993.7963 | 1052.3091 | 782.7999 | 839.0464 | 712.2457 | 945.8904 | 886.9746 | 1139.4995 | 1290.773 | 1316.0754 | 1391.8639 | 1412.9404 | 1290.9857 | 1238.8231 | 1152.7293
2048-08-16 | 1169.2135 | 903.5527 | 839.1263 | 792.1548 | 799.9039 | 796.5429 | 834.9515 | 843.6167 | 1019.3609 | 969.9752 | 1014.1074 | 965.8026 | 861.968 | 776.5419 | 1004.6125 | 1005.5377 | 1247.791 | 1370.2253 | 1529.3179 | 1509.6915 | 1560.8784 | 1410.2468 | 1339.8149 | 1269.1455
2048-08-17 | 1132.6608 | 976.4979 | 816.3943 | 788.8476 | 823.6368 | 1013.292 | 1190.2233 | 1254.5742 | 1298.9889 | 1132.431 | 1042.1283 | 956.7363 | 908.852 | 912.1059 | 935.6339 | 1104.6502 | 1303.1811 | 1484.1005 | 1461.1781 | 1517.8012 | 1402.8573 | 1369.5647 | 1266.423 | 1115.2229
2048-08-18 | 986.6624 | 875.7857 | 820.1148 | 796.686 | 830.6955 | 1019.039 | 1202.7447 | 1220.9957 | 1265.3921 | 1147.1329 | 1050.1225 | 980.5362 | 970.8023 | 932.9053 | 990.7451 | 1131.0571 | 1322.2571 | 1464.3423 | 1435.7271 | 1473.4417 | 1376.633 | 1351.0265 | 1244.0939 | 1093.9518
2048-08-19 | 946.5255 | 868.5687 | 805.4203 | 783.1595 | 812.9882 | 1017.6113 | 1175.8506 | 1240.6864 | 1331.0165 | 1104.8101 | 1042.3944 | 1017.1506 | 878.0728 | 868.5936 | 913.9987 | 1028.5422 | 1320.0176 | 1460.0048 | 1450.9897 | 1430.16 | 1377.7757 | 1342.6847 | 1247.5585 | 1094.9886
2048-08-20 | 958.1473 | 870.3591 | 811.2589 | 789.7701 | 828.2842 | 1016.8472 | 1178.6314 | 1192.2832 | 1339.792 | 1180.8802 | 1098.7872 | 934.0695 | 940.6174 | 941.086 | 955.9675 | 1117.1576 | 1315.8491 | 1443.9578 | 1457.0035 | 1453.5437 | 1468.9997 | 1347.6805 | 1228.6479 | 1110.6852
2048-08-21 | 1001.2992 | 917.2359 | 845.1269 | 799.5173 | 813.7247 | 884.9101 | 990.523 | 1040.9787 | 1228.5232 | 1110.6564 | 1076.7401 | 1022.5913 | 875.2415 | 862.8183 | 876.0536 | 1009.1766 | 1235.9196 | 1418.4086 | 1350.2466 | 1273.6111 | 1319.6383 | 1308.4772 | 1196.5784 | 1131.5459
2048-08-22 | 962.8076 | 887.5129 | 832.5296 | 792.9911 | 805.2609 | 818.4118 | 884.6059 | 900.7881 | 1104.4304 | 1071.0675 | 1106.6331 | 962.0129 | 951.7194 | 833.1534 | 1117.9069 | 1024.1204 | 1211.1809 | 1374.6358 | 1349.2028 | 1406.739 | 1426.6397 | 1306.4923 | 1254.8584 | 1168.0328
2048-08-23 | 1163.3781 | 898.5085 | 832.7915 | 785.8776 | 793.1906 | 788.428 | 830.8341 | 886.4076 | 1103.9299 | 1094.4664 | 1150.0194 | 1139.9388 | 1178.1143 | 1049.2411 | 1189.8189 | 1153.9772 | 1357.2411 | 1389.687 | 1518.5869 | 1500.865 | 1552.2071 | 1404.9253 | 1333.9413 | 1265.1968
2048-08-24 | 1131.0126 | 970.9875 | 810.1365 | 782.7797 | 825.716 | 1014.0831 | 1197.0514 | 1331.6624 | 1409.5692 | 1258.2223 | 1161.3865 | 1221.8163 | 1213.3345 | 1065.4605 | 1105.6098 | 1278.3581 | 1438.6128 | 1576.0161 | 1488.4593 | 1514.1845 | 1398.5668 | 1363.7708 | 1259.5713 | 1108.0999
2048-08-25 | 993.5965 | 882.6064 | 823.5642 | 798.993 | 832.598 | 1021.3388 | 1206.7549 | 1241.9085 | 1325.0002 | 1180.3154 | 1100.1972 | 1141.2019 | 1122.0785 | 1047.185 | 1069.6212 | 1188.4318 | 1372.9845 | 1510.0125 | 1448.9362 | 1472.1623 | 1381.9038 | 1352.1115 | 1248.477 | 1097.8163
2048-08-26 | 952.4979 | 871.7395 | 806.9438 | 784.7005 | 814.8057 | 1019.5199 | 1179.1697 | 1252.8177 | 1337.4756 | 1135.1391 | 1044.2907 | 1048.7187 | 956.9134 | 949.1979 | 1093.5034 | 1240.2042 | 1444.3755 | 1501.8311 | 1468.5995 | 1431.1705 | 1379.9369 | 1346.0803 | 1248.9316 | 1096.3792
2048-08-27 | 952.0827 | 864.2014 | 804.6387 | 783.5737 | 822.0763 | 1009.7794 | 1161.8985 | 1200.7804 | 1369.4842 | 1233.1256 | 1136.7428 | 1089.0226 | 999.0039 | 1053.925 | 1103.6133 | 1173.3952 | 1348.246 | 1450.5212 | 1451.5205 | 1447.0838 | 1458.7695 | 1343.742 | 1218.2542 | 1100.809
2048-08-28 | 951.2912 | 862.6631 | 797.7594 | 774.8434 | 811.8826 | 970.4205 | 1161.8928 | 1218.6654 | 1299.8856 | 1134.0211 | 1091.9311 | 1047.4699 | 1004.409 | 970.1205 | 996.742 | 1089.4578 | 1321.4067 | 1473.9406 | 1386.1791 | 1327.9428 | 1351.6059 | 1314.5692 | 1196.6435 | 1125.1282
2048-08-29 | 953.5642 | 882.2052 | 831.0467 | 785.0503 | 793.302 | 803.956 | 869.5359 | 864.5268 | 1049.172 | 988.1132 | 1037.5426 | 773.0498 | 818.2426 | 738.0294 | 1015.0272 | 961.1741 | 1176.5863 | 1328.2275 | 1319.8712 | 1391.8826 | 1411.0991 | 1290.6778 | 1236.6262 | 1147.8653
2048-08-30 | 1164.0728 | 895.2796 | 833.0475 | 786.1413 | 793.9788 | 789.3808 | 836.1794 | 844.7166 | 1036.4465 | 959.6403 | 1012.5357 | 918.0982 | 847.8559 | 763.4968 | 944.0322 | 924.2538 | 1205.4962 | 1312.9807 | 1511.4274 | 1500.4574 | 1552.9191 | 1404.4448 | 1330.2863 | 1261.1126
2048-08-31 | 1117.6289 | 960.0391 | 800.8503 | 774.5733 | 817.372 | 1003.9969 | 1180.3278 | 1272.4343 | 1330.4071 | 1151.7657 | 1046.1263 | 1027.2207 | 916.9824 | 894.212 | 871.9866 | 1057.4055 | 1241.2217 | 1400.3893 | 1420.4206 | 1503.6867 | 1385.8315 | 1351.222 | 1241.6638 | 1094.2923
2048-09-01 | 968.3088 | 866.3742 | 815.9346 | 795.9834 | 827.2288 | 1012.5687 | 1197.9648 | 1218.1584 | 1285.0722 | 1099.6792 | 1013.9115 | 987.6221 | 977.5961 | 914.6947 | 882.5392 | 984.4801 | 1231.0556 | 1389.0192 | 1412.2562 | 1435.7329 | 1336.0105 | 1305.8576 | 1206.6305 | 1066.8616
2048-09-02 | 949.6462 | 876.6737 | 825.6996 | 803.1401 | 830.4842 | 1036.2991 | 1196.916 | 1252.5291 | 1351.0667 | 1131.7976 | 1075.0309 | 1097.7828 | 991.8879 | 944.319 | 970.3356 | 1080.6389 | 1340.3656 | 1452.2321 | 1470.2997 | 1427.2754 | 1363.4583 | 1331.1948 | 1239.128 | 1096.3455
2048-09-03 | 948.3049 | 867.8375 | 821.3755 | 800.3227 | 827.6257 | 1015.7516 | 1176.5056 | 1220.4505 | 1401.3088 | 1256.4744 | 1210.8427 | 1187.265 | 1283.995 | 1248.5132 | 1099.9165 | 1136.7168 | 1313.0253 | 1398.8079 | 1457.0151 | 1418.3378 | 1435.9031 | 1327.5992 | 1213.451 | 1104.3922
2048-09-04 | 958.0257 | 875.263 | 817.6611 | 794.4773 | 828.7179 | 989.1015 | 1181.8197 | 1217.1404 | 1312.282 | 1136.9141 | 1101.0841 | 1067.2151 | 983.7328 | 1010.0491 | 1000.066 | 1067.589 | 1266.5781 | 1424.347 | 1399.6496 | 1315.7767 | 1339.7866 | 1299.085 | 1192.2258 | 1125.7863
2048-09-05 | 959.713 | 896.6953 | 854.4219 | 807.9415 | 814.4579 | 830.8898 | 894.4674 | 879.0777 | 1047.6617 | 985.9402 | 1049.8474 | 735.2444 | 809.328 | 707.5266 | 957.8265 | 928.1718 | 1116.966 | 1278.7207 | 1346.6411 | 1384.6047 | 1401.99 | 1281.1796 | 1238.0861 | 1156.3815
2048-09-06 | 1156.6268 | 897.9974 | 842.9994 | 797.1153 | 803.4794 | 803.4111 | 843.7341 | 834.1363 | 1011.6718 | 921.9815 | 981.6261 | 835.9634 | 801.7609 | 681.8105 | 852.8935 | 869.522 | 1139.47 | 1257.926 | 1509.526 | 1471.4517 | 1527.1162 | 1376.4239 | 1312.9004 | 1250.6472
2048-09-07 | 1161.2696 | 1012.8681 | 857.4212 | 812.0957 | 838.4771 | 961.9998 | 1076.9862 | 1141.9007 | 1296.9336 | 1128.5245 | 1027.8423 | 1023.1662 | 908.5972 | 910.7555 | 886.5051 | 1084.1471 | 1251.6336 | 1429.8802 | 1448.3089 | 1452.0726 | 1342.9339 | 1323.364 | 1225.6898 | 1087.265
2048-09-08 | 966.6837 | 859.907 | 808.905 | 794.5365 | 828.7927 | 1014.4552 | 1199.4326 | 1203.5511 | 1250.9997 | 1078.3775 | 995.2089 | 915.7557 | 891.6391 | 838.247 | 863.4631 | 1033.5286 | 1262.1073 | 1393.7464 | 1424.5347 | 1439.5282 | 1336.7522 | 1307.6741 | 1212.1707 | 1067.4097
2048-09-09 | 942.5064 | 870.1093 | 818.7067 | 796.6955 | 823.5212 | 1028.0969 | 1192.3038 | 1248.2598 | 1335.7459 | 1093.2948 | 1049.8936 | 1022.2069 | 891.4809 | 887.0314 | 920.2576 | 1053.5074 | 1307.1941 | 1430.5322 | 1466.4041 | 1409.8008 | 1354.4592 | 1324.0637 | 1230.8894 | 1087.2629
2048-09-10 | 942.9181 | 863.7791 | 813.3645 | 792.6891 | 827.9544 | 1014.3731 | 1167.8976 | 1173.7154 | 1328.8529 | 1147.3266 | 1079.7659 | 964.2525 | 947.5651 | 959.5014 | 912.3004 | 1035.1432 | 1269.6562 | 1398.5754 | 1461.2233 | 1419.3946 | 1430.0023 | 1313.8981 | 1195.5939 | 1087.6889
2048-09-11 | 950.2293 | 869.6711 | 811.6729 | 789.3518 | 823.9259 | 982.9126 | 1174.5678 | 1211.1468 | 1335.3265 | 1132.4227 | 1086.466 | 1096.7122 | 1060.6504 | 1125.3776 | 1127.8794 | 1225.5491 | 1383.9993 | 1487.8421 | 1402.3395 | 1312.8514 | 1330.196 | 1295.1036 | 1184.7578 | 1119.4322
2048-09-12 | 949.9614 | 887.43 | 844.4493 | 798.5769 | 805.1358 | 819.7743 | 893.0227 | 909.4524 | 1116.8462 | 1070.3156 | 1154.6554 | 1059.3997 | 1149.7584 | 933.0357 | 1136.817 | 1114.4847 | 1255.4275 | 1345.531 | 1348.6151 | 1374.3146 | 1392.6335 | 1271.622 | 1223.0113 | 1141.2151
2048-09-13 | 1154.8543 | 893.7508 | 836.764 | 791.4114 | 797.1101 | 795.7049 | 843.1833 | 864.0706 | 1090.8893 | 1054.677 | 1116.8467 | 1111.8998 | 1155.188 | 981.5574 | 1129.8467 | 1080.9285 | 1301.0019 | 1335.7816 | 1519.7081 | 1472.4196 | 1516.5689 | 1368.2027 | 1308.9783 | 1247.2056
2048-09-14 | 1105.0432 | 953.6767 | 800.7801 | 775.1189 | 814.7992 | 998.4869 | 1175.7277 | 1236.7847 | 1288.1375 | 1124.961 | 1059.2438 | 1114.3379 | 991.8024 | 963.5718 | 941.3789 | 1115.5254 | 1299.149 | 1475.1391 | 1452.9896 | 1471.9061 | 1342.1961 | 1307.0142 | 1209.5019 | 1067.5739
2048-09-15 | 980.9189 | 879.4688 | 832.8416 | 808.8233 | 839.2357 | 1027.0538 | 1219.3735 | 1277.4353 | 1352.2919 | 1190.2591 | 1065.2135 | 1091.7316 | 1055.6927 | 932.9739 | 957.4594 | 1097.9008 | 1324.4745 | 1456.0869 | 1455.8371 | 1450.8443 | 1350.9919 | 1326.2017 | 1225.7553 | 1084.6146
2048-09-16 | 955.7051 | 884.6397 | 831.7515 | 808.7526 | 836.0422 | 1043.11 | 1204.5469 | 1269.6259 | 1374.642 | 1135.5629 | 1072.3426 | 1059.4664 | 873.5512 | 864.353 | 904.1335 | 1022.6467 | 1328.3996 | 1466.5164 | 1490.1854 | 1427.4178 | 1371.1444 | 1341.1108 | 1249.4931 | 1105.1028
2048-09-17 | 947.4121 | 866.6374 | 816.4504 | 795.9324 | 831.2978 | 1018.6713 | 1178.3153 | 1194.1103 | 1351.9738 | 1195.5931 | 1092.7686 | 1010.4619 | 1026.1001 | 1022.5177 | 973.2126 | 1073.9906 | 1305.739 | 1439.599 | 1461.3437 | 1424.8162 | 1431.279 | 1319.4956 | 1200.6122 | 1091.9378
2048-09-18 | 955.8282 | 875.8804 | 818.8177 | 795.5936 | 830.1168 | 990.3668 | 1179.3658 | 1214.3146 | 1296.0754 | 1072.4398 | 1037.1253 | 876.5764 | 830.6775 | 851.5302 | 887.2332 | 1011.9117 | 1256.2085 | 1414.8839 | 1398.4636 | 1313.405 | 1339.4422 | 1301.1492 | 1194.9839 | 1127.7524
2048-09-19 | 952.7077 | 888.0076 | 845.1194 | 799.434 | 806.3021 | 821.1813 | 891.7501 | 886.7843 | 1086.7717 | 1022.4327 | 1067.2151 | 870.0873 | 831.6994 | 728.333 | 982.2797 | 924.9432 | 1102.2971 | 1281.4476 | 1343.127 | 1376.2894 | 1391.2128 | 1269.878 | 1225.6428 | 1143.7
2048-09-20 | 1158.6644 | 899.1159 | 842.6072 | 796.9291 | 803.1268 | 802.9634 | 849.0195 | 866.7828 | 1067.2379 | 966.0997 | 1006.0071 | 908.2113 | 789.3454 | 691.5438 | 872.8125 | 906.7233 | 1194.9993 | 1298.9085 | 1517.3267 | 1481.6954 | 1525.4228 | 1375.396 | 1313.1271 | 1249.967
2048-09-21 | 1128.0912 | 979.1842 | 828.1605 | 800.8062 | 841.0129 | 1030.1112 | 1212.4673 | 1276.9018 | 1352.6101 | 1184.0721 | 1093.2532 | 1140.0403 | 995.9492 | 975.93 | 915.9006 | 1099.6064 | 1331.1224 | 1524.7832 | 1499.1999 | 1504.0218 | 1382.4585 | 1344.6275 | 1248.0197 | 1105.5755
2048-09-22 | 974.1571 | 875.0181 | 825.7094 | 802.6569 | 833.06 | 1019.6034 | 1209.6188 | 1265.5888 | 1305.7819 | 1136.3683 | 1046.2954 | 1004.7598 | 906.9963 | 860.9538 | 870.6219 | 1036.6855 | 1261.364 | 1437.5231 | 1441.8554 | 1437.6316 | 1343.7074 | 1315.4386 | 1217.789 | 1074.6018
2048-09-23 | 951.1466 | 878.2734 | 823.4468 | 801.1088 | 828.4407 | 1033.741 | 1201.1224 | 1257.7099 | 1342.6523 | 1060.9981 | 1018.9711 | 963.0695 | 884.6648 | 895.3643 | 969.0707 | 1096.5779 | 1383.9482 | 1481.512 | 1491.5991 | 1417.8986 | 1360.4166 | 1325.7316 | 1240.0473 | 1097.422
2048-09-24 | 955.4755 | 874.4389 | 824.8191 | 803.2603 | 838.771 | 1028.1479 | 1191.7987 | 1205.991 | 1351.0743 | 1171.5626 | 1079.4982 | 924.1579 | 889.9414 | 913.84 | 883.6535 | 1003.1594 | 1275.1056 | 1430.1932 | 1473.4797 | 1429.8378 | 1447.0428 | 1325.6924 | 1214.5044 | 1103.1163
2048-09-25 | 971.5475 | 888.9162 | 832.3115 | 808.3154 | 842.8588 | 1005.7041 | 1204.3189 | 1267.4933 | 1365.4531 | 1187.2592 | 1105.6023 | 1061.7116 | 946.2085 | 961.5513 | 988.6646 | 1115.2327 | 1343.8455 | 1475.4974 | 1438.5159 | 1338.3893 | 1357.2974 | 1324.1225 | 1212.4673 | 1146.4296
2048-09-26 | 967.0222 | 902.7929 | 860.9691 | 814.1547 | 821.1715 | 839.1198 | 913.6492 | 928.2509 | 1120.3809 | 1088.3347 | 1154.9578 | 1042.3825 | 1009.2312 | 874.2844 | 1122.4031 | 1021.6403 | 1222.3072 | 1382.8636 | 1376.688 | 1397.4105 | 1412.1888 | 1292.4073 | 1247.1599 | 1165.2863
2048-09-27 | 1155.7893 | 897.1013 | 840.3565 | 794.7242 | 800.4763 | 799.7658 | 850.6162 | 876.2821 | 1080.312 | 1029.3921 | 1101.7811 | 1077.9769 | 1039.3493 | 880.7639 | 1094.8091 | 1072.4623 | 1310.453 | 1367.5602 | 1529.113 | 1475.0859 | 1523.1961 | 1374.0583 | 1309.6845 | 1248.4708
2048-09-28 | 1117.597 | 965.839 | 813.8207 | 787.1442 | 827.0181 | 1013.2278 | 1190.7721 | 1271.7691 | 1336.5211 | 1145.6089 | 1046.5363 | 1068.7896 | 958.5855 | 902.4559 | 904.2232 | 1120.4369 | 1332.8927 | 1492.5444 | 1475.4724 | 1485.3524 | 1360.041 | 1324.9241 | 1227.8581 | 1085.574
2048-09-29 | 978.0295 | 876.717 | 829.8317 | 806.0061 | 836.3732 | 1023.6004 | 1216.8425 | 1239.6843 | 1295.3727 | 1126.4176 | 1043.0341 | 1013.0647 | 939.0369 | 955.7018 | 988.5088 | 1142.407 | 1346.6261 | 1484.5969 | 1456.3447 | 1445.4832 | 1349.5243 | 1321.8646 | 1221.3879 | 1080.6475
2048-09-30 | 933.0856 | 863.9749 | 808.1209 | 786.9584 | 813.8762 | 1016.346 | 1181.3413 | 1236.8966 | 1311.8276 | 1044.091 | 992.4584 | 972.4793 | 901.9605 | 881.4895 | 890.1244 | 1035.5999 | 1335.2343 | 1452.9838 | 1463.9831 | 1394.8318 | 1342.3962 | 1308.764 | 1215.6359 | 1076.6594
2048-10-01 | 898.305 | 819.2714 | 768.7437 | 746.1797 | 770.5925 | 954.9838 | 1097.5908 | 1140.7538 | 1291.3278 | 1141.8481 | 1056.6951 | 987.5117 | 891.3113 | 922.701 | 956.9504 | 1080.5712 | 1292.6914 | 1426.4701 | 1461.0667 | 1377.0981 | 1394.6109 | 1277.5757 | 1156.3202 | 1034.7155
2048-10-02 | 909.6333 | 832.5659 | 775.5304 | 750.4257 | 773.7541 | 931.6147 | 1111.1931 | 1160.5073 | 1261.6619 | 1074.868 | 1055.6434 | 1069.1265 | 947.8333 | 1005.0416 | 1023.5978 | 1135.6648 | 1321.3371 | 1475.1053 | 1417.4787 | 1285.3869 | 1301.0397 | 1267.3319 | 1157.4116 | 1075.1576
2048-10-03 | 909.6858 | 845.5403 | 803.1335 | 755.2756 | 751.016 | 763.9083 | 816.6406 | 829.3442 | 1021.8994 | 989.9855 | 1084.8624 | 981.4914 | 926.6268 | 819.3115 | 1031.189 | 954.1823 | 1171.735 | 1348.5165 | 1352.8943 | 1344.5153 | 1357.9942 | 1235.4878 | 1186.853 | 1099.9039
2048-10-04 | 1105.6865 | 850.7952 | 793.7193 | 746.591 | 741.4539 | 738.1863 | 768.7317 | 797.2952 | 993.4707 | 915.8513 | 980.4799 | 1000.5238 | 868.3409 | 835.5996 | 1035.5991 | 1059.0695 | 1279.0465 | 1354.7593 | 1522.2286 | 1434.4377 | 1482.384 | 1334.6802 | 1265.3105 | 1198.2618
2048-10-05 | 1065.0578 | 919.5177 | 767.2538 | 738.8253 | 767.866 | 950.802 | 1117.5392 | 1208.9477 | 1268.5472 | 1130.3031 | 1044.8214 | 1121.0307 | 987.0234 | 962.9801 | 969.9873 | 1162.7959 | 1334.9811 | 1522.1618 | 1473.5935 | 1442.681 | 1323.7169 | 1288.6096 | 1184.2422 | 1025.7415
2048-10-06 | 922.6636 | 822.5618 | 775.3881 | 750.5214 | 769.8269 | 952.1778 | 1124.5712 | 1162.3435 | 1239.6129 | 1128.116 | 1043.6749 | 1094.0783 | 1061.2742 | 954.2337 | 975.3695 | 1120.1234 | 1310.7993 | 1464.3201 | 1436.2338 | 1390.9804 | 1299.7038 | 1269.7634 | 1168.9143 | 1012.4233
2048-10-07 | 893.3846 | 824.0121 | 768.4708 | 745.5244 | 761.4862 | 961.819 | 1111.5348 | 1180.4876 | 1265.7273 | 1050.7236 | 1003.0811 | 1052.0443 | 936.3778 | 965.1653 | 1028.2271 | 1165.651 | 1391.4487 | 1480.5133 | 1477.8919 | 1368.6487 | 1308.8168 | 1276.4596 | 1184.0334 | 1029.6932
2048-10-08 | 901.4314 | 823.1068 | 772.8284 | 750.1962 | 775.0675 | 959.4159 | 1104.9439 | 1136.3171 | 1265.2954 | 1101.6607 | 1028.0387 | 919.9936 | 931.5081 | 1026.4311 | 1055.1304 | 1182.7578 | 1361.5015 | 1487.4063 | 1470.9508 | 1379.1422 | 1396.9157 | 1280.554 | 1166.4244 | 1052.25
2048-10-09 | 910.2858 | 829.5151 | 772.112 | 747.1567 | 770.8435 | 927.8121 | 1110.062 | 1163.7346 | 1262.6573 | 1058.5932 | 1017.3234 | 944.0484 | 855.602 | 882.53 | 931.662 | 1078.7685 | 1322.627 | 1483.5799 | 1405.3973 | 1274.9803 | 1301.9228 | 1261.5783 | 1152.2087 | 1079.3473
2048-10-10 | 908.2749 | 843.6236 | 801.0301 | 753.2331 | 748.9409 | 761.4091 | 819.9681 | 834.6043 | 1015.4818 | 976.9149 | 1035.5542 | 916.7958 | 871.6168 | 779.1676 | 1028.5488 | 963.6558 | 1187.283 | 1360.2455 | 1348.3665 | 1338.7431 | 1354.6032 | 1234.685 | 1183.6198 | 1097.0767
2048-10-11 | 1112.5941 | 855.4796 | 798.7359 | 751.2258 | 746.1628 | 743.8576 | 777.7581 | 804.626 | 998.3161 | 925.5594 | 989.0856 | 959.688 | 859.3555 | 806.2455 | 965.8364 | 1001.4076 | 1277.7359 | 1374.6678 | 1529.3073 | 1438.5794 | 1489.757 | 1338.4299 | 1273.3643 | 1204.417
2048-10-12 | 1077.1382 | 927.4875 | 777.0772 | 752.2978 | 790.2205 | 999.4521 | 1171.635 | 1253.9893 | 1315.5784 | 1167.0259 | 1079.1689 | 1161.3364 | 1096.8102 | 1114.9233 | 1104.0051 | 1265.336 | 1438.386 | 1563.9665 | 1494.8331 | 1467.2834 | 1349.3347 | 1309.7244 | 1213.2606 | 1057.4677
2048-10-13 | 922.4104 | 824.7157 | 773.7565 | 749.0027 | 768.2839 | 950.3194 | 1126.0215 | 1185.8459 | 1265.5267 | 1148.8532 | 1061.6357 | 1104.2873 | 1210.5574 | 1026.0845 | 1022.1304 | 1119.2014 | 1334.7766 | 1488.5805 | 1435.517 | 1392.3351 | 1295.3691 | 1266.4454 | 1167.8017 | 1022.0171
2048-10-14 | 897.8453 | 825.7714 | 770.3455 | 747.2014 | 763.2155 | 963.9017 | 1116.8758 | 1188.0316 | 1277.5061 | 1049.9105 | 1025.9059 | 1086.6356 | 997.6431 | 995.7826 | 1081.1426 | 1218.8829 | 1430.8029 | 1515.8631 | 1482.2063 | 1371.9997 | 1312.8594 | 1278.7185 | 1186.4828 | 1038.6813
2048-10-15 | 906.2368 | 826.975 | 776.9674 | 753.9191 | 778.3155 | 963.7235 | 1111.8713 | 1206.6461 | 1393.4378 | 1239.8265 | 1144.123 | 1092.8358 | 1142.3249 | 1077.4586 | 1064.0148 | 1194.2459 | 1414.1205 | 1501.7376 | 1477.1873 | 1382.2867 | 1403.1069 | 1292.192 | 1168.8079 | 1058.3397
2048-10-16 | 910.7978 | 829.7185 | 771.9265 | 747.0343 | 770.365 | 927.2192 | 1109.2795 | 1176.3032 | 1279.7346 | 1086.1451 | 1040.0412 | 1039.4788 | 941.8275 | 968.1403 | 1009.589 | 1138.2714 | 1378.7066 | 1511.6306 | 1408.8764 | 1275.4773 | 1299.9037 | 1263.6106 | 1150.99 | 1078.2236
2048-10-17 | 911.8998 | 847.1583 | 804.8563 | 756.7681 | 752.5324 | 765.7347 | 824.8368 | 860.1142 | 1053.3133 | 1044.6883 | 1092.6398 | 952.9635 | 921.8854 | 825.7885 | 1068.0961 | 1035.884 | 1224.0646 | 1392.2174 | 1355.5577 | 1344.9133 | 1358.8262 | 1238.6305 | 1190.1996 | 1102.612
2048-10-18 | 1104.0135 | 845.4227 | 787.9658 | 741.2754 | 736.0533 | 731.6819 | 765.0417 | 800.3216 | 989.2715 | 942.7515 | 1024.555 | 1010.2766 | 882.4795 | 824.7277 | 955.4868 | 944.5909 | 1240.0931 | 1344.3333 | 1510.847 | 1423.7314 | 1473.7019 | 1329.7982 | 1256.1315 | 1189.8954
2048-10-19 | 1053.0393 | 904.7233 | 751.4104 | 724.1877 | 752.9945 | 932.8909 | 1098.4671 | 1174.6046 | 1239.7227 | 1089.9426 | 1025.8369 | 1089.3881 | 941.6611 | 947.5929 | 981.8589 | 1197.6825 | 1366.0859 | 1518.67 | 1448.6886 | 1423.5582 | 1298.6186 | 1266.0683 | 1160.4232 | 1015.6068
2048-10-20 | 927.7375 | 830.3295 | 780.3886 | 755.13 | 774.5092 | 957.8171 | 1135.4232 | 1221.5955 | 1276.4054 | 1132.9501 | 1061.012 | 1064.9211 | 980.6121 | 920.4815 | 973.7911 | 1119.2932 | 1345.3209 | 1496.341 | 1445.3667 | 1397.0387 | 1307.8401 | 1277.7702 | 1173.289 | 1027.3017
2048-10-21 | 893.7733 | 822.8566 | 767.2071 | 744.1243 | 760.2624 | 960.3451 | 1112.9492 | 1194.8203 | 1283.534 | 1048.892 | 994.4241 | 992.4039 | 896.2515 | 892.3284 | 974.0506 | 1143.8536 | 1395.247 | 1509.3003 | 1476.1988 | 1367.9903 | 1306.9353 | 1275.7414 | 1181.4713 | 1032.4636
2048-10-22 | 886.8471 | 808.1765 | 757.1211 | 735.6853 | 759.8034 | 941.5101 | 1088.6144 | 1135.1398 | 1275.0293 | 1104.3193 | 1028.9358 | 938.1865 | 904.7117 | 972.2196 | 965.9984 | 1116.2202 | 1319.9307 | 1475.3114 | 1445.4004 | 1365.9556 | 1377.7966 | 1261.4253 | 1138.2987 | 1026.1867
2048-10-23 | 901.9088 | 822.1211 | 764.3491 | 739.9571 | 763.5646 | 919.0996 | 1100.6956 | 1173.8858 | 1282.8378 | 1130.1741 | 1112.9997 | 1144.0916 | 1163.6932 | 1069.8751 | 1094.0626 | 1200.1328 | 1402.2546 | 1525.5438 | 1398.7989 | 1264.3125 | 1294.2328 | 1252.0364 | 1143.8972 | 1074.1576
2048-10-24 | 901.0784 | 836.4622 | 792.8675 | 745.6918 | 741.279 | 752.1812 | 810.1577 | 849.1878 | 1033.9081 | 984.585 | 1024.46 | 937.034 | 892.4615 | 805.3719 | 1111.4027 | 1075.442 | 1228.4844 | 1378.3725 | 1334.9337 | 1327.9557 | 1346.1642 | 1220.4622 | 1174.3954 | 1086.7688
2048-10-25 | 1095.0066 | 836.1067 | 777.9893 | 732.0582 | 726.6888 | 720.4034 | 754.1023 | 791.3344 | 968.7773 | 885.9949 | 920.9819 | 954.5813 | 862.7663 | 846.4771 | 998.187 | 1036.9772 | 1262.0687 | 1353.8337 | 1495.3086 | 1408.1357 | 1464.0459 | 1310.39 | 1245.4242 | 1181.0424
2048-10-26 | 1060.4364 | 911.0222 | 758.1559 | 730.4198 | 759.3262 | 940.5167 | 1106.3654 | 1197.1358 | 1252.4918 | 1087.6586 | 1003.2066 | 1053.089 | 931.0415 | 958.1158 | 964.8239 | 1197.1326 | 1399.5879 | 1543.8472 | 1459.7652 | 1431.4599 | 1309.1692 | 1270.279 | 1172.687 | 1025.2774
2048-10-27 | 899.504 | 801.2935 | 748.6736 | 725.8287 | 744.7396 | 921.9628 | 1097.8689 | 1153.7158 | 1215.4263 | 1069.8071 | 979.911 | 1016.9635 | 984.8139 | 924.1595 | 978.6199 | 1139.9816 | 1339.0375 | 1469.8957 | 1394.1765 | 1362.1677 | 1260.8893 | 1230.5542 | 1132.5349 | 986.2594
2048-10-28 | 882.5901 | 811.0058 | 754.5098 | 732.4651 | 748.3174 | 945.9585 | 1097.8148 | 1202.3453 | 1287.1756 | 1065.0719 | 998.3175 | 1016.6822 | 1010.5004 | 1009.1964 | 1123.4945 | 1245.1974 | 1452.2709 | 1521.2526 | 1456.1331 | 1343.9854 | 1295.303 | 1260.0943 | 1171.6431 | 1020.0144
2048-10-29 | 894.6975 | 815.8553 | 765.0404 | 742.881 | 767.2176 | 950.4816 | 1097.7319 | 1176.2288 | 1351.0054 | 1216.8851 | 1163.4435 | 1126.0049 | 1193.0115 | 1071.6403 | 1073.4113 | 1203.3226 | 1411.4979 | 1509.4612 | 1458.6188 | 1374.2709 | 1389.5191 | 1271.8944 | 1151.3776 | 1039.6872
2048-10-30 | 893.1711 | 812.8545 | 753.9292 | 730.4045 | 753.4727 | 906.8853 | 1089.328 | 1182.9821 | 1275.8505 | 1117.3726 | 1086.1592 | 1090.4941 | 1068.3558 | 1013.9584 | 1057.1099 | 1201.1716 | 1416.4574 | 1512.1129 | 1381.3116 | 1258.456 | 1275.6745 | 1240.6245 | 1125.2581 | 1053.224
2048-10-31 | 894.5405 | 832.2541 | 788.3611 | 741.5283 | 737.049 | 747.0866 | 804.8376 | 867.8046 | 1073.0939 | 1030.2885 | 1080.3144 | 927.6973 | 985.0658 | 800.3084 | 1063.0354 | 1001.8247 | 1201.3673 | 1379.4539 | 1329.2782 | 1329.7618 | 1338.1345 | 1214.6856 | 1164.4967 | 1080.8467
2048-11-01 | 1074.9859 | 816.967 | 763.3474 | 715.9682 | 725.2985 | 768.3277 | 782.243 | 805.7214 | 974.806 | 910.7265 | 967.0448 | 966.9787 | 848.6117 | 760.1439 | 941.342 | 1009.9809 | 1251.515 | 1345.9175 | 1495.1855 | 1390.2944 | 1402.0706 | 1260.9777 | 1216.3092 | 1158.726
2048-11-02 | 1042.7754 | 892.4653 | 744.1941 | 714.6469 | 758.0096 | 986.6563 | 1132.3439 | 1257.5229 | 1279.6517 | 1090.7735 | 1003.2288 | 1061.4247 | 906.3705 | 872.1685 | 907.1012 | 1139.7397 | 1356.8989 | 1538.4432 | 1457.0761 | 1409.5158 | 1247.6928 | 1222.6429 | 1143.0919 | 1006.8916
2048-11-03 | 929.7349 | 831.0446 | 780.0125 | 734.0962 | 745.2847 | 886.9278 | 960.5696 | 998.7932 | 1133.0948 | 1013.6114 | 950.4412 | 956.003 | 848.836 | 765.7885 | 828.4414 | 1053.1011 | 1270.7689 | 1446.6571 | 1362.3578 | 1287.1838 | 1164.8101 | 1181.8498 | 1104.1872 | 972.7432
2048-11-04 | 859.5725 | 781.9288 | 726.3819 | 710.4306 | 744.4243 | 988.8777 | 1120.7161 | 1222.8243 | 1293.4511 | 1074.9783 | 1017.2235 | 1045.916 | 975.9628 | 897.608 | 984.6709 | 1137.0761 | 1388.9198 | 1487.8895 | 1448.8653 | 1322.9549 | 1223.6373 | 1208.9798 | 1131.6334 | 997.6414
2048-11-05 | 860.7695 | 779.2872 | 731.7522 | 709.2277 | 747.6764 | 974.6372 | 1100.0472 | 1183.9532 | 1338.4238 | 1203.3153 | 1112.5014 | 1056.0741 | 1066.058 | 944.6373 | 953.7814 | 1080.7944 | 1319.8348 | 1461.0165 | 1423.441 | 1324.1912 | 1297.9858 | 1197.9428 | 1097.4939 | 994.5549
2048-11-06 | 867.3143 | 783.8535 | 728.9078 | 704.5251 | 741.8929 | 940.5143 | 1101.5466 | 1184.0038 | 1251.0145 | 1052.2051 | 997.1298 | 1002.5828 | 866.981 | 881.712 | 923.8835 | 1066.5874 | 1297.8742 | 1464.0204 | 1360.8244 | 1215.2115 | 1200.3884 | 1175.5844 | 1084.3912 | 1023.6957
2048-11-07 | 863.697 | 797.0879 | 756.7184 | 709.5819 | 719.5653 | 775.3986 | 812.6081 | 851.0216 | 1021.3409 | 1004.6888 | 1103.0817 | 987.6479 | 1087.8401 | 905.1189 | 1142.0607 | 1035.8258 | 1195.2129 | 1344.1138 | 1299.1167 | 1280.7204 | 1252.6567 | 1149.9908 | 1120.1291 | 1044.6112
2048-11-08 | 1052.6112 | 791.4076 | 735.9804 | 690.665 | 699.5705 | 737.3511 | 749.5848 | 789.7211 | 949.8698 | 838.4259 | 901.7195 | 888.1954 | 781.9121 | 675.7151 | 891.6437 | 931.3411 | 1197.0964 | 1299.4232 | 1449.9629 | 1356.8785 | 1360.0842 | 1224.2938 | 1178.0277 | 1122.8251
2048-11-09 | 1002.3097 | 851.4273 | 700.2539 | 674.0203 | 716.7009 | 936.9207 | 1080.1537 | 1183.8218 | 1203.5457 | 1015.5989 | 936.2658 | 960.0585 | 831.5988 | 810.0208 | 889.1836 | 1130.8058 | 1327.5322 | 1460.6192 | 1385.4527 | 1346.7192 | 1183.669 | 1167.5332 | 1082.0345 | 948.9919
2048-11-10 | 860.6239 | 758.2815 | 708.4281 | 685.7394 | 718.6879 | 937.97 | 1091.1071 | 1159.8392 | 1221.3631 | 1072.3029 | 982.7995 | 998.5729 | 1071.2792 | 887.3209 | 916.2112 | 1054.8535 | 1268.551 | 1416.566 | 1347.4115 | 1302.783 | 1164.7261 | 1146.3886 | 1065.659 | 937.3302
2048-11-11 | 857.8122 | 785.3139 | 725.5177 | 684.9583 | 694.6451 | 852.0035 | 893.6327 | 988.1687 | 1122.0738 | 921.398 | 891.0162 | 904.6601 | 933.4285 | 810.4613 | 904.7635 | 1043.9921 | 1272.4937 | 1387.4711 | 1332.1667 | 1197.907 | 1109.6836 | 1126.5687 | 1054.1915 | 923.2653
2048-11-12 | 840.1027 | 754.7533 | 702.6215 | 688.9793 | 722.6113 | 946.3166 | 1068.8012 | 1144.0864 | 1267.3324 | 1091.5401 | 1031.2667 | 971.2961 | 936.5051 | 928.7934 | 927.3048 | 1061.6532 | 1284.1622 | 1415.6462 | 1386.0727 | 1290.1295 | 1272.2279 | 1174.4038 | 1071.4266 | 974.7164
2048-11-13 | 855.0502 | 771.9952 | 716.1294 | 693.2674 | 730.519 | 926.7999 | 1087.3514 | 1171.0542 | 1248.0006 | 1060.5281 | 989.6388 | 977.8381 | 878.2465 | 882.5633 | 925.4602 | 1067.4762 | 1283.2154 | 1450.6356 | 1340.7777 | 1200.6108 | 1185.7896 | 1159.0572 | 1064.9009 | 1006.2575
2048-11-14 | 862.6704 | 796.0781 | 755.4718 | 708.4294 | 718.3934 | 773.9876 | 811.0919 | 860.9277 | 1023.158 | 940.8501 | 988.046 | 844.0011 | 790.6788 | 648.4861 | 936.9 | 955.8822 | 1171.2271 | 1325.6494 | 1292.6097 | 1278.4716 | 1250.4307 | 1143.6212 | 1112.8075 | 1038.2854
2048-11-15 | 1068.8606 | 807.5211 | 753.2335 | 706.617 | 715.7903 | 756.8798 | 769.6346 | 827.4704 | 1002.8164 | 923.6924 | 980.1625 | 989.3845 | 911.9847 | 770.9444 | 1018.6345 | 1022.4854 | 1265.4758 | 1341.6403 | 1478.5729 | 1380.4023 | 1384.5631 | 1249.5724 | 1201.2833 | 1145.9113
2048-11-16 | 1018.2631 | 867.8848 | 717.8753 | 690.3128 | 733.267 | 956.8662 | 1101.3728 | 1225.578 | 1251.8384 | 1092.9344 | 1029.0616 | 1112.5939 | 1085.4459 | 976.3211 | 1007.7957 | 1226.863 | 1390.5882 | 1503.5967 | 1414.0224 | 1374.8174 | 1208.2871 | 1193.6072 | 1110.1374 | 967.9041
2048-11-17 | 870.5782 | 771.9344 | 723.0465 | 699.2553 | 732.4308 | 954.5165 | 1109.431 | 1199.6611 | 1239.7753 | 1090.9669 | 1036.7563 | 1058.1027 | 1167.6919 | 1042.9901 | 1042.1155 | 1144.6875 | 1334.6433 | 1455.1229 | 1372.9124 | 1319.5475 | 1183.0262 | 1170.4469 | 1093.3331 | 956.1557
2048-11-18 | 847.5989 | 773.424 | 720.1325 | 697.4994 | 727.7356 | 968.868 | 1100.1498 | 1226.3856 | 1304.304 | 1054.6538 | 973.787 | 986.7535 | 979.9849 | 868.9786 | 997.7843 | 1165.7615 | 1382.3453 | 1470.9044 | 1419.9423 | 1297.8701 | 1201.3842 | 1185.7581 | 1108.5308 | 971.6592
2048-11-19 | 854.6505 | 773.3084 | 725.3908 | 703.6435 | 741.8423 | 967.7718 | 1093.3357 | 1188.0211 | 1334.6763 | 1189.2187 | 1101.5007 | 1060.282 | 1151.0447 | 1063.2101 | 1099.0175 | 1195.2436 | 1379.9725 | 1463.4644 | 1413.7294 | 1313.1885 | 1294.4624 | 1188.836 | 1096.5783 | 991.0067
2048-11-20 | 867.5956 | 784.38 | 729.2289 | 704.734 | 742.1018 | 940.7892 | 1102.3701 | 1230.3279 | 1319.3593 | 1110.5582 | 1107.6471 | 1128.9379 | 1178.6306 | 1119.9763 | 1140.6929 | 1240.189 | 1414.7083 | 1501.1078 | 1361.9914 | 1219.6317 | 1201.3367 | 1183.9548 | 1088.7563 | 1028.1089
2048-11-21 | 862.9826 | 795.9458 | 755.3302 | 708.2984 | 718.2603 | 773.8273 | 810.9213 | 893.4696 | 1077.1195 | 1049.714 | 1132.4807 | 1028.8404 | 1128.991 | 977.1306 | 1115.7406 | 1062.302 | 1224.3977 | 1344.7029 | 1297.0298 | 1277.2656 | 1256.1966 | 1150.7492 | 1120.7291 | 1042.7524
2048-11-22 | 1062.3399 | 800.827 | 746.0659 | 699.99 | 700.8031 | 740.5179 | 754.7081 | 841.2328 | 1023.1155 | 956.0439 | 1008.1989 | 1026.3751 | 1052.9286 | 945.6681 | 1090.9175 | 1037.1566 | 1256.5455 | 1306.3599 | 1461.0381 | 1373.4718 | 1377.6459 | 1247.6701 | 1195.9006 | 1138.9155
2048-11-23 | 1006.5839 | 855.399 | 704.5713 | 677.9622 | 720.7085 | 941.8306 | 1085.6411 | 1233.6057 | 1309.3915 | 1157.0545 | 1037.0568 | 1087.755 | 1110.5212 | 1043.2726 | 999.2832 | 1193.9704 | 1365.9143 | 1487.6332 | 1393.0049 | 1356.1351 | 1194.171 | 1172.1654 | 1095.099 | 957.5107
2048-11-24 | 847.6451 | 745.7101 | 694.9798 | 673.2931 | 706.0262 | 922.5281 | 1074.6784 | 1174.6327 | 1225.7716 | 1069.8174 | 979.1044 | 1018.5479 | 1134.6671 | 1071.4777 | 977.9219 | 1118.1476 | 1300.3996 | 1413.0846 | 1326.1629 | 1284.8356 | 1145.7595 | 1138.2123 | 1054.6466 | 919.9016
2048-11-25 | 819.9871 | 746.8612 | 692.1132 | 671.6112 | 700.9584 | 936.5446 | 1065.7627 | 1194.8309 | 1268.759 | 1021.6403 | 961.7996 | 996.6933 | 1086.3974 | 969.5178 | 980.6904 | 1109.302 | 1343.9198 | 1422.9995 | 1373.4268 | 1262.1737 | 1163.414 | 1150.2835 | 1072.775 | 936.9052
2048-11-26 | 864.3473 | 783.6417 | 728.93 | 690.9321 | 714.4628 | 866.077 | 928.6601 | 1028.2168 | 1246.3921 | 1121.6348 | 1020.4335 | 983.6042 | 1055.1616 | 945.72 | 939.1359 | 1094.9692 | 1290.8339 | 1415.8717 | 1378.9505 | 1307.7595 | 1284.5967 | 1176.8991 | 1055.4535 | 959.4672
2048-11-27 | 840.9358 | 753.8016 | 693.5971 | 678.5195 | 719.3237 | 913.3812 | 1073.1746 | 1199.3857 | 1294.082 | 1125.519 | 1085.6894 | 1090.399 | 1129.9022 | 1070.8812 | 1063.0604 | 1156.3552 | 1350.5259 | 1455.5119 | 1323.2162 | 1189.7074 | 1169.1514 | 1144.1067 | 1053.2411 | 993.7259
2048-11-28 | 848.6082 | 782.0284 | 740.4285 | 694.5205 | 704.251 | 756.9601 | 792.9773 | 871.0414 | 1044.757 | 1013.5724 | 1086.4492 | 965.9499 | 1042.3163 | 772.9471 | 1049.1103 | 996.8796 | 1174.1704 | 1315.467 | 1271.7935 | 1257.6552 | 1231.6735 | 1125.7549 | 1094.1606 | 1017.6298
2048-11-29 | 1047.0911 | 786.0628 | 730.2577 | 685.3739 | 694.1905 | 730.8736 | 742.6889 | 828.438 | 986.5035 | 910.2532 | 965.9156 | 962.9051 | 955.3886 | 791.2416 | 998.1028 | 1016.5831 | 1242.4965 | 1304.8712 | 1441.7479 | 1348.5741 | 1355.7187 | 1219.5775 | 1168.8719 | 1114.9275
2048-11-30 | 1005.5869 | 854.4171 | 703.4552 | 676.9802 | 719.7105 | 940.5442 | 1084.0086 | 1248.2089 | 1310.2703 | 1167.1779 | 1083.9319 | 1130.7195 | 1177.01 | 1158.9717 | 1104.087 | 1169.1457 | 1355.2928 | 1485.1307 | 1391.5507 | 1355.0623 | 1191.0613 | 1176.0428 | 1093.2266 | 958.5316
2048-12-01 | 842.4964 | 740.6531 | 688.8424 | 663.5149 | 694.0668 | 886.268 | 1021.0377 | 1109.8097 | 1163.0389 | 1038.0892 | 954.2431 | 954.3355 | 1023.2793 | 931.2154 | 856.6795 | 999.9839 | 1185.6156 | 1340.992 | 1272.9462 | 1250.2985 | 1134.1063 | 1131.3571 | 1061.0383 | 936.5298
2048-12-02 | 807.5659 | 733.4977 | 677.2708 | 654.099 | 681.4162 | 891.2702 | 1002.058 | 1143.4501 | 1225.8362 | 1020.9343 | 958.7859 | 975.5336 | 1054.913 | 1028.3813 | 1048.4925 | 1029.6007 | 1239.4087 | 1346.7394 | 1306.6762 | 1218.6695 | 1156.5595 | 1136.2352 | 1075.1238 | 942.5896
2048-12-03 | 818.0756 | 737.1379 | 685.8471 | 662.4478 | 698.5284 | 893.6271 | 998.9303 | 1087.367 | 1227.2444 | 1054.2688 | 918.9883 | 870.5501 | 856.4054 | 853.6361 | 879.6808 | 1033.9506 | 1202.5125 | 1336.1419 | 1307.1929 | 1234.1893 | 1235.235 | 1139.4121 | 1052.7079 | 962.2022
2048-12-04 | 827.275 | 744.1135 | 686.0803 | 660.7182 | 695.6794 | 863.738 | 1005.4611 | 1127.8048 | 1200.8438 | 1026.2205 | 975.7853 | 986.08 | 1009.6917 | 934.6094 | 951.8041 | 1054.9937 | 1248.2716 | 1360.564 | 1253.4017 | 1137.8764 | 1146.8465 | 1129.4256 | 1052.7591 | 994.1565
2048-12-05 | 837.6317 | 771.4423 | 729.1821 | 680.9137 | 691.8275 | 728.943 | 753.4907 | 828.8842 | 990.0868 | 913.8667 | 956.5906 | 831.2102 | 834.5483 | 661.0386 | 935.9717 | 871.4313 | 1081.6112 | 1250.1441 | 1218.3552 | 1222.7444 | 1224.584 | 1123.032 | 1099.3691 | 1031.6944
2048-12-06 | 1021.9829 | 761.6418 | 704.0389 | 658.4874 | 668.6714 | 688.8297 | 690.0164 | 769.2844 | 909.1196 | 834.7992 | 837.5403 | 842.329 | 765.3622 | 638.4444 | 837.9983 | 860.3029 | 1115.6022 | 1205.0732 | 1361.0183 | 1290.316 | 1322.8281 | 1190.8359 | 1153.9606 | 1110.4736
2048-12-07 | 984.3254 | 834.2251 | 681.1118 | 651.7638 | 692.2428 | 885.2902 | 1009.121 | 1163.9379 | 1197.1185 | 1038.8283 | 908.1967 | 968.0751 | 999.1119 | 856.4428 | 890.4298 | 1072.8654 | 1247.9344 | 1385.848 | 1304.9914 | 1292.1586 | 1153.736 | 1144.9957 | 1079.7961 | 952.7387
2048-12-08 | 843.6527 | 741.7722 | 690.0394 | 664.6236 | 695.1946 | 887.6245 | 1022.4901 | 1132.1449 | 1199.7078 | 1080.7447 | 985.3569 | 1029.5945 | 1091.9662 | 1075.0648 | 1053.9243 | 1100.997 | 1237.3632 | 1353.3245 | 1275.0614 | 1255.1542 | 1155.2801 | 1146.9565 | 1075.4097 | 939.2937
2048-12-09 | 825.6472 | 750.9708 | 695.7355 | 670.8014 | 698.407 | 911.7055 | 1023.9384 | 1164.4041 | 1233.8769 | 1018.8827 | 939.9784 | 958.7424 | 1034.0078 | 984.684 | 988.4096 | 1086.1294 | 1303.2485 | 1382.3894 | 1336.1035 | 1237.2502 | 1177.1016 | 1163.4077 | 1098.4816 | 966.6653
2048-12-10 | 833.8499 | 752.3836 | 702.1722 | 677.5862 | 713.8705 | 911.9527 | 1018.5707 | 1132.3827 | 1267.0149 | 1119.3011 | 1009.5809 | 977.3409 | 1064.9034 | 972.7939 | 983.6548 | 1074.0137 | 1253.5883 | 1369.959 | 1334.4822 | 1256.6276 | 1254.849 | 1163.1448 | 1081.638 | 984.1502
2048-12-11 | 846.9993 | 763.3813 | 706.7769 | 679.9574 | 715.2846 | 887.0416 | 1030.2523 | 1155.799 | 1226.1506 | 1068.1535 | 1002.8922 | 1003.3354 | 1028.7029 | 878.5163 | 922.947 | 1073.3258 | 1292.3713 | 1401.267 | 1287.9607 | 1166.1131 | 1169.6155 | 1156.7607 | 1073.7041 | 1021.3964
2048-12-12 | 838.2099 | 772.0019 | 729.7806 | 681.468 | 692.3914 | 729.6213 | 754.2169 | 835.4655 | 991.8458 | 950.7414 | 991.5037 | 886.2155 | 997.502 | 794.5619 | 1018.6449 | 945.1937 | 1108.2803 | 1249.8864 | 1220.3557 | 1224.5416 | 1230.1681 | 1122.5387 | 1104.4476 | 1032.4925
2048-12-13 | 1028.594 | 768.0401 | 710.883 | 664.8261 | 675.1196 | 696.5851 | 698.3202 | 777.3288 | 940.6422 | 842.256 | 862.2921 | 862.0408 | 838.4088 | 647.8495 | 824.9982 | 822.4941 | 1093.6328 | 1209.4827 | 1372.2323 | 1297.2556 | 1333.3863 | 1197.9382 | 1163.7584 | 1120.9614
2048-12-14 | 982.1034 | 832.2302 | 678.9779 | 649.7875 | 690.2323 | 882.8722 | 1006.5319 | 1157.3265 | 1194.6746 | 1042.3283 | 921.9673 | 970.2053 | 929.0039 | 812.6666 | 825.7637 | 1028.9496 | 1202.8797 | 1371.4596 | 1303.1045 | 1286.1358 | 1152.8179 | 1138.2981 | 1071.1697 | 945.9156
2048-12-15 | 847.2435 | 745.4458 | 693.9689 | 668.2629 | 698.8967 | 892.0772 | 1027.2577 | 1138.7089 | 1183.2954 | 1031.4401 | 926.1707 | 938.4861 | 1001.9848 | 797.9002 | 794.5196 | 955.2596 | 1159.16 | 1326.9324 | 1280.0321 | 1245.6264 | 1142.4728 | 1130.4546 | 1076.3735 | 943.3008
2048-12-16 | 827.6563 | 753.0916 | 698.8576 | 673.771 | 701.4962 | 915.421 | 1027.9167 | 1174.26 | 1222.8497 | 981.0495 | 896.9572 | 926.4608 | 927.8196 | 798.7672 | 851.6543 | 1019.004 | 1263.8213 | 1366.7045 | 1342.5125 | 1243.863 | 1172.5231 | 1160.0352 | 1097.529 | 970.7845
2048-12-17 | 826.5576 | 745.2731 | 694.5869 | 670.6452 | 706.8797 | 903.4028 | 1009.4368 | 1134.2018 | 1247.874 | 1074.7457 | 970.5375 | 931.6728 | 1008.6203 | 892.403 | 893.7853 | 990.6827 | 1200.9989 | 1346.1448 | 1321.8547 | 1247.1683 | 1246.0946 | 1152.5084 | 1068.2039 | 974.2698
2048-12-18 | 846.9966 | 763.2012 | 706.495 | 679.6764 | 715.0082 | 886.8803 | 1030.0713 | 1166.2387 | 1241.2749 | 1067.9551 | 1024.9513 | 1029.4392 | 1065.369 | 1036.6414 | 974.6299 | 1100.1429 | 1293.7704 | 1402.4025 | 1287.7235 | 1164.8184 | 1172.0732 | 1160.3987 | 1078.8459 | 1021.1633
2048-12-19 | 846.9829 | 780.4924 | 738.8626 | 689.8794 | 700.9481 | 739.9126 | 765.236 | 861.2273 | 1040.7345 | 1010.4418 | 1018.3187 | 890.7662 | 1019.8869 | 967.4941 | 1061.4946 | 957.683 | 1126.7394 | 1254.1748 | 1235.6296 | 1238.1902 | 1238.7556 | 1141.9487 | 1119.2843 | 1044.603
2048-12-20 | 1031.7111 | 771.0568 | 714.1098 | 667.8147 | 678.1598 | 700.2416 | 702.2353 | 799.8913 | 965.7649 | 922.8585 | 966.2764 | 913.1557 | 951.9883 | 878.4705 | 939.5543 | 912.5518 | 1140.4877 | 1218.471 | 1376.9044 | 1306.7177 | 1337.2312 | 1210.5929 | 1176.4131 | 1125.4052
2048-12-21 | 995.4612 | 845.0026 | 692.6399 | 662.4408 | 703.1041 | 898.3535 | 1023.108 | 1181.7817 | 1209.4992 | 1039.0529 | 923.6313 | 971.3807 | 989.9076 | 846.246 | 830.2767 | 1025.7328 | 1195.9516 | 1377.9034 | 1325.1017 | 1301.0508 | 1173.6682 | 1157.808 | 1089.4562 | 962.8789
2048-12-22 | 836.6055 | 734.9419 | 682.7628 | 657.8528 | 688.2964 | 879.4799 | 1013.8442 | 1130.9766 | 1166.2469 | 1024.1914 | 917.2787 | 946.1164 | 1020.6884 | 894.8334 | 798.5737 | 929.7862 | 1141.4659 | 1304.1943 | 1263.0355 | 1235.9491 | 1121.0554 | 1122.6625 | 1057.4973 | 929.0474
2048-12-23 | 805.6282 | 731.5643 | 675.0846 | 652.0961 | 679.6224 | 889.3585 | 1000.0689 | 1145.5183 | 1202.3204 | 971.1463 | 879.5538 | 903.3628 | 934.3553 | 750.2583 | 817.2471 | 951.2714 | 1202.374 | 1318.9261 | 1305.0879 | 1212.182 | 1141.7756 | 1127.1175 | 1069.937 | 939.9725
2048-12-24 | 821.0917 | 737.4592 | 686.9064 | 658.0623 | 691.7607 | 870.3881 | 990.2715 | 1121.2123 | 1241.8863 | 1084.2043 | 985.936 | 947.6424 | 1062.4471 | 990.6314 | 895.7976 | 1007.62 | 1201.9417 | 1315.6552 | 1302.3978 | 1220.8132 | 1236.0624 | 1150.2055 | 1054.4513 | 962.214
2048-12-25 | 849.7267 | 768.4269 | 705.6116 | 665.4936 | 678.0276 | 782.7496 | 891.3806 | 1017.2095 | 1128.2658 | 945.9166 | 905.5619 | 907.1118 | 931.2878 | 959.0367 | 828.2239 | 970.3514 | 1181.0132 | 1323.5085 | 1229.2315 | 1122.9091 | 1154.0308 | 1131.2409 | 1034.5012 | 979.2806
2048-12-26 | 806.2556 | 736.5407 | 689.0033 | 650.3476 | 664.7839 | 696.3265 | 718.7199 | 807.2204 | 981.5807 | 969.8012 | 1004.6217 | 871.4735 | 970.958 | 875.6791 | 1112.3478 | 967.2516 | 1085.7842 | 1196.1394 | 1175.2188 | 1200.4832 | 1212.8939 | 1104.2989 | 1081.9021 | 994.5648
2048-12-27 | 999.8117 | 740.1842 | 681.0868 | 637.2298 | 647.0468 | 662.8212 | 662.1685 | 755.2113 | 883.5213 | 798.8069 | 811.7069 | 821.3262 | 876.8487 | 675.8552 | 804.1247 | 773.482 | 1042.302 | 1152.7834 | 1323.0691 | 1262.4349 | 1292.9307 | 1159.7651 | 1125.1431 | 1080.6262
2048-12-28 | 962.3815 | 813.018 | 658.522 | 630.9159 | 671.0349 | 859.783 | 981.8099 | 1142.6732 | 1185.3855 | 1017.1273 | 934.3784 | 990.1391 | 1013.847 | 1002.5679 | 900.2149 | 1028.6188 | 1184.5071 | 1337.4591 | 1268.6629 | 1258.5882 | 1129.5732 | 1124.5455 | 1047.1017 | 921.7207
2048-12-29 | 819.4952 | 718.6943 | 665.5355 | 642.0645 | 672.246 | 860.0235 | 992.9373 | 1111.2577 | 1152.4349 | 1025.4532 | 870.4109 | 875.827 | 957.4764 | 766.1529 | 746.2173 | 893.862 | 1101.7786 | 1259.9784 | 1234.1828 | 1210.6451 | 1104.5291 | 1088.3875 | 1036.5613 | 897.6725
2048-12-30 | 798.6183 | 725.3729 | 668.6467 | 645.8724 | 673.3945 | 881.7657 | 991.9229 | 1156.9405 | 1229.3698 | 1003.1391 | 929.6209 | 955.5362 | 1008.379 | 987.0429 | 960.0958 | 999.7805 | 1195.3686 | 1313.1999 | 1292.8098 | 1207.9203 | 1141.6238 | 1129.1487 | 1059.071 | 923.2002
2048-12-31 | 787.7748 | 708.7223 | 655.7376 | 634.7329 | 668.5399 | 849.5734 | 980.8907 | 1103.345 | 1227.7045 | 1058.731 | 920.3858 | 858.4144 | 950.8993 | 800.9525 | 787.5331 | 933.0508 | 1138.6089 | 1262.5518 | 1285.0256 | 1236.4879 | 1240.1022 | 1124.0541 | 1023.2056 | 920.3797
2049-01-01 | 831.4512 | 777.0952 | 724.2743 | 681.9618 | 694.5785 | 852.4466 | 938.4523 | 1070.7839 | 1215.8638 | 982.6157 | 879.6637 | 890.2049 | 874.6285 | 773.1127 | 865.9248 | 976.7822 | 1249.8661 | 1352.241 | 1289.1987 | 1181.0809 | 1098.5442 | 1113.3254 | 1047.9667 | 920.8934
2049-01-02 | 838.596 | 760.2301 | 708.9348 | 686.5909 | 703.278 | 854.5205 | 948.1995 | 1080.7881 | 1264.0586 | 1087.3802 | 978.961 | 929.4164 | 980.503 | 859.1442 | 850.01 | 1004.2369 | 1223.398 | 1369.0772 | 1339.536 | 1233.828 | 1242.2798 | 1121.3731 | 1066.2433 | 970.2247
2049-01-03 | 807.1951 | 729.3854 | 678.6441 | 653.394 | 664.9607 | 772.2068 | 880.9206 | 993.2189 | 1112.827 | 907.2655 | 830.2287 | 840.079 | 871.8774 | 730.2329 | 739.9842 | 848.9491 | 1156.0098 | 1354.6943 | 1343.4634 | 1225.9522 | 1216.7597 | 1140.6766 | 990.4134 | 900.8704
2049-01-04 | 724.8045 | 678.5456 | 648.2233 | 626.3433 | 670.1662 | 786.3809 | 921.97 | 962.5679 | 1062.0373 | 961.5389 | 995.0009 | 870.4479 | 909.3456 | 747.8234 | 999.8354 | 902.7477 | 1091.4766 | 1260.0572 | 1277.2141 | 1312.7275 | 1268.0923 | 1104.3077 | 1009.3488 | 895.9656
2049-01-05 | 947.3492 | 705.6059 | 666.0073 | 629.879 | 672.5837 | 783.9608 | 917.7332 | 968.9212 | 1037.168 | 910.8361 | 946.9492 | 933.6931 | 1006.7295 | 771.5335 | 867.3676 | 874.7664 | 1123.9486 | 1191.5552 | 1340.6364 | 1309.6545 | 1325.104 | 1140.5336 | 1078.1379 | 1035.1097
2049-01-06 | 939.7711 | 823.8768 | 672.3139 | 636.2473 | 666.8786 | 873.2651 | 1044.2999 | 1172.5552 | 1188.0839 | 993.2326 | 880.3498 | 913.4738 | 911.5395 | 743.7682 | 764.7922 | 982.3366 | 1179.6646 | 1340.2217 | 1271.7793 | 1267.5187 | 1119.7389 | 1096.3616 | 1020.2779 | 876.3828
2049-01-07 | 767.4557 | 690.6296 | 647.9316 | 631.6117 | 662.0932 | 871.1754 | 1054.2234 | 1138.6085 | 1171.7044 | 1008.3611 | 890.7278 | 886.8731 | 932.8747 | 764.0335 | 754.3541 | 886.9343 | 1107.6652 | 1301.9857 | 1251.2734 | 1235.828 | 1111.3946 | 1094.8737 | 993.9236 | 848.2238
2049-01-08 | 787.2066 | 732.8727 | 684.2514 | 662.8527 | 701.6283 | 932.6306 | 1091.4616 | 1225.3249 | 1306.5333 | 1049.8775 | 943.5375 | 952.0361 | 921.1131 | 792.394 | 841.5895 | 974.0547 | 1249.485 | 1367.3859 | 1335.0539 | 1238.419 | 1151.0817 | 1120.3863 | 1055.8554 | 921.8025
2049-01-09 | 795.9025 | 723.8887 | 673.6421 | 647.2704 | 659.2218 | 800.8355 | 890.7623 | 1014.6552 | 1170.099 | 1006.0406 | 908.3406 | 837.0391 | 860.6485 | 706.8539 | 695.7875 | 830.2164 | 1095.2707 | 1260.8424 | 1262.5838 | 1172.9661 | 1178.6315 | 1061.1696 | 994.7672 | 902.1855
2049-01-10 | 821.6285 | 746.0789 | 696.3037 | 669.6364 | 681.5003 | 792.098 | 902.0646 | 1018.7196 | 1128.6523 | 934.9515 | 858.9423 | 855.1578 | 831.1113 | 714.4281 | 732.198 | 891.2862 | 1174.0005 | 1369.9122 | 1372.1605 | 1244.1871 | 1241.2784 | 1164.7047 | 1016.6561 | 924.3918
2049-01-11 | 753.3896 | 706.2253 | 677.549 | 653.4499 | 697.7121 | 819.5529 | 957.2888 | 1004.2286 | 1122.3218 | 1027.1264 | 1094.6117 | 986.6087 | 1084.3142 | 813.8829 | 1033.5866 | 914.3907 | 1136.4441 | 1297.0595 | 1325.3927 | 1345.3718 | 1309.1162 | 1146.777 | 1051.2207 | 944.0511
2049-01-12 | 988.8922 | 746.6291 | 708.1325 | 668.8209 | 712.0761 | 831.4336 | 968.0774 | 1030.4754 | 1108.5902 | 978.4713 | 1017.7488 | 1005.0112 | 950.9467 | 747.6963 | 911.303 | 900.3289 | 1150.296 | 1249.6223 | 1407.0871 | 1360.7683 | 1376.5243 | 1203.4851 | 1138.2626 | 1089.2767
2049-01-13 | 966.2724 | 850.8372 | 701.1665 | 662.9188 | 694.2934 | 905.8359 | 1078.721 | 1212.9808 | 1223.7863 | 1029.1482 | 922.2558 | 937.3926 | 810.0547 | 726.6612 | 747.1207 | 994.9322 | 1199.7439 | 1370.5822 | 1317.087 | 1297.1989 | 1164.4874 | 1139.0167 | 1057.0649 | 910.6708
2049-01-14 | 808.3052 | 731.7126 | 691.7425 | 672.0825 | 703.2517 | 920.8652 | 1106.7776 | 1208.2403 | 1253.4923 | 1105.2919 | 982.9054 | 982.3617 | 1011.9084 | 833.5643 | 867.3864 | 1007.009 | 1223.3712 | 1383.5154 | 1322.2958 | 1288.9946 | 1166.8971 | 1158.4763 | 1054.8752 | 906.7145
2049-01-15 | 770.5253 | 714.4625 | 664.5182 | 644.6354 | 674.842 | 901.7721 | 1061.102 | 1193.0834 | 1293.4207 | 1044.0345 | 936.2612 | 940.3758 | 982.3269 | 827.2591 | 876.0711 | 1004.7816 | 1253.0229 | 1341.1241 | 1295.7493 | 1199.5487 | 1123.8406 | 1091.061 | 1029.215 | 897.6664
2049-01-16 | 823.3417 | 751.7902 | 703.5147 | 674.8974 | 687.3339 | 834.7592 | 926.5061 | 1056.6921 | 1244.5699 | 1079.03 | 971.0169 | 900.0844 | 960.5695 | 787.9573 | 764.1071 | 900.8211 | 1155.0915 | 1303.7188 | 1310.7942 | 1211.2632 | 1217.9318 | 1100.1754 | 1037.6948 | 940.2903
2049-01-17 | 814.6791 | 739.8672 | 690.2384 | 664.0344 | 675.763 | 785.1547 | 894.3661 | 1012.4024 | 1134.2357 | 945.1753 | 880.8371 | 877.1251 | 867.2063 | 724.82 | 742.8113 | 851.9689 | 1131.0622 | 1346.771 | 1362.6074 | 1233.4311 | 1237.1739 | 1157.4795 | 1006.4083 | 916.8755
2049-01-18 | 785.2629 | 736.9092 | 702.8046 | 662.3559 | 690.1121 | 746.036 | 824.501 | 866.8704 | 1027.3522 | 951.0361 | 990.3361 | 853.4549 | 765.8358 | 647.9454 | 879.3957 | 825.2013 | 1043.5244 | 1239.4761 | 1307.1659 | 1343.8698 | 1310.1676 | 1158.5368 | 1045.023 | 931.0368
2049-01-19 | 971.3668 | 721.9604 | 681.4153 | 651.3959 | 698.8684 | 815.6871 | 951.3753 | 1015.6571 | 1092.2172 | 964.9044 | 999.4388 | 988.6126 | 917.1808 | 737.5634 | 882.8218 | 864.0977 | 1127.988 | 1212.0539 | 1376.7895 | 1341.4098 | 1360.1739 | 1185.4373 | 1119.3793 | 1068.5095
2049-01-20 | 938.3975 | 822.8331 | 673.1328 | 638.5785 | 669.243 | 875.6565 | 1042.9556 | 1169.8041 | 1216.4532 | 1047.2959 | 923.6403 | 986.3883 | 1023.0174 | 954.7846 | 901.0314 | 1102.2898 | 1236.3121 | 1342.3512 | 1279.2755 | 1272.071 | 1125.9501 | 1106.354 | 1024.5053 | 879.5384
2049-01-21 | 803.3954 | 725.4777 | 685.039 | 665.8277 | 696.8615 | 912.8835 | 1098.5497 | 1192.9059 | 1236.0269 | 1100.0251 | 991.3087 | 995.2277 | 1061.4695 | 838.9866 | 831.9965 | 980.7773 | 1176.3309 | 1336.5971 | 1307.6013 | 1283.0813 | 1159.3034 | 1141.1934 | 1050.6395 | 898.0681
2049-01-22 | 776.888 | 721.9575 | 672.3898 | 651.7446 | 690.8318 | 919.4243 | 1077.3966 | 1207.6114 | 1312.3086 | 1068.5062 | 970.4166 | 953.022 | 981.8672 | 821.6468 | 849.78 | 961.8285 | 1195.9823 | 1331.6441 | 1317.6242 | 1220.8265 | 1136.6048 | 1103.8797 | 1042.2216 | 907.6411
2049-01-23 | 766.4603 | 696.3957 | 644.2074 | 620.0712 | 631.778 | 767.9541 | 855.5034 | 967.7709 | 1127.2523 | 953.6108 | 819.0103 | 765.2699 | 835.0439 | 740.0464 | 713.6277 | 834.2395 | 1072.2322 | 1186.6697 | 1214.8699 | 1138.875 | 1140.9264 | 1020.409 | 953.8692 | 862.0304
2049-01-24 | 773.34 | 697.2489 | 647.1706 | 624.2376 | 635.3257 | 736.5031 | 843.1181 | 957.9192 | 1070.5332 | 875.0414 | 807.2602 | 806.6808 | 829.5778 | 703.5624 | 677.6988 | 784.5584 | 1054.7387 | 1258.454 | 1291.5231 | 1182.7524 | 1175.2853 | 1100.1952 | 947.0745 | 857.5989
2049-01-25 | 725.4074 | 678.6606 | 647.9948 | 626.1374 | 669.9464 | 786.122 | 921.8307 | 962.837 | 1078.3572 | 994.9798 | 1022.6655 | 910.5713 | 1038.1294 | 816.0387 | 1026.3535 | 896.7235 | 1070.3364 | 1220.7105 | 1276.9666 | 1306.182 | 1270.0902 | 1106.6875 | 1009.7913 | 903.9731
2049-01-26 | 995.5154 | 751.9127 | 714.9412 | 675.1073 | 718.4679 | 839.1236 | 976.226 | 1045.7041 | 1127.625 | 1000.2887 | 1013.5665 | 990.0846 | 899.6511 | 744.423 | 877.618 | 883.307 | 1127.8854 | 1222.1387 | 1405.9008 | 1370.6753 | 1385.6081 | 1213.3508 | 1148.2292 | 1097.2978
2049-01-27 | 947.8189 | 833.5004 | 684.9229 | 647.9341 | 678.7388 | 887.1229 | 1059.236 | 1189.8152 | 1213.1988 | 1018.8836 | 916.0456 | 963.0196 | 991.5472 | 859.3048 | 860.4233 | 1095.1705 | 1223.2849 | 1344.7021 | 1288.6897 | 1275.8452 | 1142.3425 | 1122.9816 | 1040.1072 | 892.9323
2049-01-28 | 778.7036 | 701.5564 | 659.409 | 642.1429 | 672.7661 | 883.8022 | 1067.6804 | 1156.0344 | 1181.6273 | 1025.3435 | 924.7751 | 952.4108 | 1012.1751 | 809.32 | 759.5511 | 897.4019 | 1101.4644 | 1259.2986 | 1267.6 | 1250.7235 | 1125.0066 | 1109.0466 | 1010.8062 | 863.4152
2049-01-29 | 769.2905 | 716.2707 | 667.236 | 647.229 | 686.123 | 913.6365 | 1071.2528 | 1209.224 | 1308.0985 | 1045.6712 | 942.1585 | 923.0774 | 946.1826 | 797.2288 | 820.7821 | 936.4045 | 1203.5979 | 1317.9303 | 1307.7214 | 1215.7194 | 1132.1428 | 1094.6432 | 1032.3839 | 900.5422
2049-01-30 | 809.6586 | 739.3317 | 690.8706 | 663.3203 | 675.7295 | 820.7237 | 911.5181 | 1031.6432 | 1183.7352 | 1017.8467 | 887.342 | 832.4912 | 785.8401 | 712.8443 | 672.3469 | 827.5641 | 1056.8183 | 1210.1332 | 1284.9756 | 1195.493 | 1204.6735 | 1081.4767 | 1018.9774 | 924.1068
2049-01-31 | 814.6328 | 739.3321 | 690.3045 | 664.065 | 676.2124 | 785.8328 | 895.4859 | 1010.6994 | 1131.1041 | 934.2275 | 857.7376 | 852.8388 | 804.59 | 679.7877 | 719.4685 | 843.0013 | 1104.4896 | 1305.2241 | 1358.9543 | 1235.3269 | 1237.1852 | 1156.6981 | 1006.6888 | 917.1431
2049-02-01 | 796.3021 | 764.5681 | 734.5549 | 704.7823 | 753.4728 | 885.7152 | 1007.0864 | 1058.3323 | 1142.3556 | 1004.6254 | 1064.1617 | 975.7095 | 979.6581 | 810.7043 | 1006.1951 | 880.5932 | 1071.0915 | 1267.2257 | 1301.478 | 1363.6 | 1330.9971 | 1176.9149 | 1082.7528 | 985.2721
2049-02-02 | 1010.7844 | 781.4427 | 739.9661 | 699.7302 | 746.9383 | 872.7736 | 991.671 | 1060.2018 | 1126.4857 | 1012.2297 | 1057.2981 | 1011.6765 | 1000.2397 | 754.3301 | 957.2286 | 875.9095 | 1128.0629 | 1185.9863 | 1358.4453 | 1347.1982 | 1377.9598 | 1208.4256 | 1137.0351 | 1103.703
2049-02-03 | 983.5362 | 886.0631 | 732.8565 | 691.2885 | 726.6122 | 944.4417 | 1099.9131 | 1248.1659 | 1280.312 | 1090.0228 | 963.2609 | 1004.5736 | 992.5557 | 917.5464 | 792.5891 | 968.7998 | 1163.226 | 1323.4938 | 1259.597 | 1286.9604 | 1159.7609 | 1138.1535 | 1051.9944 | 925.1841
2049-02-04 | 815.134 | 752.9136 | 707.9092 | 685.9374 | 721.0307 | 941.4454 | 1108.5624 | 1203.4272 | 1233.2442 | 1087.1377 | 962.1693 | 961.3829 | 1041.1766 | 849.6724 | 788.4761 | 878.5311 | 1104.8769 | 1279.0287 | 1242.9001 | 1256.4336 | 1142.5244 | 1131.6763 | 1029.0264 | 896.9792
2049-02-05 | 818.4207 | 776.7819 | 725.8186 | 700.6084 | 743.8468 | 983.1596 | 1125.3877 | 1260.7603 | 1337.5977 | 1040.7188 | 941.3655 | 934.2423 | 982.6233 | 836.7885 | 837.7573 | 905.7779 | 1148.022 | 1302.4763 | 1299.3677 | 1240.4901 | 1167.91 | 1136.5815 | 1065.6878 | 942.9731
2049-02-06 | 844.8244 | 789.5978 | 739.9499 | 708.5952 | 728.9874 | 893.6712 | 976.3781 | 1101.5455 | 1257.0877 | 1081.7157 | 976.3182 | 927.9912 | 951.4039 | 854.3079 | 728.9542 | 837.9121 | 1088.5707 | 1256.8382 | 1277.2977 | 1218.34 | 1233.0592 | 1115.0363 | 1039.3507 | 958.4339
2049-02-07 | 850.8019 | 789.8791 | 739.6105 | 710.2638 | 730.5746 | 861.2932 | 965.2007 | 1084.9754 | 1129.4437 | 891.4022 | 818.964 | 821.5966 | 626.4027 | 640.6896 | 633.6198 | 768.8996 | 1063.3358 | 1269.4895 | 1327.8029 | 1246.9244 | 1257.0016 | 1184.2775 | 1027.139 | 953.5097
2049-02-08 | 789.1921 | 757.9676 | 727.6806 | 698.4301 | 747.0212 | 877.9403 | 998.8399 | 1041.0941 | 1115.1152 | 963.1249 | 990.773 | 879.5406 | 776.6534 | 679.9314 | 926.5284 | 825.9782 | 1029.6459 | 1213.0166 | 1286.0203 | 1352.5069 | 1322.2281 | 1167.3811 | 1067.6223 | 978.0912
2049-02-09 | 1037.0525 | 807.1343 | 770.3588 | 725.551 | 773.2043 | 904.4189 | 1025.2282 | 1086.7999 | 1131.0408 | 979.4131 | 1007.2818 | 995.7429 | 828.2464 | 719.582 | 837.0885 | 809.5081 | 1094.6109 | 1202.8663 | 1390.7959 | 1388.8586 | 1411.3686 | 1244.5546 | 1175.8854 | 1141.4383
2049-02-10 | 1017.7859 | 915.178 | 766.5249 | 723.7524 | 759.9311 | 984.4238 | 1142.1781 | 1281.418 | 1307.0112 | 1082.4953 | 978.1759 | 987.6083 | 936.369 | 798.3009 | 804.7073 | 1017.4123 | 1187.9608 | 1356.1925 | 1315.0979 | 1328.5193 | 1210.267 | 1185.2635 | 1098.2053 | 967.8327
2049-02-11 | 827.4392 | 767.8029 | 723.9438 | 700.678 | 736.2241 | 960.209 | 1128.3046 | 1215.1184 | 1241.9012 | 1070.7256 | 958.7087 | 953.8963 | 961.4323 | 800.1747 | 761.9077 | 842.6245 | 1068.2878 | 1274.8371 | 1262.9851 | 1273.8775 | 1168.321 | 1153.2044 | 1049.3765 | 918.3005
2049-02-12 | 819.0493 | 779.4097 | 730.1492 | 704.5035 | 747.816 | 987.947 | 1130.4592 | 1260.4109 | 1318.7529 | 1032.1467 | 904.8043 | 905.0335 | 776.7229 | 691.5889 | 707.9347 | 855.7584 | 1154.928 | 1268.6056 | 1295.3384 | 1239.827 | 1171.8908 | 1139.2721 | 1068.7445 | 951.4005
2049-02-13 | 859.694 | 801.9758 | 755.4085 | 722.8641 | 743.8916 | 911.4742 | 995.7771 | 1123.275 | 1306.8699 | 1160.0945 | 1072.887 | 892.4482 | 960.9568 | 877.6724 | 782.0354 | 882.2751 | 1113.6479 | 1273.0847 | 1297.7902 | 1238.1673 | 1249.4957 | 1134.6097 | 1065.6377 | 980.0835
2049-02-14 | 856.5899 | 796.1202 | 745.6016 | 715.7901 | 736.2033 | 868.0698 | 972.3952 | 1091.5359 | 1198.584 | 1003.2249 | 940.4935 | 969.8375 | 975.1183 | 919.6343 | 768.213 | 852.951 | 1125.2221 | 1316.8735 | 1351.8885 | 1262.7282 | 1265.0777 | 1189.0402 | 1039.0763 | 962.6708
2049-02-15 | 848.2573 | 816.2175 | 783.5012 | 734.0423 | 763.3636 | 824.0086 | 874.0336 | 920.7809 | 1102.6603 | 1011.1156 | 1020.1157 | 898.8133 | 849.1391 | 707.921 | 890.5467 | 790.2511 | 992.0814 | 1198.9352 | 1284.2178 | 1331.8533 | 1312.97 | 1187.7882 | 1091.3259 | 1002.4418
2049-02-16 | 1019.2742 | 784.7639 | 741.7614 | 707.409 | 758.8353 | 887.1077 | 1006.8737 | 1051.2733 | 1125.0819 | 977.2093 | 976.6903 | 970.2569 | 838.2651 | 734.7634 | 855.3259 | 792.4585 | 1065.0232 | 1163.5497 | 1361.2533 | 1366.0307 | 1390.7017 | 1225.5824 | 1155.124 | 1121.2706
2049-02-17 | 997.8946 | 898.5365 | 747.8867 | 705.1397 | 740.6913 | 961.5419 | 1117.9946 | 1244.6858 | 1229.1762 | 1041.556 | 954.0323 | 981.0526 | 868.9942 | 736.7177 | 720.4423 | 927.1571 | 1119.9107 | 1298.8219 | 1272.2779 | 1307.7053 | 1181.7121 | 1160.1116 | 1069.2811 | 938.7184
2049-02-18 | 850.7202 | 787.7225 | 748.441 | 723.6419 | 759.387 | 988.1957 | 1158.0542 | 1240.9988 | 1269.7148 | 1083.0733 | 1013.0001 | 1042.6329 | 1106.037 | 1030.0233 | 916.4959 | 982.023 | 1178.9682 | 1326.7586 | 1302.0997 | 1309.6308 | 1201.3774 | 1186.5524 | 1086.9666 | 954.8362
2049-02-19 | 834.554 | 791.9711 | 741.9877 | 715.658 | 751.2633 | 994.0506 | 1139.3931 | 1257.6416 | 1352.6259 | 1078.1403 | 959.4355 | 945.3722 | 866.3919 | 741.122 | 798.1381 | 913.1768 | 1148.3096 | 1282.2852 | 1299.004 | 1253.829 | 1183.6555 | 1158.1623 | 1087.3135 | 967.6514
2049-02-20 | 859.0673 | 804.3915 | 754.663 | 722.2515 | 743.2225 | 910.8046 | 995.0039 | 1111.6834 | 1244.4344 | 1052.5866 | 950.0218 | 881.1771 | 847.4227 | 796.8159 | 757.0052 | 871.8252 | 1067.9068 | 1239.6535 | 1293.2097 | 1237.6165 | 1246.8944 | 1135.7407 | 1062.691 | 977.0687
2049-02-21 | 847.3202 | 784.9915 | 735.823 | 706.9422 | 727.3677 | 857.4974 | 960.8803 | 1057.4086 | 1156.6306 | 934.3598 | 850.9599 | 857.4106 | 731.9607 | 720.5665 | 693.4746 | 785.2541 | 1074.5719 | 1267.1958 | 1322.837 | 1247.2556 | 1249.8634 | 1180.0931 | 1023.1559 | 950.1809
2049-02-22 | 810.9314 | 779.5614 | 751.4248 | 720.9227 | 769.0263 | 907.2312 | 1024.6786 | 1051.9741 | 1133.1029 | 1020.8683 | 1094.3446 | 974.1293 | 998.0442 | 813.0401 | 1047.6064 | 934.6079 | 1101.9364 | 1252.8525 | 1317.4757 | 1371.6058 | 1339.0416 | 1189.177 | 1097.4212 | 1002.0481
2049-02-23 | 1026.829 | 796.8574 | 759.2876 | 715.2618 | 762.8111 | 891.8957 | 1011.9558 | 1063.2009 | 1136.0004 | 974.1928 | 994.4542 | 988.0528 | 892.4028 | 753.0196 | 910.3214 | 827.9125 | 1077.4485 | 1171.8451 | 1368.7661 | 1368.4739 | 1403.2823 | 1234.5381 | 1160.7193 | 1121.8139
2049-02-24 | 997.859 | 896.229 | 745.1897 | 704.6823 | 740.2415 | 960.8671 | 1117.3571 | 1238.5573 | 1263.6968 | 1055.9236 | 931.6702 | 962.7518 | 962.3787 | 819.1759 | 793.0511 | 989.2957 | 1132.0485 | 1307.2826 | 1267.4294 | 1304.8937 | 1175.6627 | 1159.774 | 1071.1419 | 941.1952
2049-02-25 | 809.5547 | 749.5777 | 704.3893 | 682.6633 | 717.755 | 937.5932 | 1104.6077 | 1172.0607 | 1194.657 | 1022.3674 | 922.2966 | 926.0941 | 919.3357 | 799.0618 | 861.1687 | 935.126 | 1082.5041 | 1243.9538 | 1233.6287 | 1252.7699 | 1136.8014 | 1126.6013 | 1024.1702 | 892.5434
2049-02-26 | 799.32 | 760.9649 | 709.1403 | 685.1923 | 728.1661 | 964.272 | 1105.3614 | 1217.1276 | 1293.7622 | 992.2086 | 883.3295 | 879.6218 | 762.5644 | 718.4447 | 717.3338 | 810.4185 | 1093.306 | 1230.1255 | 1255.147 | 1219.3323 | 1143.9224 | 1112.1557 | 1038.8886 | 921.3118
2049-02-27 | 813.388 | 757.996 | 707.8985 | 679.0897 | 699.3223 | 858.0124 | 938.7246 | 1035.9836 | 1147.8729 | 915.6477 | 825.6788 | 769.5281 | 647.1129 | 717.162 | 704.7069 | 777.5917 | 1020.8851 | 1170.7854 | 1211.1208 | 1178.5781 | 1187.768 | 1069.2117 | 995.1111 | 915.2911
2049-02-28 | 847.2382 | 789.0596 | 737.015 | 708.2204 | 728.4814 | 858.7716 | 962.5322 | 1066.624 | 1184.4135 | 971.7475 | 909.0958 | 934.5652 | 953.2509 | 857.5134 | 878.8078 | 945.2232 | 1172.1223 | 1315.3937 | 1333.5914 | 1247.5639 | 1253.7987 | 1181.9124 | 1025.9629 | 953.267
2049-03-01 | 1008.2613 | 753.7261 | 708.1485 | 659.9459 | 694.329 | 792.6394 | 928.9232 | 1030.6441 | 1128.0684 | 1017.018 | 1056.1837 | 1043.8815 | 988.701 | 803.9303 | 926.6869 | 854.5529 | 1078.0161 | 1197.76 | 1383.6126 | 1361.3461 | 1383.5612 | 1251.8223 | 1180.283 | 1131.2766
2049-03-02 | 976.2227 | 852.1499 | 705.2896 | 645.6772 | 678.3339 | 861.8318 | 1033.314 | 1174.4455 | 1188.4309 | 996.9691 | 899.9319 | 934.0025 | 870.7275 | 738.8408 | 653.1935 | 826.0445 | 1046.8037 | 1242.9874 | 1240.8852 | 1299.1104 | 1159.5657 | 1140.8658 | 1041.8983 | 908.0311
2049-03-03 | 790.2463 | 716.7407 | 667.422 | 630.6268 | 650.7994 | 833.2641 | 1013.2888 | 1106.7192 | 1132.2918 | 995.892 | 897.9119 | 838.8006 | 806.5959 | 680.1879 | 749.8853 | 865.877 | 1040.8164 | 1207.2776 | 1206.7581 | 1211.5123 | 1092.5967 | 1123.3094 | 1029.6908 | 882.5893
2049-03-04 | 781.8399 | 729.3481 | 683.8912 | 644.4518 | 665.6985 | 873.7464 | 1034.3872 | 1184.0961 | 1259.4006 | 1019.5657 | 926.7888 | 936.938 | 917.2703 | 777.7073 | 829.58 | 918.811 | 1164.2127 | 1267.166 | 1280.6796 | 1242.5327 | 1179.2271 | 1159.8822 | 1049.0758 | 907.6263
2049-03-05 | 787.0041 | 729.5087 | 678.6912 | 637.6378 | 665.7399 | 847.2907 | 997.2098 | 1092.4572 | 1216.4216 | 995.4758 | 881.2798 | 700.9686 | 618.8288 | 615.5406 | 612.9141 | 725.4532 | 949.4616 | 1140.4295 | 1214.1266 | 1174.6193 | 1179.7393 | 1100.4475 | 1025.3624 | 928.6648
2049-03-06 | 828.9829 | 754.7538 | 705.2652 | 657.3698 | 662.1226 | 765.2518 | 901.1869 | 1030.3589 | 1095.1331 | 902.2911 | 828.5258 | 731.4717 | 591.3231 | 552.6782 | 536.2433 | 678.8257 | 940.3858 | 1169.962 | 1199.0635 | 1119.0763 | 1160.7897 | 1131.7919 | 1023.8471 | 965.7538
2049-03-07 | 802.9459 | 756.3199 | 721.1808 | 659.3832 | 664.5906 | 676.8103 | 728.066 | 773.4647 | 933.1796 | 822.8537 | 852.4169 | 647.3616 | 607.8299 | 525.9715 | 826.6609 | 738.1472 | 945.7876 | 1147.5934 | 1267.1402 | 1309.2078 | 1298.4186 | 1171.8217 | 1076.4661 | 966.441
2049-03-08 | 988.5239 | 735.1699 | 690.599 | 645.0967 | 679.2264 | 774.385 | 909.6947 | 984.3707 | 1063.2303 | 947.4655 | 985.4315 | 985.7288 | 851.8846 | 811.1422 | 943.7496 | 829.4864 | 1043.9628 | 1125.9479 | 1354.7168 | 1340.0037 | 1366.2496 | 1224.4252 | 1160.9496 | 1109.4515
2049-03-09 | 1008.6595 | 883.8026 | 738.9512 | 676.6444 | 710.1761 | 900.2939 | 1073.8168 | 1214.9958 | 1241.985 | 1053.3605 | 927.054 | 944.9767 | 794.1258 | 711.9062 | 727.1643 | 894.2742 | 1072.8243 | 1279.2177 | 1298.2076 | 1338.6063 | 1205.3656 | 1191.9454 | 1089.4023 | 951.5466
2049-03-10 | 824.5685 | 749.8425 | 703.9271 | 663.6776 | 684.3983 | 873.9135 | 1056.0119 | 1138.3741 | 1158.6418 | 973.8949 | 889.4412 | 836.1473 | 704.8855 | 647.3865 | 687.9223 | 845.0695 | 1038.5138 | 1236.3527 | 1247.3135 | 1253.6833 | 1146.44 | 1174.6325 | 1082.5907 | 925.6607
2049-03-11 | 797.7992 | 743.7815 | 698.9582 | 658.4535 | 679.9146 | 890.8741 | 1052.4474 | 1190.6633 | 1282.4879 | 1043.3406 | 967.5551 | 977.8485 | 984.6893 | 808.9137 | 835.1735 | 889.5773 | 1133.1075 | 1280.3305 | 1308.2954 | 1265.5867 | 1195.9514 | 1178.0414 | 1069.8739 | 930.8003
2049-03-12 | 822.0813 | 761.45 | 714.6511 | 670.9246 | 699.5671 | 888.1733 | 1040.2254 | 1154.2963 | 1319.6972 | 1109.6099 | 991.581 | 916.2262 | 892.1834 | 815.3376 | 773.1525 | 833.5288 | 1023.5357 | 1195.4084 | 1278.5162 | 1230.2464 | 1230.91 | 1155.2532 | 1076.1026 | 975.0545
2049-03-13 | 853.3724 | 778.0963 | 728.5029 | 680.5386 | 685.6233 | 793.31 | 930.8181 | 1050.1066 | 1140.3554 | 949.2926 | 879.3884 | 859.8795 | 701.3705 | 703.5669 | 686.8754 | 797.3175 | 1042.8722 | 1233.4041 | 1246.5075 | 1152.9202 | 1193.3095 | 1167.3766 | 1059.2054 | 1000.2961
2049-03-14 | 816.5667 | 769.9357 | 737.3368 | 672.857 | 677.7418 | 692.7667 | 745.0176 | 784.8846 | 965.3826 | 887.6727 | 943.0793 | 802.6971 | 723.4319 | 640.0037 | 876.2191 | 788.2571 | 974.6039 | 1162.5112 | 1286.5766 | 1334.2553 | 1320.0631 | 1195.5881 | 1098.0065 | 981.8902
2049-03-15 | 992.4433 | 738.696 | 692.5639 | 647.7439 | 682.1853 | 778.3 | 914.146 | 969.3273 | 1069.1504 | 928.7844 | 957.1402 | 910.6969 | 769.7799 | 677.4582 | 826.4179 | 792.3727 | 996.0138 | 1108.352 | 1348.8507 | 1334.8847 | 1361.682 | 1231.4468 | 1166.4934 | 1107.2193
2049-03-16 | 965.1823 | 841.5175 | 690.6026 | 633.9103 | 667.0533 | 848.6106 | 1019.5691 | 1106.1971 | 1115.1089 | 927.3607 | 781.5419 | 750.3966 | 609.3979 | 625.9501 | 585.5162 | 754.225 | 968.3328 | 1191.9296 | 1205.234 | 1279.8074 | 1144.0294 | 1129.579 | 1026.0207 | 881.8347
2049-03-17 | 800.4365 | 727.6253 | 678.9583 | 641.4027 | 661.7576 | 846.4795 | 1026.7014 | 1083.6072 | 1089.7326 | 922.6857 | 818.1915 | 684.9035 | 625.5735 | 547.6337 | 582.4606 | 736.0653 | 955.9571 | 1169.0845 | 1196.3092 | 1225.9389 | 1111.4338 | 1134.997 | 1047.2721 | 891.9238
2049-03-18 | 765.0941 | 711.7926 | 666.5741 | 628.4631 | 649.4282 | 854.214 | 1013.7052 | 1105.2448 | 1177.2687 | 915.1118 | 814.4192 | 792.8388 | 682.7782 | 642.7429 | 685.7216 | 750.9338 | 1019.9875 | 1175.3778 | 1235.7612 | 1220.6321 | 1157.7029 | 1133.5946 | 1023.9365 | 879.8399
2049-03-19 | 790.5006 | 731.5543 | 680.972 | 640.5321 | 668.6981 | 851.42 | 1001.7011 | 1071.4666 | 1214.55 | 1029.4275 | 926.2856 | 869.2314 | 810.3954 | 780.3666 | 772.9818 | 802.719 | 979.9621 | 1135.3799 | 1227.8339 | 1191.094 | 1188.7068 | 1108.3994 | 1029.4924 | 925.9833
2049-03-20 | 830.4469 | 756.606 | 705.147 | 659.3933 | 664.2677 | 767.9306 | 903.8641 | 997.78 | 1094.143 | 891.4459 | 856.8434 | 843.7278 | 665.6181 | 677.9745 | 696.3255 | 784.9346 | 1009.4746 | 1189.3299 | 1211.166 | 1137.2634 | 1159.0226 | 1132.6338 | 1027.8564 | 968.4969
2049-03-21 | 804.8084 | 759.3714 | 726.101 | 662.2771 | 667.4792 | 679.9737 | 731.9006 | 754.74 | 938.7192 | 863.0191 | 921.7975 | 767.8678 | 698.1446 | 556.9193 | 814.871 | 736.5192 | 935.2148 | 1124.2038 | 1267.2881 | 1323.4683 | 1303.5377 | 1175.0894 | 1080.3418 | 969.9553
2049-03-22 | 1005.9887 | 753.5658 | 710.2973 | 662.3818 | 696.7899 | 795.6031 | 931.8816 | 977.6746 | 1091.6776 | 972.5376 | 1026.9908 | 1044.8182 | 988.7044 | 823.9896 | 957.3371 | 839.3413 | 1106.8526 | 1180.27 | 1391.2556 | 1363.156 | 1390.4225 | 1257.1217 | 1185.6811 | 1132.5027
2049-03-23 | 995.6355 | 871.4372 | 722.7307 | 663.6897 | 689.1306 | 876.5807 | 1051.456 | 1137.2473 | 1175.0301 | 990.0466 | 891.4055 | 902.1004 | 710.5927 | 685.3152 | 685.5727 | 897.686 | 1077.7545 | 1254.8635 | 1257.8064 | 1313.3427 | 1178.6552 | 1173.3529 | 1069.8806 | 934.913
2049-03-24 | 818.3198 | 744.1805 | 697.5532 | 657.4335 | 678.0468 | 866.1592 | 1047.753 | 1099.8927 | 1143.4511 | 1024.684 | 919.5933 | 945.848 | 944.7643 | 778.4649 | 797.619 | 867.9538 | 1046.8703 | 1233.9826 | 1237.7331 | 1250.7496 | 1135.6706 | 1150.7629 | 1076.14 | 923.2226
2049-03-25 | 806.6571 | 750.9723 | 709.5974 | 668.2772 | 689.9386 | 902.8344 | 1064.8394 | 1135.7467 | 1233.3163 | 992.3972 | 947.2379 | 969.0213 | 868.6329 | 793.838 | 807.8153 | 872.6323 | 1121.8842 | 1262.972 | 1312.4986 | 1278.5722 | 1208.7435 | 1191.6104 | 1085.4833 | 944.8476
2049-03-26 | 857.3393 | 801.6053 | 746.9581 | 683.7404 | 683.7609 | 793.9815 | 873.4153 | 923.6558 | 1141.0132 | 961.4277 | 872.2319 | 719.1497 | 610.2329 | 616.1975 | 598.3873 | 723.059 | 945.3962 | 1154.7715 | 1217.654 | 1155.0764 | 1185.8405 | 1139.1003 | 1061.1651 | 968.179
2049-03-27 | 846.9591 | 767.3946 | 715.4901 | 673.3603 | 682.3805 | 789.5751 | 925.735 | 993.876 | 1076.3623 | 870.3914 | 797.9269 | 594.4656 | 541.5333 | 520.3605 | 514.5856 | 632.1024 | 943.5437 | 1181.2206 | 1217.8562 | 1149.655 | 1171.7692 | 1160.9788 | 1055.252 | 995.0902
2049-03-28 | 808.8392 | 762.4814 | 726.8094 | 665.6596 | 670.3508 | 683.4533 | 734.3892 | 710.6774 | 925.6289 | 857.1105 | 926.496 | 748.3515 | 665.1813 | 556.6018 | 778.9336 | 672.1217 | 875.3084 | 1107.8792 | 1266.5261 | 1325.9682 | 1311.142 | 1179.3588 | 1085.2795 | 975.3729
2049-03-29 | 1000.3717 | 745.7661 | 701.4947 | 655.5198 | 689.9192 | 787.7483 | 920.1256 | 946.5383 | 1047.2127 | 930.5978 | 943.4471 | 874.1879 | 729.5609 | 626.3519 | 781.7996 | 745.8405 | 995.9864 | 1107.3785 | 1351.4416 | 1344.7307 | 1379.2004 | 1246.6292 | 1181.7696 | 1122.7948
2049-03-30 | 996.6515 | 872.0136 | 724.2747 | 664.8685 | 697.8255 | 885.509 | 1057.7116 | 1113.3471 | 1157.702 | 952.5855 | 835.2097 | 779.7205 | 631.0066 | 594.4727 | 594.1398 | 764.9401 | 984.9996 | 1234.9746 | 1252.4395 | 1321.9757 | 1191.5021 | 1171.8128 | 1068.2258 | 936.0995
2049-03-31 | 837.7905 | 763.048 | 717.1933 | 676.7006 | 697.5786 | 889.7201 | 1071.6145 | 1105.1565 | 1139.9753 | 1010.1544 | 952.18 | 964.1563 | 892.7904 | 780.2434 | 782.8123 | 885.0144 | 1100.5802 | 1285.0437 | 1276.1985 | 1276.8016 | 1165.7989 | 1188.879 | 1101.9552 | 948.4888
2049-04-01 | 850.7221 | 794.4784 | 738.1758 | 704.5227 | 735.7322 | 942.8761 | 1094.2221 | 1176.8976 | 1295.3435 | 1039.4064 | 979.5452 | 933.368 | 830.5366 | 770.0822 | 823.5562 | 932.0551 | 1245.6038 | 1350.1899 | 1357.0303 | 1321.3148 | 1295.774 | 1252.744 | 1126.4582 | 1004.9618
2049-04-02 | 859.7036 | 799.0412 | 735.4622 | 699.1261 | 738.6684 | 920.0351 | 1061.5232 | 1125.55 | 1316.7101 | 1122.2516 | 1019.3039 | 874.0863 | 811.5984 | 830.9354 | 868.5352 | 967.2264 | 1177.4107 | 1297.3673 | 1321.2822 | 1266.0517 | 1300.9949 | 1208.2455 | 1111.5503 | 1026.6465
2049-04-03 | 879.8878 | 805.0781 | 740.7194 | 699.5321 | 713.7754 | 809.9574 | 935.6491 | 1020.7518 | 1133.0122 | 934.1227 | 881.9481 | 697.838 | 636.9801 | 688.9771 | 731.6298 | 885.5801 | 1112.8554 | 1277.6728 | 1263.757 | 1176.4757 | 1246.6984 | 1204.4959 | 1078.0547 | 1033.6498
2049-04-04 | 842.6173 | 796.0817 | 746.4049 | 690.5799 | 704.4483 | 706.5602 | 748.704 | 743.0476 | 981.0585 | 903.0626 | 926.1853 | 704.0114 | 665.4198 | 521.1146 | 796.3083 | 767.0672 | 983.3012 | 1188.7432 | 1294.1639 | 1350.8155 | 1373.4122 | 1226.2515 | 1114.3356 | 1018.5261
2049-04-05 | 1022.117 | 768.7519 | 707.7226 | 670.0264 | 714.5244 | 802.8135 | 931.5844 | 952.5367 | 1055.3053 | 951.6093 | 994.0003 | 907.9238 | 862.5691 | 691.7444 | 845.6455 | 788.2462 | 1076.7092 | 1164.6551 | 1384.7716 | 1368.7908 | 1428.8557 | 1274.6438 | 1188.3623 | 1156.4299
2049-04-06 | 1021.3705 | 896.9939 | 734.4725 | 683.1949 | 725.6279 | 904.0777 | 1064.2706 | 1129.3002 | 1168.7272 | 995.509 | 873.6023 | 833.6173 | 681.945 | 651.969 | 659.0042 | 847.0597 | 1091.4179 | 1282.6738 | 1283.1856 | 1349.5582 | 1247.5239 | 1202.7981 | 1084.7801 | 971.1388
2049-04-07 | 831.3273 | 758.2938 | 695.1269 | 664.9781 | 695.1669 | 871.5952 | 1044.6888 | 1102.4877 | 1168.5897 | 1026.8453 | 904.7295 | 903.515 | 881.922 | 760.5341 | 878.5783 | 1000.2172 | 1162.2451 | 1290.0211 | 1260.2144 | 1265.1669 | 1172.8986 | 1176.1306 | 1070.9771 | 941.6641
2049-04-08 | 795.9451 | 742.8189 | 683.8942 | 652.9897 | 683.3088 | 879.4474 | 1024.6652 | 1104.9655 | 1236.9032 | 978.8187 | 886.6129 | 871.4551 | 776.8727 | 745.4961 | 756.3621 | 847.9894 | 1127.7959 | 1240.4574 | 1280.8044 | 1252.9897 | 1218.1811 | 1176.2712 | 1044.3576 | 930.0293
2049-04-09 | 817.2466 | 758.7385 | 695.1418 | 661.3205 | 698.6942 | 871.5442 | 1009.1276 | 1042.3604 | 1218.0611 | 1002.4836 | 885.2053 | 671.8215 | 704.6238 | 695.1671 | 710.1099 | 814.3673 | 1040.3448 | 1191.3791 | 1247.1006 | 1210.7254 | 1237.8454 | 1147.5254 | 1045.4953 | 972.0701
2049-04-10 | 849.7557 | 776.0969 | 711.6656 | 671.5845 | 684.9695 | 775.3995 | 894.1931 | 959.4198 | 1052.0776 | 866.3401 | 809.3909 | 633.6833 | 614.6497 | 587.1337 | 620.5236 | 761.5352 | 1031.8769 | 1207.1235 | 1217.272 | 1139.5202 | 1202.891 | 1158.4697 | 1031.54 | 995.7704
2049-04-11 | 823.6792 | 778.085 | 729.8683 | 673.8763 | 687.396 | 685.6468 | 720.5103 | 723.3117 | 943.0131 | 847.1011 | 909.5789 | 710.193 | 640.198 | 486.7475 | 762.8393 | 713.6022 | 960.2858 | 1138.5469 | 1267.1168 | 1330.3673 | 1344.353 | 1201.2412 | 1083.615 | 995.5759
2049-04-12 | 1001.2004 | 749.9795 | 690.3431 | 652.0295 | 695.4854 | 779.0903 | 897.5185 | 899.188 | 1021.5552 | 911.9707 | 927.9599 | 777.3963 | 750.9097 | 633.0326 | 769.9078 | 749.7139 | 999.1088 | 1121.2137 | 1348.0061 | 1344.0628 | 1393.0129 | 1246.7151 | 1156.5275 | 1129.5909
2049-04-13 | 1025.4215 | 902.1575 | 740.1358 | 688.1979 | 730.9132 | 909.975 | 1068.59 | 1138.0221 | 1185.5333 | 1002.8276 | 842.2989 | 763.4124 | 665.171 | 636.6024 | 691.6894 | 931.7311 | 1157.7348 | 1308.7442 | 1297.4507 | 1362.4723 | 1250.8617 | 1209.8822 | 1095.1532 | 977.3555
2049-04-14 | 843.5675 | 770.3844 | 707.4895 | 676.2742 | 706.6286 | 885.4845 | 1051.9666 | 1097.2291 | 1177.7547 | 1010.3268 | 901.8404 | 920.4822 | 849.0428 | 770.6835 | 792.133 | 935.8858 | 1145.6464 | 1301.1096 | 1262.5541 | 1281.5114 | 1191.1487 | 1190.2119 | 1088.2284 | 958.8701
2049-04-15 | 823.4973 | 768.6137 | 712.5057 | 679.5305 | 710.3389 | 912.1527 | 1060.0469 | 1123.2059 | 1213.1992 | 980.797 | 881.3177 | 748.2015 | 743.0913 | 696.4318 | 763.7947 | 843.6716 | 1127.8975 | 1263.5894 | 1311.8691 | 1284.7724 | 1256.5039 | 1215.7136 | 1088.2071 | 968.0822
2049-04-16 | 878.0332 | 819.6804 | 749.8897 | 696.4319 | 713.8613 | 811.0135 | 864.5453 | 910.7369 | 1165.8315 | 1007.1755 | 935.4007 | 783.1607 | 741.177 | 748.1661 | 711.2598 | 831.2551 | 1044.5693 | 1213.8413 | 1227.3339 | 1168.9649 | 1229.221 | 1164.4798 | 1066.5685 | 995.5512
2049-04-17 | 878.5201 | 799.3276 | 732.4724 | 698.5825 | 716.6278 | 812.8799 | 908.1321 | 1006.6065 | 1159.4769 | 994.9909 | 939.7049 | 906.1023 | 758.6046 | 750.2174 | 752.3053 | 873.3099 | 1139.403 | 1306.5499 | 1275.5105 | 1188.3463 | 1254.0186 | 1202.1945 | 1079.9359 | 1042.3069
2049-04-18 | 843.3292 | 796.7369 | 750.1412 | 692.7784 | 706.1694 | 708.5227 | 735.8484 | 724.0524 | 925.623 | 844.2475 | 885.6586 | 541.6099 | 595.5757 | 476.6531 | 775.5526 | 717.7011 | 960.6208 | 1161.1577 | 1298.6818 | 1355.1754 | 1365.6651 | 1222.352 | 1111.8358 | 1022.5555
2049-04-19 | 1034.8005 | 781.1141 | 722.0694 | 683.7288 | 728.1691 | 818.9559 | 935.3323 | 969.4799 | 1123.3779 | 1027.8921 | 1061.5468 | 1053.5956 | 930.1406 | 790.7696 | 946.9349 | 891.8395 | 1158.9019 | 1222.6711 | 1406.8058 | 1390.3191 | 1448.2533 | 1298.1645 | 1208.443 | 1173.2176
2049-04-20 | 1034.5497 | 909.8831 | 748.2632 | 695.7479 | 739.1425 | 919.9235 | 1067.0257 | 1147.0425 | 1213.9169 | 1056.0613 | 972.6781 | 1010.452 | 913.6584 | 792.9481 | 795.718 | 985.7394 | 1158.9052 | 1328.3564 | 1312.0182 | 1368.9344 | 1262.8185 | 1224.1255 | 1103.4192 | 990.9381
2049-04-21 | 854.2155 | 780.0086 | 721.5407 | 687.1684 | 717.1855 | 898.0103 | 1054.1066 | 1104.5232 | 1159.3749 | 1031.3351 | 931.7161 | 874.8981 | 804.1636 | 767.2544 | 839.6481 | 962.1871 | 1163.1006 | 1291.3386 | 1285.5317 | 1291.9301 | 1207.9853 | 1205.6985 | 1103.6409 | 975.2922
2049-04-22 | 836.213 | 783.1648 | 724.7125 | 690.5833 | 721.5851 | 925.7158 | 1065.9725 | 1122.9789 | 1259.5355 | 980.1962 | 892.7879 | 776.7712 | 825.0587 | 838.8868 | 845.1022 | 908.7697 | 1190.333 | 1298.3267 | 1339.0589 | 1305.3828 | 1274.3623 | 1228.3988 | 1104.8455 | 985.6829
2049-04-23 | 850.7777 | 793.6507 | 729.044 | 692.2901 | 730.3085 | 910.3125 | 1044.8101 | 1089.8239 | 1260.0812 | 1075.0897 | 976.5424 | 839.3723 | 851.6423 | 822.9871 | 809.5543 | 926.4547 | 1148.5655 | 1258.4052 | 1307.0923 | 1259.7267 | 1287.6794 | 1192.0545 | 1096.9362 | 1019.188
2049-04-24 | 877.8909 | 806.1609 | 741.0913 | 697.9459 | 711.5379 | 807.6503 | 918.329 | 976.0107 | 1119.9321 | 940.8936 | 895.9038 | 797.3754 | 729.4526 | 684.4104 | 709.7789 | 852.0369 | 1090.9207 | 1271.2457 | 1262.1553 | 1187.3336 | 1239.1346 | 1199.5252 | 1072.0589 | 1034.9614
2049-04-25 | 840.405 | 793.6118 | 746.7808 | 689.7621 | 702.9383 | 704.8851 | 738.2761 | 717.3091 | 912.5716 | 808.5931 | 860.48 | 531.9648 | 647.6316 | 484.8183 | 793.0562 | 711.1262 | 950.4333 | 1150.3662 | 1287.3805 | 1350.2018 | 1362.9874 | 1223.3892 | 1107.1354 | 1018.6048
2049-04-26 | 1033.7745 | 779.4808 | 722.9328 | 682.6593 | 726.2159 | 816.573 | 928.6001 | 938.7769 | 1067.4255 | 942.8523 | 987.8163 | 837.3058 | 860.8221 | 756.5669 | 922.8529 | 871.1616 | 1129.7487 | 1185.7668 | 1402.9174 | 1384.7967 | 1449.2049 | 1292.3269 | 1206.4462 | 1171.2515
2049-04-27 | 1028.1752 | 904.3741 | 744.3495 | 690.502 | 733.4304 | 913.1033 | 1065.3763 | 1128.4185 | 1199.5769 | 1010.4866 | 888.7297 | 896.7401 | 807.3222 | 779.9869 | 814.4668 | 1005.4915 | 1188.8839 | 1329.2939 | 1317.2637 | 1367.232 | 1250.2671 | 1210.9005 | 1098.7709 | 981.8182
2049-04-28 | 838.2144 | 768.4214 | 705.9626 | 672.3468 | 702.1216 | 880.1092 | 1029.0582 | 1071.2443 | 1149.6009 | 997.4983 | 904.5477 | 876.0587 | 798.7684 | 746.2591 | 792.4364 | 897.9267 | 1122.5542 | 1275.7573 | 1255.1345 | 1271.7271 | 1183.4108 | 1186.045 | 1079.4913 | 952.4549
2049-04-29 | 821.298 | 766.9099 | 707.2103 | 674.3247 | 705.1319 | 905.9325 | 1036.9702 | 1095.6851 | 1198.2695 | 939.0597 | 886.2441 | 746.6918 | 803.379 | 776.7252 | 833.41 | 932.7823 | 1191.5782 | 1284.8599 | 1302.1193 | 1289.5376 | 1247.7995 | 1205.0463 | 1080.4653 | 961.3795
2049-04-30 | 833.2314 | 776.8817 | 710.9164 | 676.0281 | 713.6697 | 889.6911 | 1016.6631 | 1069.1136 | 1265.8516 | 1092.8438 | 984.746 | 871.3115 | 810.6203 | 824.8122 | 774.1872 | 892.2784 | 1086.2399 | 1210.9794 | 1238.6182 | 1207.7486 | 1258.7702 | 1164.917 | 1071.4419 | 993.3009
2049-05-01 | 897.575 | 805.4523 | 759.6072 | 729.4545 | 743.3997 | 823.2812 | 880.6969 | 927.9525 | 1034.1653 | 831.69 | 803.1815 | 632.4586 | 639.8682 | 619.8907 | 679.5378 | 790.2998 | 1076.0472 | 1249.8771 | 1211.6402 | 1146.133 | 1207.6172 | 1170.135 | 1070.1304 | 1027.307
2049-05-02 | 869.2651 | 806.2504 | 774.4028 | 729.9855 | 743.7096 | 733.4582 | 745.389 | 689.7698 | 916.5795 | 841.9572 | 888.3842 | 654.0026 | 686.5977 | 578.0379 | 853.8911 | 754.859 | 933.2398 | 1145.9962 | 1252.2305 | 1330.2323 | 1339.7182 | 1200.0597 | 1120.0939 | 1027.4564
2049-05-03 | 1064.6394 | 793.271 | 752.249 | 723.088 | 765.9631 | 835.957 | 926.2248 | 906.3329 | 1048.169 | 958.3964 | 1010.9676 | 934.5325 | 875.0482 | 826.3848 | 976.2309 | 902.6257 | 1113.5926 | 1182.1192 | 1371.3654 | 1362.5945 | 1412.9743 | 1273.4375 | 1216.6902 | 1183.0801
2049-05-04 | 1074.8697 | 934.5527 | 788.5519 | 744.299 | 785.3438 | 947.7875 | 1071.5802 | 1123.4499 | 1248.8667 | 1063.1893 | 941.4871 | 1058.2133 | 952.0371 | 832.334 | 841.6548 | 1028.0703 | 1206.234 | 1376.1946 | 1305.8407 | 1352.3734 | 1244.1452 | 1214.9632 | 1128.5754 | 1011.4746
2049-05-05 | 904.1191 | 811.51 | 770.2505 | 745.291 | 773.9313 | 938.8573 | 1077.6604 | 1101.4728 | 1170.3275 | 1022.4659 | 925.1074 | 881.6316 | 803.5893 | 735.6162 | 776.9784 | 908.2943 | 1115.1822 | 1293.9437 | 1278.6024 | 1296.5484 | 1203.5085 | 1215.8538 | 1142.8224 | 1003.9686
2049-05-06 | 876.5457 | 800.7484 | 760.8499 | 738.9661 | 768.5083 | 955.4389 | 1070.1082 | 1119.4324 | 1210.7758 | 962.8472 | 840.8313 | 699.778 | 728.9954 | 719.0234 | 757.9307 | 873.7732 | 1138.4428 | 1290.9857 | 1294.7155 | 1294.4409 | 1254.2199 | 1220.2812 | 1132.7503 | 1007.0279
2049-05-07 | 888.1649 | 809.8349 | 762.1094 | 736.3622 | 772.7841 | 934.1929 | 1038.8824 | 1067.9142 | 1243.3782 | 1045.2363 | 962.5046 | 826.2829 | 780.0373 | 779.9312 | 782.2855 | 891.6925 | 1110.8936 | 1251.1564 | 1267.3142 | 1245.925 | 1271.4329 | 1178.5909 | 1115.0802 | 1031.4128
2049-05-08 | 919.0635 | 829.3855 | 782.3659 | 750.1363 | 764.6046 | 849.673 | 940.1651 | 989.6408 | 1105.4291 | 951.7849 | 903.5742 | 886.7495 | 857.9012 | 865.3495 | 890.3855 | 1000.0606 | 1179.2856 | 1293.6141 | 1240.3005 | 1168.626 | 1232.1854 | 1202.0483 | 1102.654 | 1058.6104
2049-05-09 | 869.7612 | 805.4556 | 773.6813 | 730.5638 | 744.3282 | 733.531 | 729.5535 | 697.7546 | 914.4972 | 829.164 | 873.8627 | 644.5595 | 662.5621 | 545.3072 | 813.6307 | 754.9574 | 955.1303 | 1160.925 | 1252.1136 | 1325.4517 | 1340.8401 | 1200.2348 | 1119.1363 | 1027.4506
2049-05-10 | 1076.6163 | 806.845 | 766.0258 | 734.9524 | 777.7143 | 850.1013 | 947.4764 | 968.5163 | 1085.7331 | 936.7912 | 988.1074 | 905.255 | 846.4089 | 738.8412 | 891.133 | 855.8481 | 1070.5195 | 1158.3433 | 1349.79 | 1363.6436 | 1423.3731 | 1288.5132 | 1236.5287 | 1199.9195
2049-05-11 | 1073.5561 | 929.8009 | 787.4969 | 743.1379 | 783.9051 | 946.058 | 1037.6349 | 1102.879 | 1181.366 | 982.6409 | 884.0297 | 764.4063 | 775.9467 | 728.5334 | 724.2827 | 918.6465 | 1130.8614 | 1304.2466 | 1276.7525 | 1343.0502 | 1240.1422 | 1216.3552 | 1127.2221 | 1010.6135
2049-05-12 | 870.9859 | 778.5042 | 733.8692 | 712.8564 | 741.5626 | 899.9622 | 1025.9338 | 1019.3045 | 1074.2061 | 943.2986 | 838.1087 | 671.6866 | 676.6472 | 622.2932 | 675.5959 | 826.6548 | 1042.3749 | 1230.4618 | 1198.303 | 1251.3518 | 1158.3697 | 1166.486 | 1090.6923 | 962.2664
2049-05-13 | 852.5148 | 778.632 | 738.1903 | 716.5869 | 745.6357 | 927.5681 | 1032.5871 | 1064.7533 | 1142.1958 | 910.2972 | 812.7341 | 667.883 | 709.6693 | 661.024 | 704.313 | 810.0665 | 1096.1163 | 1235.7073 | 1247.3367 | 1268.241 | 1218.5148 | 1191.058 | 1096.4451 | 975.1346
2049-05-14 | 863.4496 | 787.185 | 739.2276 | 715.2581 | 751.3514 | 907.7896 | 1006.7853 | 1022.8092 | 1205.284 | 1018.6722 | 930.9193 | 818.3048 | 800.4467 | 769.9178 | 778.3167 | 860.5215 | 1049.4813 | 1187.8939 | 1229.1428 | 1217.0374 | 1240.637 | 1146.6432 | 1082.6108 | 1000.8635
2049-05-15 | 909.0172 | 819.1651 | 770.803 | 739.4472 | 753.6205 | 836.6426 | 925.0956 | 945.2502 | 1056.8284 | 879.643 | 812.3113 | 653.9109 | 642.7288 | 605.3709 | 639.363 | 745.4476 | 1019.7777 | 1236.8274 | 1220.3946 | 1154.4203 | 1223.6881 | 1177.7927 | 1090.3367 | 1041.9626
2049-05-16 | 886.8063 | 824.5434 | 791.5423 | 745.7194 | 760.0543 | 753.1194 | 752.8822 | 717.8697 | 942.8035 | 837.6806 | 876.3404 | 595.5514 | 677.3882 | 537.8316 | 808.807 | 737.5411 | 944.0736 | 1142.3064 | 1262.8455 | 1352.6759 | 1363.8515 | 1223.7063 | 1143.3856 | 1050.3068
2049-05-17 | 1068.5789 | 797.4437 | 757.1988 | 726.6885 | 769.3089 | 839.9736 | 925.6142 | 929.7463 | 1066.3706 | 964.7154 | 980.6998 | 899.8977 | 843.6143 | 748.1388 | 906.144 | 875.6688 | 1058.8139 | 1152.9143 | 1362.3105 | 1368.984 | 1419.8976 | 1275.9024 | 1223.3612 | 1188.152
2049-05-18 | 1069.4297 | 929.0719 | 782.7595 | 739.3337 | 779.8493 | 941.1391 | 1060.8803 | 1114.9029 | 1179.5201 | 1000.5363 | 867.3269 | 745.0677 | 726.7077 | 665.7723 | 698.5809 | 915.0375 | 1108.476 | 1287.3827 | 1268.7236 | 1342.0438 | 1235.2007 | 1207.1053 | 1121.5391 | 1004.0733
2049-05-19 | 892.2851 | 799.0208 | 757.1293 | 733.2656 | 761.8069 | 924.2667 | 1045.6641 | 1029.2287 | 1096.8258 | 954.3961 | 844.3383 | 659.6244 | 743.0503 | 648.6277 | 717.0187 | 852.2606 | 1066.1618 | 1244.7051 | 1235.8334 | 1278.1424 | 1188.5209 | 1198.5163 | 1121.7065 | 991.0783
2049-05-20 | 870.7588 | 796.138 | 756.6977 | 733.19 | 762.2956 | 947.8268 | 1052.3042 | 1078.2917 | 1164.9102 | 926.1891 | 855.178 | 780.7981 | 813.5276 | 743.4754 | 772.4238 | 859.7529 | 1125.7229 | 1271.9198 | 1287.3247 | 1290.3632 | 1245.6053 | 1212.4025 | 1122.1815 | 998.4649
2049-05-21 | 877.4487 | 801.5917 | 753.2524 | 728.1758 | 764.4782 | 923.8297 | 1011.403 | 1010.714 | 1176.6292 | 1007.57 | 901.8069 | 676.4338 | 761.5791 | 721.7757 | 753.6233 | 869.0364 | 1139.1511 | 1224.6262 | 1245.2825 | 1232.6959 | 1256.0535 | 1172.5123 | 1099.17 | 1019.3165
2049-05-22 | 920.091 | 828.3892 | 780.6908 | 748.7571 | 763.4707 | 848.165 | 923.4333 | 961.9407 | 1057.2651 | 884.1282 | 840.0748 | 684.2394 | 734.5683 | 757.5983 | 794.3698 | 904.7896 | 1089.3133 | 1275.9953 | 1234.8245 | 1181.7308 | 1234.8118 | 1195.1408 | 1103.4757 | 1055.6564
2049-05-23 | 895.4142 | 831.6709 | 799.225 | 752.6356 | 767.2395 | 761.7623 | 757.8902 | 714.3127 | 931.6675 | 847.4944 | 885.0843 | 587.2641 | 670.07 | 535.4491 | 835.0626 | 740.6704 | 945.4622 | 1166.1142 | 1276.0167 | 1354.6497 | 1376.0715 | 1233.0952 | 1154.6108 | 1060.3883
2049-05-24 | 1061.7898 | 792.6455 | 750.5562 | 720.5082 | 763.0212 | 832.386 | 906.8275 | 892.1929 | 1054.7107 | 959.3521 | 995.6832 | 958.7151 | 883.4185 | 758.2671 | 900.9346 | 838.8638 | 1088.5702 | 1147.2992 | 1347.8489 | 1362.1579 | 1410.882 | 1266.2263 | 1214.042 | 1179.4885
2049-05-25 | 1048.9275 | 909.0129 | 763.1182 | 720.6176 | 761.3474 | 919.019 | 1029.0286 | 1055.5872 | 1100.4152 | 928.1949 | 817.0212 | 706.5078 | 774.2311 | 805.61 | 796.044 | 1013.391 | 1142.1128 | 1292.5052 | 1253.2212 | 1321.5175 | 1208.6048 | 1179.0903 | 1093.4791 | 977.4872
2049-05-26 | 888.0073 | 795.1163 | 752.8608 | 729.1441 | 758.0406 | 919.7504 | 1030.1112 | 1035.8903 | 1086.6024 | 944.9369 | 893.2457 | 880.8051 | 979.5133 | 937.3361 | 972.1187 | 1064.8761 | 1203.692 | 1298.3036 | 1257.4766 | 1271.7987 | 1181.3758 | 1193.6619 | 1116.34 | 985.1899
2049-05-27 | 877.0095 | 804.6751 | 763.7674 | 739.7159 | 768.9696 | 955.8715 | 1052.9571 | 1086.9177 | 1191.5951 | 941.5903 | 908.973 | 924.1339 | 962.7759 | 950.309 | 904.5341 | 1005.3895 | 1271.3359 | 1350.0794 | 1318.8952 | 1300.7883 | 1253.8505 | 1224.7927 | 1128.8291 | 1007.062
2049-05-28 | 887.2305 | 811.0904 | 763.5095 | 737.7494 | 766.1086 | 927.8377 | 1013.5847 | 1036.1588 | 1201.4066 | 1037.3035 | 947.3805 | 865.0394 | 871.8165 | 907.4384 | 990.9818 | 1072.836 | 1204.8797 | 1276.4985 | 1274.1082 | 1241.3204 | 1268.9437 | 1178.9835 | 1118.0933 | 1033.205
2049-05-29 | 916.4001 | 823.6955 | 775.6933 | 744.212 | 758.3411 | 842.181 | 916.9281 | 958.3623 | 1060.2839 | 899.2458 | 863.3205 | 772.1452 | 796.9888 | 833.7131 | 893.8748 | 979.9128 | 1176.2879 | 1296.0536 | 1236.3313 | 1177.1489 | 1227.3272 | 1192.3131 | 1091.9096 | 1048.1431
2049-05-30 | 880.7643 | 819.5104 | 786.6753 | 741.3471 | 755.2745 | 747.3391 | 743.0068 | 695.5906 | 894.4863 | 836.0102 | 884.698 | 713.9617 | 749.3059 | 656.1345 | 921.3117 | 816.6452 | 984.8572 | 1159.24 | 1269.9534 | 1350.4398 | 1358.3031 | 1217.7688 | 1135.9747 | 1043.3126
2049-05-31 | 1103.7639 | 831.3271 | 787.9715 | 742.8986 | 775.0995 | 799.4584 | 806.7803 | 799.0695 | 1005.6185 | 949.048 | 1003.8393 | 1017.0029 | 919.2617 | 750.6607 | 943.9913 | 891.5218 | 1103.4268 | 1185.8556 | 1374.6061 | 1359.0724 | 1413.0955 | 1275.5278 | 1221.7858 | 1185.3876
2049-06-01 | 1060.2725 | 907.136 | 746.1095 | 708.7509 | 756.3836 | 931.8397 | 1075.0049 | 1143.5001 | 1254.9113 | 1097.9671 | 1008.1564 | 1033.9756 | 969.3343 | 865.8682 | 892.3282 | 1131.0766 | 1292.814 | 1406.4038 | 1368.9456 | 1420.1097 | 1304.8072 | 1263.1425 | 1182.3722 | 1032.7785
2049-06-02 | 878.0134 | 781.227 | 724.0849 | 699.3983 | 730.4579 | 905.1538 | 1049.8349 | 1094.5263 | 1186.907 | 1055.6099 | 959.3737 | 859.2679 | 829.6934 | 734.7781 | 781.862 | 929.1339 | 1144.3149 | 1318.7897 | 1290.6712 | 1336.279 | 1244.6133 | 1245.1554 | 1173.8854 | 1009.0094
2049-06-03 | 854.7181 | 772.0307 | 721.5257 | 698.9768 | 730.4857 | 928.3055 | 1057.2458 | 1120.869 | 1270.7792 | 1064.5936 | 969.3525 | 907.8668 | 868.5598 | 861.0723 | 890.7481 | 1007.0308 | 1259.4028 | 1365.8962 | 1350.0698 | 1352.6631 | 1303.6932 | 1265.1285 | 1168.4028 | 1016.2907
2049-06-04 | 871.988 | 788.0981 | 729.0687 | 702.4415 | 740.9168 | 913.1642 | 1031.4372 | 1090.6461 | 1325.7841 | 1191.3539 | 1090.3947 | 1052.5087 | 1059.9457 | 955.1414 | 984.4537 | 1094.3363 | 1229.9053 | 1340.1757 | 1346.823 | 1297.301 | 1319.5182 | 1222.0673 | 1165.7219 | 1053.6599
2049-06-05 | 905.1582 | 803.6716 | 742.9765 | 708.8687 | 718.8059 | 797.3711 | 889.1551 | 979.7803 | 1136.6445 | 973.1897 | 942.0208 | 883.5208 | 759.2565 | 689.9738 | 726.2546 | 878.6549 | 1163.4778 | 1309.1201 | 1270.3677 | 1217.0059 | 1269.7447 | 1223.2499 | 1140.6891 | 1076.8184
2049-06-06 | 857.1903 | 786.9571 | 740.4347 | 692.5358 | 701.8691 | 682.4076 | 683.4455 | 681.4558 | 927.312 | 879.6281 | 931.0979 | 757.9531 | 802.2103 | 665.1536 | 1000.5604 | 985.312 | 1073.8627 | 1229.3977 | 1314.892 | 1384.7837 | 1383.5696 | 1239.1994 | 1162.4195 | 1047.2416
2049-06-07 | 1055.4483 | 777.5401 | 723.8325 | 693.849 | 738.21 | 822.3763 | 918.7195 | 936.5016 | 1080.5472 | 983.5777 | 1028.4669 | 872.392 | 882.4621 | 775.9536 | 905.3438 | 877.0555 | 1128.0368 | 1206.4035 | 1412.9285 | 1434.6669 | 1481.6328 | 1321.9602 | 1276.3594 | 1208.6198
2049-06-08 | 1051.3458 | 903.5322 | 745.8867 | 701.4303 | 745.1332 | 918.3178 | 1054.0234 | 1114.8809 | 1219.4949 | 1059.961 | 950.1583 | 890.5573 | 831.7446 | 739.232 | 760.3629 | 984.8568 | 1148.0801 | 1335.4181 | 1314.5118 | 1403.4794 | 1288.47 | 1249.3735 | 1164.0114 | 1016.9266
2049-06-09 | 876.6264 | 776.3898 | 722.8135 | 698.4289 | 729.4461 | 903.9273 | 1050.1799 | 1093.1937 | 1189.0747 | 1070.279 | 993.6837 | 969.1013 | 904.4155 | 827.9139 | 892.736 | 1054.0899 | 1230.0494 | 1335.1221 | 1313.7947 | 1339.1505 | 1241.882 | 1242.8638 | 1171.0804 | 1010.1489
2049-06-10 | 854.3141 | 771.6284 | 722.1312 | 698.3151 | 729.922 | 927.5141 | 1056.4683 | 1141.8459 | 1289.9697 | 1078.5808 | 1018.5128 | 1029.434 | 925.0406 | 835.2147 | 908.489 | 1039.4517 | 1253.3961 | 1354.9107 | 1346.1259 | 1351.093 | 1299.2956 | 1262.8561 | 1167.2265 | 1016.1816
2049-06-11 | 916.4271 | 834.0971 | 769.4351 | 721.1049 | 728.2619 | 813.8771 | 853.2842 | 900.4407 | 1176.1995 | 1042.4899 | 953.0532 | 752.7833 | 737.7914 | 754.725 | 754.9935 | 905.3134 | 1080.9227 | 1233.9205 | 1249.5185 | 1228.3085 | 1277.8272 | 1209.7997 | 1152.1477 | 1058.3588
2049-06-12 | 901.9557 | 798.839 | 734.2033 | 707.463 | 721.5461 | 801.1441 | 885.5313 | 963.9761 | 1119.5459 | 978.6163 | 929.8873 | 816.2299 | 760.3893 | 726.8133 | 731.6082 | 902.6678 | 1147.6104 | 1301.513 | 1275.4342 | 1221.2984 | 1275.0713 | 1228.0864 | 1144.1842 | 1081.8335
2049-06-13 | 867.477 | 796.0743 | 750.2136 | 701.4469 | 710.7058 | 693.1214 | 689.8119 | 667.4327 | 934.297 | 866.2744 | 923.6959 | 641.3419 | 697.254 | 575.8128 | 875.8184 | 829.0231 | 1011.9272 | 1212.7774 | 1301.6511 | 1392.8116 | 1398.7005 | 1253.6463 | 1176.1634 | 1060.5988
2049-06-14 | 1059.2493 | 779.5712 | 725.5965 | 695.1631 | 739.9173 | 824.7166 | 933.2986 | 935.234 | 1104.033 | 1010.6065 | 1062.6083 | 988.9519 | 927.3825 | 797.5423 | 958.1071 | 952.5788 | 1177.3328 | 1239.3716 | 1439.838 | 1436.8944 | 1488.5724 | 1327.6368 | 1278.9228 | 1212.5469
2049-06-15 | 1051.2459 | 902.3624 | 744.5502 | 700.4223 | 744.1727 | 917.1149 | 1060.7568 | 1147.1561 | 1265.0352 | 1128.7807 | 985.4585 | 1073.1321 | 971.6088 | 886.7711 | 823.2691 | 1001.1891 | 1175.9695 | 1348.2452 | 1331.6589 | 1403.8859 | 1286.6223 | 1247.189 | 1163.3186 | 1014.725
2049-06-16 | 869.4408 | 772.2189 | 715.4435 | 691.0846 | 721.7764 | 895.0837 | 1044.0617 | 1076.4881 | 1177.1307 | 1054.4989 | 953.9468 | 848.4875 | 821.7811 | 750.9196 | 829.092 | 985.8119 | 1181.071 | 1339.0167 | 1295.6897 | 1330.3275 | 1228.9035 | 1233.6487 | 1161.289 | 999.2813
2049-06-17 | 841.5244 | 759.4396 | 708.3923 | 685.5444 | 716.7244 | 911.9772 | 1043.6044 | 1133.0817 | 1294.0725 | 1095.9388 | 1019.4012 | 1012.4317 | 957.201 | 807.7829 | 845.4758 | 930.7829 | 1164.9557 | 1307.5391 | 1321.4156 | 1334.7474 | 1284.0101 | 1241.5856 | 1147.8291 | 998.0369
2049-06-18 | 869.4085 | 783.6569 | 725.8692 | 699.4285 | 737.8352 | 909.7154 | 1037.1222 | 1091.5517 | 1320.1538 | 1150.129 | 1032.3226 | 914.9984 | 821.3877 | 810.4732 | 809.2258 | 970.5902 | 1184.7567 | 1286.6582 | 1295.9608 | 1292.5861 | 1318.227 | 1218.2605 | 1159.3491 | 1050.7159
2049-06-19 | 893.9287 | 791.8257 | 733.725 | 700.736 | 710.5075 | 787.8257 | 886.0306 | 946.6863 | 1099.2704 | 939.8464 | 895.9816 | 759.1043 | 732.0171 | 667.661 | 676.6949 | 848.8705 | 1068.161 | 1242.9654 | 1224.8654 | 1196.1958 | 1255.9173 | 1216.3927 | 1126.9836 | 1066.5828
2049-06-20 | 844.4031 | 769.9805 | 725.9138 | 679.6658 | 688.0117 | 666.1546 | 659.83 | 659.1209 | 933.2949 | 880.399 | 910.8022 | 778.9755 | 754.1261 | 590.8918 | 820.604 | 745.2251 | 924.6089 | 1135.3192 | 1251.2242 | 1361.896 | 1372.7286 | 1217.6659 | 1142.4558 | 1028.9693
2049-06-21 | 1042.4032 | 761.5809 | 709.4278 | 680.1127 | 724.3804 | 806.9285 | 915.134 | 913.6187 | 1061.6364 | 982.4071 | 1035.949 | 967.4334 | 932.6028 | 778.8868 | 908.8177 | 878.26 | 1080.3359 | 1173.1435 | 1372.4276 | 1410.2857 | 1460.9413 | 1308.3056 | 1253.6198 | 1190.5113
2049-06-22 | 1048.5023 | 896.3669 | 740.7184 | 698.1736 | 741.886 | 914.5937 | 1049.841 | 1111.5566 | 1198.8085 | 1052.6145 | 945.377 | 830.3953 | 765.473 | 722.499 | 742.3721 | 946.3768 | 1140.1034 | 1326.551 | 1304.3546 | 1394.7281 | 1287.457 | 1244.0665 | 1158.2784 | 1011.6399
2049-06-23 | 865.0372 | 765.6156 | 710.7248 | 686.7638 | 717.2916 | 889.6836 | 1041.3875 | 1080.37 | 1183.9198 | 1053.0197 | 954.6238 | 861.9483 | 816.6812 | 743.8633 | 748.68 | 897.9677 | 1091.2897 | 1268.5462 | 1263.6994 | 1325.2696 | 1225.047 | 1224.7206 | 1151.547 | 993.2333
2049-06-24 | 861.3221 | 777.8567 | 725.3494 | 704.6007 | 736.0487 | 934.9009 | 1069.9501 | 1145.732 | 1298.6373 | 1098.1668 | 1044.0927 | 1080.7555 | 1037.0071 | 933.1624 | 972.198 | 1073.8168 | 1250.0815 | 1376.2982 | 1360.1618 | 1359.636 | 1309.9431 | 1268.8422 | 1177.1002 | 1025.2921
2049-06-25 | 874.5004 | 788.9787 | 728.9307 | 702.5466 | 741.0098 | 913.3173 | 1035.5609 | 1095.6774 | 1307.1569 | 1144.9602 | 1022.6795 | 822.606 | 784.3883 | 806.9182 | 816.4067 | 956.3234 | 1143.1407 | 1272.8374 | 1292.8992 | 1295.11 | 1322.9544 | 1222.4199 | 1160.4271 | 1053.2258
2049-06-26 | 886.4036 | 784.9491 | 726.3838 | 694.0861 | 703.7085 | 779.4697 | 876.0449 | 944.5885 | 1094.1369 | 973.1424 | 922.5642 | 855.0908 | 758.8902 | 701.1927 | 653.4132 | 818.7621 | 1093.3139 | 1265.3609 | 1226.1657 | 1193.2097 | 1248.9777 | 1203.1494 | 1116.7541 | 1055.9568
2049-06-27 | 867.7762 | 793.3821 | 750.9879 | 702.1803 | 711.5353 | 693.8946 | 699.6072 | 681.8375 | 926.0006 | 856.6748 | 916.8725 | 633.4092 | 666.9021 | 571.297 | 908.9208 | 887.9134 | 1057.8721 | 1212.3498 | 1304.5481 | 1393.1292 | 1399.9538 | 1257.7154 | 1174.701 | 1061.7833
2049-06-28 | 1057.7945 | 777.1766 | 725.3844 | 694.8445 | 739.514 | 824.4492 | 932.4406 | 958.3493 | 1117.5106 | 1045.1235 | 1093.1664 | 1034.051 | 1005.918 | 881.1727 | 1017.2958 | 1011.4239 | 1212.216 | 1254.452 | 1434.6727 | 1440.1578 | 1484.5434 | 1328.4155 | 1276.653 | 1211.1252
2049-06-29 | 1065.7911 | 916.1073 | 760.9507 | 715.4281 | 759.4657 | 935.6035 | 1083.641 | 1149.1654 | 1251.2096 | 1106.878 | 992.5763 | 926.9297 | 844.4529 | 799.7883 | 844.3796 | 1100.7078 | 1216.6484 | 1369.0086 | 1343.2657 | 1422.2426 | 1311.0751 | 1270.4725 | 1182.832 | 1036.861
2049-06-30 | 878.7205 | 779.0335 | 725.4047 | 700.2264 | 731.0918 | 906.6623 | 1059.0608 | 1109.2557 | 1216.7863 | 1094.6094 | 972.5757 | 910.003 | 829.9884 | 756.1945 | 865.7034 | 990.8263 | 1205.2427 | 1340.1795 | 1305.9909 | 1340.1119 | 1245.1557 | 1240.564 | 1176.906 | 1012.8476
2049-07-01 | 895.9774 | 821.3224 | 768.3014 | 743.5369 | 770.586 | 971.9654 | 1109.8352 | 1186.5429 | 1324.6556 | 1114.7318 | 1050.8501 | 1024.5207 | 981.3061 | 1010.091 | 1039.4243 | 1107.1301 | 1354.6715 | 1450.1504 | 1412.2445 | 1424.2461 | 1365.6008 | 1325.5272 | 1221.1279 | 1058.8149
2049-07-02 | 919.8574 | 840.5122 | 780.0399 | 751.7647 | 785.5857 | 962.7066 | 1093.2232 | 1150.3931 | 1355.8976 | 1188.6258 | 1101.134 | 948.8098 | 933.9043 | 925.6585 | 937.8413 | 1058.5869 | 1244.8416 | 1375.1696 | 1379.6142 | 1369.4448 | 1388.378 | 1292.1275 | 1222.2615 | 1104.0134
2049-07-03 | 947.104 | 851.4126 | 789.8213 | 753.657 | 756.7114 | 832.201 | 938.1147 | 1030.9362 | 1224.3741 | 1084.5858 | 1036.9533 | 1030.3865 | 887.3232 | 829.3393 | 817.5225 | 921.4791 | 1173.23 | 1358.1926 | 1314.7236 | 1277.8924 | 1331.1858 | 1289.1596 | 1187.3237 | 1121.4495
2049-07-04 | 902.8843 | 832.8962 | 789.2506 | 738.8214 | 732.4084 | 709.3151 | 724.2518 | 731.3247 | 966.5394 | 933.519 | 990.1264 | 761.1569 | 757.7344 | 614.5231 | 916.2453 | 838.0566 | 1040.5107 | 1246.087 | 1326.9046 | 1444.9546 | 1451.8023 | 1306.702 | 1213.2765 | 1091.7004
2049-07-05 | 1127.2879 | 851.1536 | 793.2305 | 743.5252 | 764.3866 | 772.4135 | 799.9936 | 840.1764 | 1046.8279 | 1003.0797 | 1097.8932 | 1014.9883 | 926.8666 | 822.4243 | 935.3532 | 927.5606 | 1181.9716 | 1265.481 | 1437.8535 | 1438.6728 | 1490.6518 | 1356.4223 | 1287.697 | 1233.2193
2049-07-06 | 1082.2311 | 933.0314 | 771.0683 | 733.9523 | 777.1771 | 953.0992 | 1112.7217 | 1207.0875 | 1294.9751 | 1154.0855 | 1055.2115 | 1087.742 | 897.9938 | 857.4524 | 839.8481 | 1062.7101 | 1217.2012 | 1394.41 | 1359.2439 | 1463.0084 | 1345.0452 | 1303.0197 | 1202.1918 | 1046.1421
2049-07-07 | 908.5552 | 813.236 | 758.9138 | 733.8063 | 759.788 | 937.0981 | 1098.7428 | 1168.0989 | 1233.2629 | 1122.9574 | 1040.2416 | 997.7655 | 906.9901 | 859.197 | 876.3562 | 1013.9673 | 1200.0131 | 1374.6365 | 1339.453 | 1400.1041 | 1287.5916 | 1295.4822 | 1208.7323 | 1038.6339
2049-07-08 | 899.6741 | 820.8091 | 771.1613 | 746.2698 | 773.2077 | 975.0864 | 1122.1005 | 1219.2512 | 1366.5329 | 1136.5124 | 1061.7964 | 1069.098 | 980.2888 | 948.175 | 929.1266 | 996.5788 | 1239.4841 | 1390.1493 | 1395.1499 | 1428.6825 | 1370.266 | 1331.241 | 1223.7469 | 1062.2683
2049-07-09 | 897.3021 | 816.6602 | 757.1348 | 730.5829 | 764.037 | 936.7447 | 1072.5583 | 1133.3153 | 1324.4462 | 1158.7938 | 1050.9873 | 873.5465 | 842.3125 | 858.1055 | 857.4342 | 990.4772 | 1213.3289 | 1335.8973 | 1335.9972 | 1344.3037 | 1358.1339 | 1259.8732 | 1188.4179 | 1073.2269
2049-07-10 | 940.0923 | 844.1203 | 783.4382 | 747.8027 | 750.7431 | 825.0716 | 929.2093 | 1021.5709 | 1175.6214 | 1035.3125 | 1004.0001 | 937.8935 | 804.1518 | 766.3909 | 831.791 | 948.4909 | 1213.4381 | 1347.0004 | 1312.9769 | 1272.7526 | 1317.2182 | 1281.4444 | 1180.0551 | 1113.3252
2049-07-11 | 902.5591 | 834.4791 | 789.151 | 738.5502 | 740.1574 | 717.3735 | 740.503 | 755.6857 | 1018.7958 | 965.9529 | 1037.5042 | 918.6828 | 838.9934 | 665.6375 | 921.1368 | 834.5077 | 1029.4572 | 1245.9935 | 1340.5185 | 1452.3862 | 1451.0211 | 1305.6483 | 1215.8227 | 1092.585
2049-07-12 | 1105.5331 | 827.4024 | 775.0059 | 744.8454 | 784.8541 | 875.3445 | 997.2957 | 1037.9994 | 1167.4503 | 1093.1094 | 1160.3943 | 1090.8987 | 1031.4815 | 993.3268 | 1165.6845 | 1154.5139 | 1336.9217 | 1361.3438 | 1519.2326 | 1523.9606 | 1551.8424 | 1404.0473 | 1336.6704 | 1260.2073
2049-07-13 | 1098.2962 | 954.4726 | 797.1324 | 751.5405 | 790.5345 | 969.2126 | 1129.0248 | 1231.4759 | 1354.8128 | 1235.2219 | 1126.2472 | 1147.0392 | 1055.2877 | 916.5408 | 895.7094 | 1089.1197 | 1271.1479 | 1451.4106 | 1395.3825 | 1483.5781 | 1359.9879 | 1321.2624 | 1222.3416 | 1065.5297
2049-07-14 | 931.4648 | 835.7301 | 782.0417 | 755.1112 | 781.8318 | 963.1148 | 1133.6429 | 1200.8468 | 1286.7674 | 1170.1676 | 1078.7194 | 1078.5647 | 959.7009 | 901.9959 | 924.9135 | 1096.7102 | 1289.2338 | 1430.3637 | 1389.7333 | 1429.3037 | 1323.6141 | 1326.8384 | 1237.9269 | 1069.4533
2049-07-15 | 912.6998 | 833.4091 | 784.6366 | 759.6302 | 786.7396 | 991.6161 | 1141.7429 | 1237.4281 | 1354.0794 | 1119.1261 | 1053.3374 | 1048.303 | 995.1301 | 996.2449 | 1022.6552 | 1113.6371 | 1322.3062 | 1433.6495 | 1423.7705 | 1446.3918 | 1389.4376 | 1351.7499 | 1242.6871 | 1082.2031
2049-07-16 | 922.22 | 841.205 | 783.0847 | 754.6425 | 788.4246 | 966.2143 | 1106.4301 | 1181.9656 | 1388.2137 | 1212.6509 | 1084.1566 | 962.8155 | 913.4283 | 953.3739 | 978.5688 | 1087.87 | 1238.9386 | 1369.9001 | 1380.0978 | 1372.5891 | 1392.9188 | 1294.4897 | 1228.3418 | 1108.1579
2049-07-17 | 938.5406 | 843.8702 | 781.7298 | 746.2621 | 748.9352 | 823.0778 | 933.5195 | 1049.781 | 1192.9704 | 1062.2045 | 1030.5417 | 1040.7957 | 919.563 | 894.405 | 895.1071 | 1001.6965 | 1227.5887 | 1397.9425 | 1322.7128 | 1271.6429 | 1312.2068 | 1278.8032 | 1177.9645 | 1110.8386
2049-07-18 | 898.7682 | 832.4378 | 785.5105 | 735.3477 | 736.8872 | 712.76 | 730.2368 | 748.7156 | 1012.4716 | 949.1577 | 1026.6611 | 925.8833 | 942.2072 | 791.3663 | 1070.9423 | 995.8501 | 1167.9469 | 1307.7774 | 1355.3791 | 1442.5949 | 1448.444 | 1303.1553 | 1207.3139 | 1085.9046
2049-07-19 | 1101.0799 | 826.0352 | 772.697 | 741.1782 | 781.0972 | 870.1639 | 996.772 | 1039.7379 | 1179.2129 | 1090.6993 | 1152.1077 | 1133.0493 | 1017.4369 | 935.4251 | 1054.7433 | 1002.9782 | 1239.3926 | 1312.8833 | 1502.1601 | 1514.2518 | 1552.3232 | 1395.564 | 1329.3708 | 1253.673
2049-07-20 | 1084.2965 | 941.6094 | 783.3384 | 738.4668 | 777.504 | 953.4942 | 1113.4255 | 1209.021 | 1277.5095 | 1109.7167 | 1010.8328 | 962.7414 | 869.2973 | 835.792 | 871.8943 | 1083.1297 | 1229.3895 | 1411.9444 | 1375.7927 | 1464.4498 | 1341.0327 | 1304.6199 | 1202.7524 | 1046.5289
2049-07-21 | 925.6379 | 830.5683 | 776.7973 | 750.6239 | 777.0827 | 957.279 | 1128.5462 | 1183.8785 | 1267.1206 | 1128.7897 | 1036.6652 | 971.9286 | 918.9654 | 881.4341 | 937.1155 | 1097.3365 | 1283.4999 | 1423.0718 | 1380.8919 | 1419.4936 | 1314.2974 | 1321.4172 | 1235.3126 | 1061.7757
2049-07-22 | 913.8029 | 834.5646 | 785.3136 | 759.7847 | 787.1457 | 991.9953 | 1146.4096 | 1275.2018 | 1407.0563 | 1143.6726 | 1074.3629 | 1082.0295 | 974.3518 | 945.2575 | 995.3893 | 1147.943 | 1416.442 | 1484.3744 | 1450.2046 | 1442.7629 | 1389.0478 | 1354.349 | 1244.8427 | 1083.4718
2049-07-23 | 915.0558 | 833.3423 | 772.3677 | 744.7483 | 778.4633 | 954.1741 | 1095.4276 | 1168.0508 | 1388.1127 | 1230.8986 | 1119.6824 | 1043.7936 | 959.6296 | 1001.1493 | 1002.3976 | 1092.5019 | 1254.0945 | 1373.1058 | 1376.3068 | 1363.7946 | 1376.0684 | 1283.6262 | 1208.533 | 1093.3875
2049-07-24 | 940.522 | 843.3416 | 784.4766 | 749.2388 | 752.068 | 826.2035 | 940.4909 | 1073.8863 | 1249.2353 | 1122.8276 | 1086.6325 | 1101.3021 | 1129.7817 | 984.1221 | 945.7123 | 1035.2316 | 1252.358 | 1390.8191 | 1334.0702 | 1274.1117 | 1320.698 | 1280.9666 | 1181.27 | 1114.5234
2049-07-25 | 902.7847 | 835.3652 | 787.9731 | 737.607 | 739.2028 | 715.5422 | 734.2187 | 744.6006 | 992.3032 | 935.2025 | 1000.8712 | 827.8199 | 800.6144 | 692.9386 | 965.915 | 922.4558 | 1115.722 | 1293.9063 | 1362.935 | 1449.851 | 1449.3594 | 1304.1324 | 1211.6003 | 1089.3525
2049-07-26 | 1094.7919 | 818.3628 | 765.6063 | 734.5849 | 774.9863 | 862.6961 | 989.8165 | 1029.35 | 1189.8114 | 1104.3953 | 1154.5568 | 1179.3559 | 1057.3579 | 912.1277 | 1050.3132 | 1014.4384 | 1258.8028 | 1320.3278 | 1497.1926 | 1508.6722 | 1538.7319 | 1390.6969 | 1319.3962 | 1245.7054
2049-07-27 | 1104.8936 | 957.2783 | 803.2949 | 757.1611 | 796.3444 | 976.1932 | 1142.6578 | 1245.9206 | 1330.1118 | 1188.9479 | 1061.7819 | 1066.2311 | 912.9677 | 867.8725 | 857.0843 | 1087.7504 | 1264.447 | 1442.3582 | 1408.6926 | 1487.2442 | 1371.6719 | 1330.2079 | 1230.9262 | 1073.2575
2049-07-28 | 927.562 | 832.3843 | 778.6072 | 752.1113 | 778.5225 | 959.3344 | 1130.878 | 1187.7221 | 1272.0653 | 1141.4639 | 1041.6271 | 1021.7168 | 954.5196 | 873.3556 | 890.1323 | 1058.397 | 1254.9653 | 1423.7127 | 1384.3863 | 1422.4296 | 1319.6729 | 1320.2494 | 1236.5181 | 1065.6387
2049-07-29 | 893.8652 | 815.3027 | 765.8201 | 741.187 | 768.309 | 969.5979 | 1121.371 | 1205.8959 | 1310.9941 | 1096.5618 | 1019.816 | 892.0985 | 865.0966 | 870.2939 | 897.8237 | 1000.4393 | 1258.8167 | 1400.7904 | 1400.3523 | 1416.9398 | 1364.1478 | 1322.9946 | 1216.4335 | 1055.4885
2049-07-30 | 906.5115 | 825.9957 | 764.5243 | 737.4243 | 771.0016 | 945.0879 | 1084.6021 | 1152.4301 | 1325.9151 | 1147.8046 | 1052.4785 | 896.1032 | 853.8261 | 881.3577 | 902.9478 | 1000.9593 | 1208.0616 | 1329.6107 | 1366.6092 | 1354.5768 | 1364.3562 | 1271.6464 | 1198.9899 | 1082.5849
2049-07-31 | 944.5697 | 850.0861 | 788.5535 | 752.6934 | 756.1182 | 830.9328 | 942.6668 | 1053.5551 | 1203.7971 | 1044.001 | 1023.9638 | 1044.6829 | 904.2721 | 920.2621 | 998.1113 | 1081.1378 | 1299.7654 | 1443.0559 | 1330.2386 | 1277.887 | 1322.8785 | 1287.1303 | 1188.7276 | 1119.6179
2049-08-01 | 982.3133 | 905.2239 | 854.205 | 805.3729 | 812.7518 | 810.5781 | 846.2716 | 866.9919 | 1136.3316 | 1096.6535 | 1140.9097 | 1017.3798 | 972.1295 | 814.2292 | 1037.6928 | 943.0036 | 1128.5903 | 1335.0966 | 1445.4038 | 1530.8457 | 1537.1243 | 1385.4058 | 1280.708 | 1160.2297
2049-08-02 | 1171.2961 | 887.6929 | 830.9448 | 801.6225 | 845.4014 | 949.3779 | 1085.9875 | 1097.4407 | 1236.8266 | 1137.3341 | 1190.7879 | 1119.3131 | 1085.4376 | 973.599 | 1116.1086 | 1049.9871 | 1300.9353 | 1384.0081 | 1563.5657 | 1580.7574 | 1621.3702 | 1461.0135 | 1391.7012 | 1321.788
2049-08-03 | 1164.6792 | 1013.1973 | 850.4053 | 806.7244 | 849.6408 | 1042.785 | 1214.3131 | 1268.8226 | 1325.1677 | 1157.2109 | 1051.2025 | 926.5744 | 918.6437 | 875.7146 | 887.8226 | 1111.9615 | 1301.0247 | 1498.2797 | 1458.868 | 1537.65 | 1428.6922 | 1381.9314 | 1274.4281 | 1125.8791
2049-08-04 | 986.9235 | 887.4657 | 824.8658 | 800.959 | 830.8999 | 1024.4051 | 1201.6096 | 1240.6653 | 1296.8889 | 1163.2881 | 1093.1126 | 1046.4007 | 958.7774 | 892.8682 | 893.6104 | 1032.7452 | 1261.4018 | 1465.0679 | 1429.5419 | 1474.6012 | 1371.9473 | 1367.5704 | 1279.1141 | 1116.2065
2049-08-05 | 958.2611 | 873.8725 | 817.5543 | 795.2859 | 825.8046 | 1041.1312 | 1202.2734 | 1264.4204 | 1380.1559 | 1159.2405 | 1074.9993 | 1087.3405 | 1040.382 | 981.1281 | 1019.2016 | 1117.8433 | 1369.9645 | 1474.4567 | 1457.3406 | 1477.9974 | 1426.7471 | 1379.9778 | 1265.533 | 1113.3809
2049-08-06 | 967.6167 | 880.2211 | 813.4655 | 789.1166 | 826.1424 | 1014.1067 | 1165.5125 | 1217.7522 | 1420.1708 | 1271.1343 | 1134.4305 | 1068.4396 | 1016.996 | 1003.4556 | 1010.9578 | 1102.7617 | 1289.8544 | 1405.3449 | 1422.7796 | 1410.4131 | 1422.8589 | 1324.8367 | 1245.5791 | 1136.4281
2049-08-07 | 1007.7287 | 904.7723 | 838.5987 | 806.0228 | 814.2944 | 907.035 | 1033.8424 | 1130.3357 | 1299.3769 | 1124.1224 | 1072.9141 | 1032.9263 | 933.6298 | 908.1464 | 913.0513 | 1009.3931 | 1271.0121 | 1454.2374 | 1398.099 | 1338.2382 | 1385.8411 | 1344.9189 | 1237.5689 | 1168.1624
2049-08-08 | 972.5357 | 897.5648 | 846.2202 | 798.2156 | 806.0663 | 802.6905 | 838.9492 | 833.012 | 1061.9994 | 1005.8078 | 1046.5265 | 783.6108 | 829.6436 | 688.8656 | 977.3529 | 899.905 | 1156.8293 | 1359.6391 | 1437.6296 | 1516.4454 | 1523.4285 | 1379.1219 | 1270.5045 | 1149.1779
2049-08-09 | 1162.6174 | 877.5258 | 821.2994 | 792.7015 | 836.2701 | 938.4941 | 1079.8935 | 1126.5387 | 1273.6435 | 1160.6691 | 1209.9493 | 1202.4987 | 1124.4764 | 1006.1359 | 1137.3664 | 1101.036 | 1334.1662 | 1410.3589 | 1556.398 | 1574.2002 | 1608.4046 | 1450.237 | 1376.0752 | 1309.2566
2049-08-10 | 1165.2652 | 1012.2377 | 851.1755 | 807.7865 | 850.2674 | 1043.5775 | 1215.7438 | 1293.4466 | 1384.6941 | 1210.237 | 1102.6319 | 1089.5203 | 966.6476 | 909.7848 | 893.9228 | 1061.8743 | 1266.3697 | 1485.2385 | 1457.7462 | 1541.2419 | 1421.2515 | 1385.9389 | 1275.0817 | 1127.9847
2049-08-11 | 962.0961 | 859.8387 | 799.0421 | 777.9236 | 807.4916 | 996.6456 | 1176.9859 | 1212.7826 | 1262.3046 | 1127.5462 | 1043.0025 | 962.9347 | 893.9978 | 840.0685 | 887.8847 | 1035.2826 | 1283.9789 | 1445.4778 | 1404.716 | 1442.8662 | 1338.3972 | 1334.6473 | 1243.2125 | 1081.5662
2049-08-12 | 951.1516 | 868.9754 | 810.1018 | 788.4508 | 818.8787 | 1032.4495 | 1193.3856 | 1250.538 | 1354.5249 | 1114.0927 | 1055.5107 | 950.3011 | 903.5019 | 871.3383 | 916.3349 | 1028.5682 | 1312.2266 | 1442.7876 | 1440.8707 | 1469.8518 | 1413.4689 | 1369.3857 | 1256.8576 | 1103.5234
2049-08-13 | 974.0412 | 886.9165 | 820.6843 | 795.8553 | 832.9941 | 1022.3489 | 1176.4149 | 1218.8335 | 1408.1512 | 1221.3447 | 1101.7564 | 921.6567 | 917.5533 | 933.8544 | 956.2346 | 1072.2 | 1278.8774 | 1419.4317 | 1431.1955 | 1415.0177 | 1437.7747 | 1331.1964 | 1257.1214 | 1146.3437
2049-08-14 | 1001.4877 | 898.4438 | 831.5321 | 799.0661 | 807.5768 | 899.1407 | 1023.2659 | 1116.5454 | 1269.9317 | 1082.7584 | 1023.0809 | 960.9315 | 879.7097 | 880.697 | 936.8619 | 1070.4494 | 1301.8609 | 1468.6916 | 1394.0657 | 1330.4296 | 1380.4648 | 1335.6109 | 1225.9149 | 1159.608
2049-08-15 | 955.834 | 882.3098 | 830.3741 | 783.9949 | 791.234 | 784.8401 | 821.8226 | 821.9408 | 1052.2659 | 963.3255 | 1027.7788 | 755.9244 | 823.6105 | 704.7699 | 974.7732 | 900.8508 | 1169.5448 | 1336.3737 | 1420.1675 | 1500.553 | 1505.5564 | 1354.1149 | 1249.1524 | 1129.1387
2049-08-16 | 1159.2613 | 876.9188 | 817.9685 | 789.7961 | 833.256 | 934.7653 | 1073.4444 | 1078.9928 | 1188.2537 | 1111.6367 | 1169.411 | 1135.2077 | 1049.0803 | 967.9872 | 1165.6031 | 1137.9483 | 1359.2754 | 1449.951 | 1581.5161 | 1569.2466 | 1605.2022 | 1443.6324 | 1370.8612 | 1304.8157
2049-08-17 | 1159.6233 | 1007.5288 | 844.5508 | 801.6863 | 835.5728 | 1027.5317 | 1205.1412 | 1265.8305 | 1326.7099 | 1157.8533 | 1055.8618 | 958.1752 | 912.7577 | 915.4966 | 937.7592 | 1116.222 | 1316.6663 | 1507.2954 | 1456.3936 | 1530.0984 | 1415.4465 | 1371.0101 | 1266.0736 | 1118.3799
2049-08-18 | 980.9679 | 877.1942 | 817.4664 | 795.1988 | 825.0411 | 1017.1701 | 1200.1001 | 1227.7545 | 1276.9551 | 1163.4428 | 1070.9285 | 1000.7246 | 993.6766 | 947.5957 | 1021.3995 | 1167.8917 | 1354.3423 | 1494.972 | 1449.5412 | 1465.7289 | 1361.3787 | 1361.7161 | 1268.2245 | 1106.0275
2049-08-19 | 948.5523 | 865.2972 | 807.3603 | 785.9212 | 816.3113 | 1029.4756 | 1191.141 | 1257.3771 | 1362.175 | 1130.4303 | 1070.6919 | 1039.4658 | 906.5865 | 899.8059 | 928.6564 | 1031.9577 | 1333.6695 | 1475.2944 | 1463.3347 | 1462.9252 | 1412.2744 | 1366.3099 | 1251.9568 | 1099.817
2049-08-20 | 1009.9945 | 922.0406 | 849.8378 | 803.254 | 817.1508 | 914.9995 | 989.2302 | 1013.5149 | 1282.1539 | 1142.3642 | 1063.2067 | 871.0515 | 848.7725 | 851.9797 | 883.4934 | 1084.4259 | 1276.9338 | 1423.2707 | 1396.3381 | 1347.5099 | 1376.2331 | 1302.0248 | 1228.1884 | 1126.6698
2049-08-21 | 994.1868 | 888.5022 | 817.699 | 793.3272 | 805.4975 | 896.2249 | 1025.4007 | 1111.9697 | 1249.9942 | 1119.6474 | 1073.1429 | 1033.4039 | 898.476 | 860.1265 | 868.4771 | 988.924 | 1248.9003 | 1438.0408 | 1397.1988 | 1326.4931 | 1379.8276 | 1329.0896 | 1224.422 | 1156.6904
2049-08-22 | 967.0817 | 893.35 | 841.8323 | 794.3974 | 801.6125 | 797.1215 | 838.4323 | 841.3041 | 1088.4707 | 1040.6475 | 1081.9095 | 936.3911 | 936.5749 | 826.0717 | 1147.6067 | 1038.5138 | 1242.0056 | 1421.3426 | 1453.3969 | 1515.469 | 1519.3031 | 1369.7165 | 1265.2997 | 1144.5548
2049-08-23 | 1153.4128 | 871.8615 | 811.6137 | 783.4944 | 826.5099 | 926.6051 | 1069.3194 | 1121.9516 | 1272.8414 | 1235.9186 | 1305.1033 | 1310.1195 | 1368.3366 | 1242.4647 | 1351.7668 | 1287.4175 | 1469.7889 | 1469.4785 | 1570.7632 | 1560.4082 | 1596.524 | 1438.3379 | 1364.9305 | 1300.805
2049-08-24 | 1157.9657 | 1002.0095 | 838.2684 | 795.5889 | 837.622 | 1028.2812 | 1211.9854 | 1343.1413 | 1437.2748 | 1283.2305 | 1174.3846 | 1224.9742 | 1220.5933 | 1069.6679 | 1108.6397 | 1290.8575 | 1453.0176 | 1600.2971 | 1483.9066 | 1526.3794 | 1411.1754 | 1365.2415 | 1259.2145 | 1111.2145
2049-08-25 | 987.9346 | 884.0471 | 820.9475 | 797.5265 | 826.953 | 1019.4828 | 1204.1275 | 1248.6741 | 1336.3332 | 1196.3382 | 1120.6524 | 1162.8835 | 1146.8906 | 1062.5173 | 1100.6659 | 1225.4833 | 1405.1664 | 1540.868 | 1463.029 | 1464.4021 | 1366.7045 | 1362.789 | 1272.6516 | 1109.9227
2049-08-26 | 954.5322 | 868.4738 | 808.8901 | 787.4682 | 818.1443 | 1031.3934 | 1194.4726 | 1269.525 | 1368.7422 | 1160.6605 | 1072.5753 | 1071.4222 | 985.8729 | 980.8362 | 1109.1137 | 1244.6977 | 1458.3842 | 1517.2728 | 1481.4381 | 1463.9366 | 1414.4542 | 1369.7351 | 1253.31 | 1101.2193
2049-08-27 | 966.4701 | 876.5451 | 809.546 | 785.5044 | 822.5659 | 1010.3036 | 1160.6452 | 1213.3223 | 1416.1545 | 1259.1296 | 1146.0916 | 1088.2457 | 993.2183 | 1048.1976 | 1123.1954 | 1203.4422 | 1364.031 | 1462.2907 | 1439.1841 | 1409.2297 | 1419.7526 | 1320.2973 | 1240.2488 | 1130.2643
2049-08-28 | 984.6298 | 880.1961 | 815.1691 | 784.0226 | 791.9673 | 880.1086 | 1009.94 | 1099.281 | 1216.2581 | 1077.1153 | 1041.8355 | 997.2785 | 939.8339 | 883.4867 | 897.0219 | 1005.461 | 1279.2884 | 1461.375 | 1384.4546 | 1312.9524 | 1358.1148 | 1312.9465 | 1201.9558 | 1136.613
2049-08-29 | 954.2313 | 880.0278 | 828.8649 | 782.5786 | 789.5953 | 782.5851 | 823.3079 | 804.8219 | 1033.0914 | 957.7337 | 1013.0633 | 745.9865 | 802.7934 | 730.5009 | 1044.2889 | 975.3227 | 1206.7516 | 1374.2276 | 1423.9835 | 1500.6107 | 1503.7024 | 1353.8159 | 1246.9268 | 1124.2061
2049-08-30 | 1154.0886 | 868.6154 | 811.854 | 783.7434 | 827.302 | 927.5632 | 1074.6914 | 1080.1537 | 1205.5021 | 1101.2167 | 1168.0914 | 1087.1957 | 1034.9938 | 954.9791 | 1104.7087 | 1056.4595 | 1316.8683 | 1391.7477 | 1563.5865 | 1559.9736 | 1597.2102 | 1437.8182 | 1361.2388 | 1296.7197
2049-08-31 | 1144.515 | 990.9966 | 828.9194 | 787.3426 | 829.2372 | 1018.1387 | 1195.1909 | 1283.6356 | 1358.1246 | 1176.8593 | 1059.623 | 1029.601 | 921.408 | 897.7734 | 873.8365 | 1068.7497 | 1254.3947 | 1423.2131 | 1415.2178 | 1515.9505 | 1398.3315 | 1352.5767 | 1241.1103 | 1097.2892
2049-09-01 | 964.3559 | 868.9568 | 814.9046 | 796.0534 | 823.245 | 1012.4345 | 1197.4654 | 1227.0274 | 1299.5814 | 1118.882 | 1037.4046 | 1010.9029 | 1003.5679 | 932.6963 | 915.0318 | 1022.3691 | 1264.7796 | 1421.0064 | 1427.5523 | 1430.616 | 1323.5589 | 1317.964 | 1231.3164 | 1080.1069
2049-09-02 | 953.4333 | 875.4671 | 829.5771 | 807.7266 | 835.4855 | 1049.6857 | 1213.9089 | 1272.0012 | 1385.0858 | 1159.9198 | 1105.7109 | 1123.5914 | 1023.7023 | 978.1274 | 988.1337 | 1087.8071 | 1357.0573 | 1469.9715 | 1484.6584 | 1460.303 | 1398.0057 | 1355.4433 | 1245.2954 | 1102.9486
2049-09-03 | 963.9456 | 881.4559 | 828.0794 | 804.1554 | 830.1338 | 1018.3831 | 1177.9184 | 1235.5376 | 1449.8765 | 1285.2044 | 1223.9154 | 1190.3851 | 1285.7448 | 1249.5167 | 1122.4506 | 1168.7325 | 1330.9067 | 1412.0752 | 1447.6563 | 1384.0679 | 1400.7839 | 1306.9703 | 1236.3479 | 1134.7143
2049-09-04 | 992.1513 | 894.3019 | 836.6638 | 805.5887 | 811.9184 | 905.662 | 1038.8149 | 1104.0373 | 1232.5298 | 1081.8222 | 1052.5037 | 1018.8361 | 921.983 | 927.197 | 904.4926 | 987.0967 | 1226.5298 | 1413.6871 | 1400.4359 | 1304.2202 | 1349.0757 | 1300.0157 | 1199.4037 | 1138.4103
2049-09-05 | 961.7114 | 895.8958 | 853.6557 | 807.2434 | 812.686 | 812.5046 | 852.5477 | 823.6901 | 1034.7483 | 959.3185 | 1029.4405 | 710.6476 | 796.9397 | 702.3799 | 988.3487 | 944.0034 | 1147.9758 | 1325.0727 | 1450.0468 | 1492.1574 | 1492.6179 | 1343.2091 | 1249.8851 | 1135.7919
2049-09-06 | 1185.1286 | 909.8847 | 855.3582 | 808.9551 | 835.8551 | 869.5522 | 939.2315 | 924.2903 | 1108.4039 | 1019.3072 | 1106.0058 | 960.7361 | 916.4483 | 801.4683 | 934.6428 | 953.1067 | 1202.1098 | 1309.0275 | 1520.8493 | 1476.4787 | 1533.0526 | 1390.7254 | 1323.5317 | 1270.0755
2049-09-07 | 1150.4655 | 1002.3935 | 844.9306 | 810.3323 | 853.3177 | 1044.4514 | 1227.7894 | 1295.3376 | 1400.5634 | 1203.6508 | 1078.5351 | 1074.4259 | 991.6573 | 990.1927 | 972.6064 | 1149.8271 | 1318.734 | 1483.5163 | 1486.022 | 1516.6177 | 1394.0129 | 1345.5473 | 1247.7344 | 1108.8543
2049-09-08 | 966.2853 | 870.4536 | 819.295 | 798.439 | 824.8179 | 1014.3331 | 1198.9409 | 1212.3561 | 1265.4883 | 1097.506 | 1018.732 | 938.3246 | 917.1111 | 855.8563 | 895.8575 | 1071.6795 | 1295.9157 | 1425.7525 | 1440.0144 | 1434.4482 | 1324.2905 | 1319.7918 | 1236.9121 | 1080.6466
2049-09-09 | 946.255 | 868.8652 | 822.5422 | 801.2462 | 828.4709 | 1041.4243 | 1209.2725 | 1267.6051 | 1369.5569 | 1121.299 | 1080.6012 | 1047.601 | 922.7345 | 920.5409 | 937.7954 | 1060.5234 | 1323.6989 | 1448.1195 | 1480.7834 | 1442.6665 | 1388.9889 | 1348.3118 | 1237.0161 | 1093.7967
2049-09-10 | 958.5131 | 877.3554 | 820.0194 | 796.4803 | 830.4179 | 1016.9409 | 1169.2276 | 1188.5554 | 1377.472 | 1176.3755 | 1093.3123 | 966.3233 | 945.97 | 957.8988 | 933.7867 | 1066.4811 | 1287.0672 | 1411.8339 | 1451.9908 | 1385.094 | 1394.844 | 1293.1647 | 1218.398 | 1117.9305
2049-09-11 | 984.3218 | 888.6786 | 830.64 | 800.442 | 807.115 | 899.4522 | 1031.528 | 1098.0057 | 1255.5545 | 1077.2987 | 1037.8975 | 1048.5531 | 999.095 | 1042.9333 | 1032.9187 | 1145.979 | 1344.9311 | 1477.4739 | 1403.0973 | 1301.298 | 1339.3955 | 1296.0321 | 1191.8856 | 1132.0249
2049-09-12 | 951.9203 | 886.5722 | 843.6179 | 797.8232 | 803.3068 | 801.3143 | 851.0916 | 854.0844 | 1103.6254 | 1043.2206 | 1133.2878 | 1037.4463 | 1140.3209 | 929.0734 | 1168.2764 | 1131.3341 | 1287.4928 | 1392.8424 | 1451.9462 | 1481.7463 | 1483.2501 | 1333.6271 | 1234.7044 | 1120.5262
2049-09-13 | 1147.4507 | 870.1203 | 818.6099 | 791.0324 | 830.9755 | 929.0993 | 1073.3689 | 1094.1029 | 1259.9546 | 1198.156 | 1274.0049 | 1283.6005 | 1346.1545 | 1174.2485 | 1292.7657 | 1215.7306 | 1415.1984 | 1416.4404 | 1570.5934 | 1528.7867 | 1560.3282 | 1401.8978 | 1340.4736 | 1283.7172
2049-09-14 | 1133.1532 | 985.7131 | 830.0305 | 789.3481 | 827.8574 | 1013.7204 | 1192.2368 | 1250.6 | 1318.4893 | 1152.7285 | 1075.5777 | 1121.444 | 1000.4658 | 971.4542 | 947.4782 | 1130.4294 | 1315.5169 | 1500.9353 | 1450.9276 | 1485.2099 | 1355.3333 | 1309.6501 | 1210.593 | 1071.9384
2049-09-15 | 977.0409 | 882.1235 | 831.9113 | 808.9711 | 835.322 | 1027.0117 | 1218.9866 | 1286.5264 | 1366.776 | 1209.0528 | 1088.687 | 1116.4784 | 1082.8082 | 951.0915 | 990.3371 | 1136.4078 | 1358.5554 | 1488.3108 | 1471.6784 | 1445.7959 | 1338.6109 | 1338.4567 | 1250.5753 | 1097.9898
2049-09-16 | 959.5283 | 883.4671 | 835.6675 | 813.3732 | 841.0733 | 1056.5398 | 1221.5798 | 1289.0535 | 1408.6076 | 1163.5206 | 1103.1465 | 1085.4282 | 904.7109 | 897.7401 | 921.604 | 1029.5249 | 1345.0794 | 1484.2953 | 1504.6854 | 1460.3804 | 1405.7523 | 1365.4517 | 1255.7658 | 1111.7659
2049-09-17 | 963.0255 | 880.2297 | 823.1239 | 799.7396 | 833.7789 | 1021.2746 | 1179.7046 | 1209.0004 | 1400.5912 | 1224.7372 | 1106.3805 | 1013.0186 | 1024.7257 | 1021.1022 | 994.9924 | 1105.4991 | 1323.2717 | 1453.5641 | 1452.1334 | 1390.5535 | 1396.0939 | 1298.8043 | 1223.4556 | 1122.2101
2049-09-18 | 989.9582 | 894.9278 | 837.8469 | 806.7306 | 813.3422 | 906.9539 | 1036.3512 | 1101.1722 | 1216.3147 | 1017.4715 | 989.101 | 826.6933 | 768.0954 | 767.749 | 790.9965 | 931.2035 | 1216.1554 | 1403.4055 | 1399.2936 | 1301.8596 | 1348.7125 | 1302.1012 | 1202.1929 | 1140.3885
2049-09-19 | 954.6505 | 887.1358 | 844.2751 | 798.6764 | 804.4799 | 802.7302 | 849.8122 | 831.2959 | 1073.6713 | 995.4487 | 1046.2733 | 847.4082 | 819.6293 | 723.655 | 1012.9367 | 940.7362 | 1133.2025 | 1327.8401 | 1446.4749 | 1483.7383 | 1481.7976 | 1331.8449 | 1237.3498 | 1123.0193
2049-09-20 | 1151.276 | 875.4988 | 824.4724 | 796.5698 | 837.0273 | 936.404 | 1079.2358 | 1096.8245 | 1236.4695 | 1109.8357 | 1163.7585 | 1079.4756 | 977.0509 | 882.3959 | 1034.37 | 1040.609 | 1308.2712 | 1378.7835 | 1568.2677 | 1538.1164 | 1569.2131 | 1409.1022 | 1344.6344 | 1286.5204
2049-09-21 | 1156.3412 | 1011.3555 | 857.5642 | 815.1805 | 854.2242 | 1045.5455 | 1229.1695 | 1290.9073 | 1383.3162 | 1211.9979 | 1109.8379 | 1147.4468 | 1004.7101 | 983.9816 | 922.0901 | 1114.6255 | 1347.5411 | 1550.4746 | 1497.4418 | 1517.4623 | 1395.8552 | 1347.4936 | 1249.3826 | 1110.2309
2049-09-22 | 970.2408 | 877.6357 | 824.7184 | 802.7664 | 829.1102 | 1019.5139 | 1209.1807 | 1274.6224 | 1320.3295 | 1155.4562 | 1069.8807 | 1028.6414 | 932.5834 | 878.6709 | 903.0504 | 1074.8567 | 1295.2176 | 1469.6957 | 1457.4906 | 1432.4753 | 1331.3156 | 1327.6271 | 1242.578 | 1087.9104
2049-09-23 | 954.9223 | 877.0551 | 827.3104 | 805.6852 | 833.4325 | 1047.1114 | 1218.1374 | 1277.1165 | 1376.673 | 1089.2243 | 1049.6742 | 987.4311 | 915.8805 | 928.9275 | 986.8871 | 1103.8432 | 1400.6496 | 1499.2155 | 1506.4555 | 1450.8239 | 1394.9641 | 1349.9418 | 1246.2862 | 1104.0037
2049-09-24 | 971.138 | 888.0778 | 831.5449 | 807.1122 | 841.2968 | 1030.8126 | 1193.2589 | 1220.9373 | 1399.8042 | 1200.7433 | 1093.3019 | 926.1104 | 888.124 | 911.7284 | 904.8319 | 1034.4049 | 1292.6369 | 1443.4844 | 1464.3856 | 1395.5634 | 1412.0046 | 1305.0032 | 1237.4803 | 1133.4729
2049-09-25 | 1005.7595 | 908.0395 | 851.4079 | 819.5235 | 826.161 | 922.3922 | 1061.4369 | 1154.5567 | 1285.8656 | 1132.2425 | 1057.0814 | 1013.9935 | 884.4375 | 878.6736 | 893.0979 | 1034.978 | 1304.1236 | 1464.6671 | 1439.5079 | 1326.965 | 1366.6476 | 1325.2399 | 1219.7687 | 1159.206
2049-09-26 | 969.0588 | 902.0091 | 860.2232 | 813.4849 | 819.4362 | 820.7826 | 871.8264 | 872.969 | 1107.3627 | 1061.4807 | 1133.9324 | 1020.9467 | 997.8627 | 870.0607 | 1153.7466 | 1037.9211 | 1254.2488 | 1430.4624 | 1480.2037 | 1504.968 | 1502.8843 | 1354.5176 | 1259.0146 | 1144.7723
2049-09-27 | 1148.4066 | 873.4908 | 822.2249 | 794.3643 | 834.3613 | 933.186 | 1080.8409 | 1106.376 | 1249.4764 | 1173.0925 | 1259.1034 | 1249.9474 | 1228.9221 | 1072.4938 | 1257.5473 | 1207.2351 | 1424.7084 | 1448.3994 | 1580.0556 | 1531.4416 | 1566.9954 | 1407.7925 | 1341.1879 | 1285.0185
2049-09-28 | 1145.7825 | 997.948 | 843.1526 | 801.4428 | 840.1477 | 1028.555 | 1207.3603 | 1285.7589 | 1367.0941 | 1173.324 | 1063.0731 | 1075.8794 | 967.2094 | 910.2398 | 910.2421 | 1135.4128 | 1349.2424 | 1517.9528 | 1473.5687 | 1498.7002 | 1373.2913 | 1327.6738 | 1229.0791 | 1090.0761
2049-09-29 | 974.132 | 879.3602 | 828.8839 | 806.1376 | 832.4427 | 1023.5363 | 1216.4424 | 1248.5831 | 1309.8948 | 1145.6151 | 1066.547 | 1036.8829 | 964.7836 | 973.9261 | 1021.5765 | 1181.1454 | 1380.7409 | 1516.9778 | 1472.2678 | 1440.3906 | 1337.1555 | 1334.0817 | 1246.1761 | 1093.9935
2049-09-30 | 936.7736 | 862.6722 | 811.8908 | 791.4543 | 818.7785 | 1029.6059 | 1198.2524 | 1256.1453 | 1345.5162 | 1071.8714 | 1023.0195 | 997.5006 | 933.2711 | 914.9584 | 907.4885 | 1042.5151 | 1351.7293 | 1470.5403 | 1478.5945 | 1427.6137 | 1376.8813 | 1332.8972 | 1221.6595 | 1083.0852
2049-10-01 | 914.8356 | 833.6942 | 776.3221 | 750.8796 | 774.0404 | 958.6514 | 1100.5734 | 1157.7587 | 1342.061 | 1174.3123 | 1073.6913 | 995.4987 | 893.9277 | 925.378 | 982.4916 | 1115.6424 | 1313.6322 | 1442.8639 | 1454.8029 | 1345.6067 | 1362.474 | 1259.2258 | 1180.6044 | 1066.0703
2049-10-02 | 944.7909 | 852.7877 | 795.5784 | 762.5095 | 757.7492 | 849.4435 | 968.9672 | 1046.5613 | 1179.9316 | 1017.7302 | 1009.3543 | 1023.9351 | 884.8196 | 921.1105 | 927.3462 | 1054.7023 | 1280.8196 | 1464.8941 | 1419.7055 | 1275.8796 | 1312.1899 | 1270.0297 | 1165.8146 | 1096.2417
2049-10-03 | 912.9709 | 845.3987 | 802.9172 | 755.2829 | 749.7848 | 746.1663 | 775.317 | 774.3306 | 1008.7268 | 963.3889 | 1064.5333 | 960.5696 | 915.7988 | 815.8214 | 1063.0319 | 971.2579 | 1204.0661 | 1396.8654 | 1456.865 | 1452.2608 | 1448.395 | 1297.5541 | 1199.3495 | 1080.429
2049-10-04 | 1099.2192 | 828.3312 | 776.8225 | 747.1396 | 776.2778 | 872.0346 | 999.7843 | 1031.1221 | 1169.6274 | 1067.8917 | 1142.3549 | 1177.7274 | 1065.0795 | 1035.9189 | 1206.8285 | 1201.7406 | 1400.1789 | 1440.7563 | 1576.1404 | 1492.4617 | 1528.5314 | 1370.4784 | 1298.2415 | 1228.2235
2049-10-05 | 1093.8161 | 952.5258 | 797.4324 | 753.9993 | 781.7142 | 966.8707 | 1135.3863 | 1225.286 | 1302.0043 | 1161.7782 | 1064.7966 | 1133.5049 | 1000.5405 | 975.7965 | 980.988 | 1182.2308 | 1355.1208 | 1551.1752 | 1474.6449 | 1458.1306 | 1338.7863 | 1293.1108 | 1186.8569 | 1031.1388
2049-10-06 | 919.7364 | 825.8648 | 775.147 | 751.2517 | 766.4964 | 952.9451 | 1125.3849 | 1172.9588 | 1256.4946 | 1150.1731 | 1069.7879 | 1122.3965 | 1092.5594 | 976.4978 | 1012.0063 | 1162.1987 | 1347.9668 | 1499.3301 | 1454.6421 | 1388.4942 | 1289.958 | 1283.8008 | 1194.7972 | 1026.7403
2049-10-07 | 898.2082 | 823.833 | 773.2589 | 750.9579 | 767.1725 | 976.0162 | 1129.4639 | 1201.6683 | 1301.8671 | 1081.8942 | 1036.3686 | 1082.0062 | 971.6063 | 1002.795 | 1050.3603 | 1177.4407 | 1411.6287 | 1501.1512 | 1495.3547 | 1403.1109 | 1344.7228 | 1301.9589 | 1191.6057 | 1037.3321
2049-10-08 | 917.9953 | 837.5619 | 780.4417 | 754.9313 | 778.5715 | 963.13 | 1107.9863 | 1153.3269 | 1316.237 | 1134.395 | 1045.8356 | 926.4903 | 934.0801 | 1029.5061 | 1081.1803 | 1218.1905 | 1382.722 | 1504.5277 | 1464.7495 | 1347.66 | 1364.7953 | 1262.2347 | 1190.8434 | 1083.6548
2049-10-09 | 945.4098 | 849.7163 | 792.1324 | 759.21 | 754.8072 | 845.6019 | 967.8102 | 1049.7615 | 1181.0446 | 1001.5459 | 966.9344 | 893.361 | 792.1395 | 798.1077 | 834.8839 | 997.4872 | 1281.9623 | 1473.2279 | 1407.5627 | 1265.3555 | 1313.1219 | 1264.2087 | 1160.5537 | 1092.6608
2049-10-10 | 911.0357 | 843.4681 | 800.7969 | 753.2216 | 747.6902 | 743.6429 | 778.6496 | 779.6018 | 1002.257 | 950.3349 | 1015.1942 | 895.3738 | 860.294 | 775.4616 | 1060.2545 | 980.566 | 1219.8816 | 1408.6346 | 1452.2966 | 1446.4245 | 1444.9769 | 1296.7609 | 1196.0835 | 1077.5825
2049-10-11 | 1105.5915 | 831.3969 | 781.4225 | 755.8818 | 794.0166 | 915.5726 | 1051.4159 | 1077.1735 | 1204.4909 | 1097.2545 | 1171.3954 | 1152.1114 | 1072.4495 | 1019.0499 | 1141.2395 | 1148.6517 | 1395.1865 | 1458.5633 | 1586.2447 | 1508.2223 | 1551.0376 | 1383.143 | 1319.2795 | 1250.3738
2049-10-12 | 1107.0659 | 962.1956 | 807.7884 | 763.5661 | 791.4353 | 978.582 | 1147.9258 | 1232.5391 | 1319.9217 | 1179.581 | 1083.9389 | 1161.6682 | 1094.3412 | 1115.8948 | 1111.2789 | 1280.8265 | 1463.3593 | 1595.4416 | 1493.1017 | 1471.4579 | 1349.7211 | 1305.6419 | 1203.4453 | 1055.0132
2049-10-13 | 919.4683 | 828.0044 | 773.5 | 749.7189 | 764.9389 | 951.0687 | 1126.8336 | 1196.5704 | 1282.2674 | 1170.6752 | 1087.8282 | 1131.8447 | 1243.3079 | 1048.9478 | 1059.1855 | 1161.1679 | 1371.8831 | 1524.1953 | 1453.8981 | 1389.8631 | 1285.5512 | 1280.4376 | 1193.6871 | 1036.3256
2049-10-14 | 902.687 | 825.6097 | 775.152 | 752.6498 | 768.918 | 978.1191 | 1134.8431 | 1209.3033 | 1313.7111 | 1080.895 | 1059.63 | 1116.2518 | 1033.621 | 1033.595 | 1103.5684 | 1230.8769 | 1451.148 | 1536.8468 | 1499.7033 | 1406.5001 | 1348.8094 | 1304.2322 | 1194.0683 | 1046.3479
2049-10-15 | 922.8412 | 841.4687 | 784.6219 | 758.6882 | 781.8354 | 967.4721 | 1114.9725 | 1224.0555 | 1444.4352 | 1272.429 | 1161.4422 | 1100.5591 | 1147.3723 | 1080.8308 | 1090.0609 | 1230.0042 | 1436.2765 | 1519.0581 | 1471.0499 | 1350.8246 | 1371.063 | 1274.0312 | 1193.2508 | 1089.8235
2049-10-16 | 945.9421 | 849.9282 | 791.9422 | 759.0833 | 754.3242 | 845.0033 | 967.0208 | 1062.3905 | 1198.0514 | 1029.004 | 989.5408 | 989.8057 | 878.6344 | 883.9568 | 913.1236 | 1057.1719 | 1338.6839 | 1501.7314 | 1411.0311 | 1265.8612 | 1311.0724 | 1266.2704 | 1159.3028 | 1091.5308
2049-10-17 | 914.6962 | 847.0347 | 804.6589 | 756.7893 | 751.3155 | 748.0103 | 783.5651 | 805.274 | 1040.1894 | 1018.2923 | 1072.1896 | 932.0205 | 911.3427 | 822.3006 | 1099.9758 | 1053.3385 | 1256.9626 | 1440.7846 | 1459.5526 | 1452.655 | 1449.235 | 1300.7326 | 1202.74 | 1083.183
2049-10-18 | 1097.5153 | 822.9086 | 771.0152 | 741.7748 | 770.8265 | 865.4672 | 996.043 | 1034.1215 | 1165.3471 | 1094.9065 | 1190.6512 | 1191.2484 | 1079.2867 | 1024.8597 | 1126.3578 | 1086.8395 | 1360.9611 | 1430.2725 | 1564.6571 | 1481.6422 | 1519.769 | 1365.5709 | 1288.9718 | 1227.5047
2049-10-19 | 1082.1559 | 937.5938 | 781.4407 | 739.2263 | 766.703 | 948.7862 | 1116.1262 | 1190.6445 | 1272.9417 | 1121.1903 | 1045.9038 | 1100.8465 | 954.5738 | 960.0604 | 992.6067 | 1217.0727 | 1386.7411 | 1547.5452 | 1449.4777 | 1438.8233 | 1313.4252 | 1270.3524 | 1162.8129 | 1020.8836
2049-10-20 | 924.8556 | 833.6759 | 780.1942 | 755.9029 | 771.2226 | 958.639 | 1136.3214 | 1232.557 | 1293.2808 | 1154.9127 | 1087.6935 | 1093.1716 | 1011.4747 | 942.5495 | 1010.4762 | 1161.432 | 1382.6318 | 1531.6734 | 1463.8585 | 1394.6099 | 1298.1748 | 1291.878 | 1199.2156 | 1041.6961
2049-10-21 | 898.5869 | 822.6683 | 771.9843 | 749.5397 | 765.9372 | 974.5281 | 1130.8785 | 1216.0628 | 1319.7676 | 1079.899 | 1028.3701 | 1021.4124 | 931.2211 | 929.5348 | 995.9127 | 1155.5202 | 1415.4648 | 1530.0619 | 1493.6386 | 1402.4565 | 1342.8222 | 1301.2341 | 1189.013 | 1040.0879
2049-10-22 | 903.2717 | 822.4981 | 764.5904 | 740.285 | 763.1491 | 945.0458 | 1091.4839 | 1152.0264 | 1325.7326 | 1136.6413 | 1046.125 | 944.8102 | 907.1479 | 975.0525 | 991.4978 | 1151.2006 | 1340.7692 | 1492.3475 | 1438.9411 | 1334.368 | 1345.4764 | 1242.9133 | 1162.4092 | 1057.3891
2049-10-23 | 936.9658 | 842.2476 | 784.2948 | 751.9448 | 747.4606 | 836.8053 | 958.3522 | 1059.9072 | 1201.0121 | 1072.9108 | 1062.0341 | 1094.319 | 1102.8064 | 985.9919 | 997.9615 | 1119.5798 | 1362.5109 | 1515.6044 | 1400.8416 | 1254.5731 | 1305.3806 | 1254.5941 | 1152.1701 | 1087.3961
2049-10-24 | 903.789 | 836.2522 | 792.5579 | 745.6104 | 739.9564 | 734.3256 | 768.7424 | 794.2007 | 1020.4488 | 957.8282 | 1003.7904 | 915.791 | 881.4963 | 801.6888 | 1143.2411 | 1093.0885 | 1261.2823 | 1426.7525 | 1438.7268 | 1435.5264 | 1436.4632 | 1282.388 | 1186.8044 | 1067.1836
2049-10-25 | 1088.4177 | 813.506 | 760.9453 | 732.4723 | 761.374 | 854.0794 | 984.9909 | 1025.0126 | 1144.6945 | 1037.8488 | 1086.9446 | 1134.9237 | 1058.9372 | 1046.4435 | 1169.0381 | 1179.8431 | 1383.0758 | 1439.6789 | 1548.9592 | 1465.8764 | 1510.0408 | 1345.956 | 1278.2149 | 1218.5317
2049-10-26 | 1089.6143 | 943.9512 | 788.2493 | 745.516 | 773.0942 | 956.4859 | 1124.1034 | 1213.3443 | 1285.6872 | 1118.9394 | 1023.3138 | 1064.6528 | 943.9365 | 970.6483 | 975.5584 | 1216.5598 | 1420.4964 | 1572.8891 | 1460.6695 | 1446.8025 | 1324.082 | 1274.5779 | 1175.228 | 1030.6528
2049-10-27 | 896.3342 | 804.3642 | 748.1822 | 726.3305 | 741.1734 | 922.4376 | 1098.394 | 1164.0845 | 1231.8571 | 1091.369 | 1005.7326 | 1044.31 | 1015.4163 | 945.9507 | 1014.9946 | 1181.6736 | 1375.8223 | 1505.1581 | 1412.1431 | 1359.4065 | 1250.7281 | 1244.1986 | 1158.1004 | 1000.2418
2049-10-28 | 887.2891 | 810.7081 | 759.1689 | 737.7752 | 753.8799 | 960.0022 | 1115.594 | 1223.5297 | 1323.0408 | 1095.421 | 1031.7375 | 1046.1138 | 1046.8969 | 1046.9247 | 1145.9883 | 1257.0082 | 1472.4458 | 1542.4023 | 1473.3665 | 1378.1817 | 1331.1153 | 1285.4071 | 1179.0354 | 1027.4727
2049-10-29 | 911.1924 | 830.2464 | 772.5839 | 747.5481 | 770.6363 | 954.1092 | 1100.6924 | 1193.3891 | 1401.8385 | 1249.3276 | 1180.596 | 1133.3315 | 1198.3494 | 1074.8472 | 1099.4678 | 1239.1063 | 1433.5073 | 1526.7048 | 1452.2884 | 1342.7597 | 1357.3327 | 1253.5014 | 1175.6444 | 1071.0153
2049-10-30 | 928.152 | 832.9077 | 773.7763 | 742.2996 | 737.2731 | 824.4724 | 946.8645 | 1068.9698 | 1193.7329 | 1059.9171 | 1035.0217 | 1040.7115 | 1006.5774 | 929.6219 | 960.6992 | 1120.5115 | 1376.6942 | 1502.0014 | 1383.1715 | 1248.6966 | 1286.6129 | 1243.078 | 1133.3335 | 1066.2959
2049-10-31 | 897.2102 | 832.005 | 788.0093 | 741.4085 | 735.6866 | 729.1817 | 763.3694 | 812.8815 | 1059.5679 | 1003.3094 | 1059.5133 | 906.3688 | 975.5937 | 796.5293 | 1094.6771 | 1018.9254 | 1233.9821 | 1427.799 | 1433.0091 | 1437.3793 | 1428.3276 | 1276.5428 | 1176.7744 | 1061.2028
2049-11-01 | 1063.6871 | 789.6049 | 741.6009 | 711.3258 | 754.6511 | 895.0668 | 1004.6126 | 1032.7066 | 1144.6774 | 1057.0264 | 1127.0661 | 1141.5321 | 1039.1126 | 954.0541 | 1106.5421 | 1147.1008 | 1367.3624 | 1425.8366 | 1540.2592 | 1439.2009 | 1441.3913 | 1291.3844 | 1244.6859 | 1191.8053
2049-11-02 | 1067.5245 | 920.7987 | 769.6407 | 725.0225 | 767.0829 | 998.0933 | 1144.2568 | 1266.3809 | 1303.3061 | 1111.0688 | 1012.0246 | 1061.8856 | 907.9008 | 872.8168 | 906.6508 | 1148.5647 | 1367.78 | 1560.2745 | 1452.5694 | 1419.8625 | 1256.8523 | 1221.4828 | 1140.8017 | 1007.405
2049-11-03 | 886.9126 | 792.6738 | 743.5819 | 718.8201 | 748.3498 | 980.0842 | 1135.0806 | 1188.3527 | 1251.6267 | 1100.4567 | 1024.0708 | 1043.9043 | 964.2319 | 868.8173 | 953.2614 | 1156.8425 | 1361.0219 | 1513.7335 | 1425.4799 | 1346.3561 | 1201.8938 | 1212.9137 | 1146.4008 | 995.1627
2049-11-04 | 862.8422 | 784.5948 | 737.4593 | 714.5391 | 744.8931 | 998.3006 | 1132.4445 | 1236.2796 | 1319.4589 | 1094.3287 | 1038.9964 | 1063.4306 | 1000.3885 | 922.894 | 995.3922 | 1138.2177 | 1399.5426 | 1500.9426 | 1459.8301 | 1351.3207 | 1253.0972 | 1228.5678 | 1133.9136 | 999.9288
2049-11-05 | 872.0825 | 788.4221 | 734.0347 | 708.6893 | 746.0083 | 973.3812 | 1096.9654 | 1193.5866 | 1379.71 | 1225.0159 | 1118.5492 | 1052.0535 | 1059.6269 | 935.8379 | 968.2584 | 1105.4547 | 1332.2532 | 1470.6622 | 1411.0986 | 1287.3166 | 1260.0849 | 1174.02 | 1116.6906 | 1020.5801
2049-11-06 | 897.4785 | 799.0889 | 744.0132 | 711.8268 | 721.5664 | 856.4576 | 956.9719 | 1065.8862 | 1161.9438 | 985.7987 | 936.6285 | 943.4177 | 794.0523 | 787.0146 | 817.3825 | 976.3375 | 1248.9036 | 1447.2589 | 1358.2573 | 1201.87 | 1207.0814 | 1173.1871 | 1087.656 | 1031.8152
2049-11-07 | 860.9764 | 791.3912 | 750.9947 | 704.1932 | 713.1316 | 753.189 | 766.1797 | 789.7751 | 1000.8852 | 969.6255 | 1073.742 | 956.8485 | 1070.0606 | 893.0263 | 1165.851 | 1045.6513 | 1220.8018 | 1386.1512 | 1398.832 | 1383.8433 | 1335.4386 | 1205.2082 | 1126.697 | 1019.605
2049-11-08 | 1041.227 | 763.9604 | 714.125 | 685.9507 | 728.8523 | 863.9742 | 971.9475 | 1016.9135 | 1119.7263 | 984.8036 | 1062.1065 | 1062.5729 | 972.4782 | 869.6255 | 1056.8856 | 1068.1883 | 1312.5169 | 1379.2445 | 1494.9217 | 1405.8296 | 1399.2811 | 1254.5797 | 1206.1974 | 1155.6463
2049-11-09 | 1026.9151 | 879.6241 | 725.5258 | 684.2806 | 725.6606 | 948.1713 | 1092.0568 | 1192.7618 | 1227.3706 | 1036.1354 | 945.4327 | 960.1564 | 833.2015 | 810.7696 | 888.8805 | 1139.7387 | 1339.0355 | 1482.2301 | 1380.7554 | 1357.0124 | 1192.6994 | 1166.239 | 1079.413 | 949.1373
2049-11-10 | 852.6108 | 756.2771 | 702.8801 | 681.2304 | 710.1323 | 934.0247 | 1086.0101 | 1163.1569 | 1228.5255 | 1083.196 | 997.5593 | 1014.6604 | 1092.6265 | 897.6696 | 941.231 | 1086.2552 | 1296.3203 | 1444.3045 | 1359.653 | 1295.1398 | 1149.1883 | 1154.8884 | 1086.2313 | 946.2
2049-11-11 | 857.8174 | 780.3578 | 725.4548 | 685.2215 | 695.0508 | 860.543 | 904.1732 | 1001.4509 | 1149.7406 | 943.1866 | 915.3681 | 923.6607 | 962.8947 | 838.6688 | 918.0504 | 1047.6027 | 1285.2398 | 1402.2633 | 1343.7223 | 1226.2267 | 1138.9559 | 1145.9755 | 1055.8869 | 925.0011
2049-11-12 | 851.4392 | 764.3447 | 704.5744 | 688.1939 | 720.8922 | 944.9853 | 1065.6951 | 1153.7328 | 1308.6458 | 1113.2342 | 1037.7169 | 967.6966 | 928.9867 | 919.9729 | 941.7694 | 1086.5195 | 1296.0866 | 1424.7475 | 1373.6658 | 1253.2382 | 1234.3231 | 1150.3895 | 1090.4394 | 1000.5561
2049-11-13 | 885.1549 | 787.1723 | 731.1696 | 700.5373 | 710.1611 | 842.6919 | 942.775 | 1052.9976 | 1159.0767 | 994.3182 | 929.2732 | 918.477 | 805.2153 | 787.8736 | 819.1152 | 977.2155 | 1234.4446 | 1434.2372 | 1338.1647 | 1187.293 | 1192.4765 | 1156.5929 | 1068.0354 | 1014.2779
2049-11-14 | 859.9576 | 790.3831 | 749.7432 | 703.0374 | 711.9565 | 751.7727 | 764.663 | 799.7461 | 1002.7913 | 905.789 | 959.0701 | 813.5526 | 769.9159 | 635.1904 | 959.7587 | 965.0289 | 1195.973 | 1367.6121 | 1392.2889 | 1381.5714 | 1333.196 | 1198.7447 | 1119.3603 | 1013.2444
2049-11-15 | 1057.5161 | 780.1276 | 731.4468 | 701.948 | 745.1168 | 883.576 | 991.9989 | 1054.6766 | 1172.5903 | 1070.0763 | 1140.3352 | 1164.1266 | 1103.5462 | 965.0759 | 1184.1896 | 1159.7566 | 1381.4691 | 1421.5969 | 1523.6014 | 1429.3634 | 1423.8038 | 1279.9661 | 1229.5768 | 1178.9142
2049-11-16 | 1042.9301 | 896.1364 | 743.2173 | 700.6194 | 742.2723 | 968.1916 | 1113.2813 | 1234.5488 | 1275.511 | 1113.4262 | 1038.0388 | 1112.8464 | 1088.9675 | 977.5383 | 1007.8768 | 1236.5743 | 1402.5574 | 1525.3285 | 1409.4042 | 1385.1766 | 1217.3486 | 1192.4294 | 1107.6987 | 968.1214
2049-11-17 | 862.6108 | 769.9754 | 717.5566 | 694.7848 | 723.913 | 950.6332 | 1104.3422 | 1203.0313 | 1246.9777 | 1101.8944 | 1051.3603 | 1073.9583 | 1189.0059 | 1054.5545 | 1067.7743 | 1176.3598 | 1362.632 | 1483.2295 | 1385.2203 | 1311.8551 | 1167.4891 | 1179.08 | 1114.0547 | 965.1372
2049-11-18 | 847.2699 | 768.0828 | 719.731 | 697.726 | 728.1562 | 978.216 | 1111.8765 | 1240.0473 | 1330.1655 | 1074.1497 | 995.6938 | 1004.0932 | 1004.9721 | 894.282 | 1008.7249 | 1167.164 | 1393.0605 | 1483.986 | 1430.8307 | 1326.2213 | 1230.8426 | 1205.263 | 1110.6838 | 973.758
2049-11-19 | 865.9475 | 782.4256 | 727.6501 | 703.0901 | 740.1538 | 966.49 | 1090.2551 | 1197.7402 | 1375.9849 | 1210.9142 | 1107.58 | 1056.1958 | 1145.1233 | 1054.9369 | 1114.2668 | 1220.8024 | 1392.8605 | 1473.1279 | 1401.3695 | 1276.2745 | 1256.6414 | 1164.8708 | 1115.7481 | 1016.9764
2049-11-20 | 897.7605 | 799.6161 | 744.3352 | 712.0362 | 721.7758 | 856.7334 | 957.7975 | 1112.4492 | 1230.2928 | 1044.1879 | 1046.9256 | 1069.1887 | 1108.3375 | 1026.9518 | 1035.2941 | 1150.9695 | 1366.8805 | 1484.8747 | 1359.4437 | 1206.3521 | 1208.0363 | 1181.625 | 1092.0095 | 1036.2646
2049-11-21 | 860.2801 | 790.2504 | 749.601 | 702.906 | 711.823 | 751.6118 | 764.4924 | 832.4594 | 1056.6383 | 1014.5769 | 1103.1513 | 998.0614 | 1111.0435 | 966.791 | 1139.5286 | 1072.2759 | 1250.152 | 1386.7545 | 1396.7315 | 1380.359 | 1339.0462 | 1205.8856 | 1127.3197 | 1017.7335
2049-11-22 | 1050.9871 | 773.4112 | 724.2507 | 695.3022 | 730.111 | 867.1838 | 977.0702 | 1068.6197 | 1192.5969 | 1101.8019 | 1167.896 | 1200.4914 | 1246.3442 | 1142.4082 | 1258.297 | 1175.1082 | 1372.1625 | 1385.5159 | 1506.0574 | 1422.5064 | 1416.8458 | 1278.0419 | 1224.0977 | 1171.8077
2049-11-23 | 1031.1901 | 883.5911 | 729.8437 | 688.2159 | 729.6611 | 953.0813 | 1097.5333 | 1242.7541 | 1333.0586 | 1177.4333 | 1045.8945 | 1088.0022 | 1115.3579 | 1045.8845 | 999.5163 | 1203.32 | 1377.7222 | 1509.3343 | 1388.3371 | 1366.4771 | 1203.2621 | 1170.8552 | 1092.5073 | 957.6365
2049-11-24 | 839.5905 | 743.6644 | 689.379 | 668.7493 | 697.4362 | 918.5264 | 1069.5773 | 1178.1697 | 1233.1143 | 1080.8777 | 993.8997 | 1034.2386 | 1155.726 | 1083.8301 | 1003.4873 | 1149.7819 | 1328.6579 | 1441.3918 | 1338.3482 | 1277.1839 | 1130.1516 | 1146.6861 | 1075.1233 | 928.647
2049-11-25 | 818.9898 | 739.0434 | 689.572 | 672.0767 | 709.8877 | 971.0471 | 1124.1957 | 1259.4916 | 1340.6298 | 1076.2537 | 1006.1373 | 1033.6148 | 1135.1881 | 1022.7542 | 1023.0638 | 1147.4894 | 1392.465 | 1477.7371 | 1441.8273 | 1380.9296 | 1274.2106 | 1215.0584 | 1100.8825 | 951.2513
2049-11-26 | 873.0974 | 788.0735 | 721.8794 | 686.1117 | 704.302 | 839.0252 | 878.3186 | 987.6259 | 1244.0895 | 1111.0655 | 1006.8081 | 961.7796 | 1031.2793 | 914.1468 | 925.3918 | 1086.2669 | 1268.2473 | 1385.7626 | 1310.2194 | 1181.8633 | 1166.4596 | 1108.337 | 1048.5515 | 973.1402
2049-11-27 | 874.5696 | 776.9165 | 720.0166 | 689.5791 | 698.935 | 829.2228 | 928.5945 | 1081.6033 | 1205.0677 | 1059.226 | 1025.0868 | 1030.9094 | 1059.8701 | 977.9046 | 957.4702 | 1066.9065 | 1302.5469 | 1439.1373 | 1320.5519 | 1176.4685 | 1175.8178 | 1141.6215 | 1056.315 | 1001.6288
2049-11-28 | 845.8592 | 776.2866 | 734.64 | 689.089 | 697.7751 | 734.6815 | 746.5437 | 810.0724 | 1024.4394 | 978.5633 | 1057.2532 | 935.3169 | 1024.8331 | 760.3829 | 1072.452 | 1006.6347 | 1199.7877 | 1357.4317 | 1371.4142 | 1360.7412 | 1314.4375 | 1180.866 | 1100.628 | 992.4349
2049-11-29 | 1035.6889 | 758.5978 | 708.3796 | 680.6446 | 723.4575 | 857.4724 | 965.0499 | 1055.8932 | 1156.3315 | 1056.6006 | 1126.1179 | 1137.4945 | 1148.0892 | 985.5308 | 1163.9237 | 1154.2847 | 1358.5245 | 1384.6967 | 1486.6819 | 1397.5165 | 1394.9543 | 1249.8667 | 1196.9751 | 1147.6957
2049-11-30 | 1030.209 | 882.6239 | 728.7398 | 687.2489 | 728.6785 | 951.8084 | 1095.9127 | 1257.4509 | 1333.8449 | 1187.5324 | 1092.7608 | 1130.7071 | 1181.5081 | 1162.5305 | 1105.7572 | 1178.6592 | 1367.1317 | 1506.8137 | 1386.8857 | 1365.4338 | 1200.1542 | 1174.759 | 1090.6337 | 958.7063
2049-12-01 | 839.9606 | 743.0183 | 688.1093 | 663.7018 | 690.6718 | 888.0201 | 1022.4069 | 1120.2178 | 1179.6031 | 1058.6067 | 978.0629 | 979.1921 | 1053.9236 | 953.1744 | 889.8009 | 1038.1634 | 1219.9172 | 1375.2618 | 1291.3592 | 1250.8109 | 1126.6625 | 1145.6405 | 1085.4242 | 949.8962
2049-12-02 | 811.9007 | 733.1632 | 681.4227 | 658.7368 | 686.198 | 905.1134 | 1018.5983 | 1163.5657 | 1258.6648 | 1047.3635 | 987.095 | 1000.6625 | 1089.0955 | 1064.7471 | 1070.6552 | 1040.1338 | 1257.8214 | 1367.0565 | 1323.4618 | 1250.4527 | 1189.0833 | 1159.1872 | 1082.4718 | 949.4582
2049-12-03 | 832.9879 | 749.7665 | 692.2461 | 666.3316 | 701.7219 | 897.5776 | 1002.1088 | 1103.4798 | 1274.9489 | 1085.0377 | 935.7877 | 878.073 | 860.4612 | 857.1306 | 903.2587 | 1066.4396 | 1223.2073 | 1353.2836 | 1303.7627 | 1207.9992 | 1208.2809 | 1123.7383 | 1075.8922 | 991.2235
2049-12-04 | 859.9441 | 763.0102 | 704.8743 | 672.5805 | 683.0058 | 796.3675 | 883.5854 | 1028.1311 | 1125.0705 | 969.1567 | 923.3254 | 935.5613 | 950.2727 | 852.91 | 858.848 | 976.5734 | 1208.0475 | 1351.6347 | 1258.6098 | 1134.5179 | 1161.9149 | 1134.4603 | 1061.6675 | 1006.2484
2049-12-05 | 839.0074 | 769.717 | 727.1194 | 679.9106 | 690.2032 | 713.3267 | 715.4296 | 775.6195 | 975.3401 | 885.3347 | 934.2507 | 806.3995 | 820.7902 | 652.6832 | 961.5496 | 883.3571 | 1108.5467 | 1293.3753 | 1316.9297 | 1324.4979 | 1304.4272 | 1177.2768 | 1109.865 | 1013.7839
2049-12-06 | 1017.321 | 741.517 | 689.0662 | 658.5554 | 699.2966 | 805.3928 | 893.5818 | 983.2708 | 1076.7722 | 984.7035 | 1001.8583 | 1020.3541 | 958.8615 | 833.8689 | 1006.7709 | 1001.0679 | 1235.1877 | 1287.0298 | 1404.476 | 1335.619 | 1363.321 | 1224.0134 | 1185.5546 | 1147.6275
2049-12-07 | 1013.1677 | 866.2971 | 710.2236 | 666.3473 | 705.4837 | 900.9201 | 1026.0362 | 1180.0871 | 1228.4462 | 1067.7595 | 926.5732 | 979.1902 | 1013.9793 | 868.4816 | 900.9898 | 1091.4101 | 1267.7621 | 1413.9955 | 1307.8986 | 1308.0231 | 1167.3424 | 1149.1409 | 1082.9605 | 958.1173
2049-12-08 | 841.1272 | 744.1472 | 689.3171 | 664.8201 | 691.8096 | 889.389 | 1023.8723 | 1142.6761 | 1216.147 | 1101.1464 | 1008.9012 | 1054.1589 | 1122.1437 | 1097.8498 | 1088.8689 | 1140.2976 | 1272.5183 | 1387.7999 | 1293.4951 | 1255.6062 | 1148.0629 | 1161.3931 | 1100.0486 | 952.7079
2049-12-09 | 830.1601 | 750.8063 | 700.0637 | 675.5848 | 703.3388 | 925.7368 | 1040.675 | 1184.7342 | 1266.9698 | 1045.7376 | 969.0328 | 984.4844 | 1068.5902 | 1020.4993 | 1009.1732 | 1097.0186 | 1322.0643 | 1402.9396 | 1353.1676 | 1269.2662 | 1209.8035 | 1186.6318 | 1106.0355 | 973.7662
2049-12-10 | 848.9033 | 765.1466 | 708.7177 | 681.6026 | 717.2008 | 916.0734 | 1021.9268 | 1148.8254 | 1314.93 | 1150.3834 | 1026.6853 | 984.9319 | 1071.0323 | 976.9775 | 1008.1395 | 1106.9962 | 1274.6903 | 1387.4134 | 1331.3089 | 1230.6485 | 1228.0681 | 1147.6912 | 1105.0557 | 1013.3806
2049-12-11 | 879.8443 | 782.4465 | 725.7537 | 691.9847 | 702.7811 | 819.8843 | 908.5989 | 1056.39 | 1150.6096 | 1011.3427 | 950.8129 | 953.2315 | 969.764 | 796.5486 | 829.9043 | 995.1832 | 1252.5944 | 1392.7156 | 1293.4645 | 1162.9862 | 1184.8507 | 1162.1196 | 1082.841 | 1033.7503
2049-12-12 | 839.5907 | 770.2814 | 727.7233 | 680.4697 | 690.7721 | 714.0112 | 716.1623 | 782.2385 | 976.9872 | 922.2613 | 969.1534 | 861.2266 | 985.0539 | 787.0532 | 1044.7625 | 957.7224 | 1135.3323 | 1293.1099 | 1318.9403 | 1326.3281 | 1310.0941 | 1176.7569 | 1114.9396 | 1014.5897
2049-12-13 | 1023.9911 | 747.9718 | 695.9715 | 664.9494 | 705.8018 | 813.2196 | 901.9601 | 991.397 | 1108.589 | 992.1704 | 1026.6278 | 1040.0133 | 1032.7664 | 843.4503 | 993.8701 | 963.0094 | 1213.0971 | 1291.5087 | 1415.7955 | 1342.6132 | 1373.9865 | 1231.1717 | 1195.4524 | 1158.203
2049-12-14 | 1010.9274 | 864.2846 | 708.0706 | 664.3537 | 703.4554 | 898.4798 | 1023.424 | 1173.4289 | 1226.0602 | 1071.2032 | 940.3316 | 981.5382 | 943.602 | 824.6466 | 835.9209 | 1046.9021 | 1222.409 | 1399.5313 | 1305.9849 | 1301.9325 | 1166.4154 | 1142.3429 | 1074.3189 | 951.2668
2049-12-15 | 844.7518 | 747.8532 | 693.2817 | 668.4912 | 695.5445 | 893.8827 | 1028.6826 | 1149.2971 | 1199.7146 | 1051.9985 | 950.2482 | 963.8898 | 1033.0212 | 818.4446 | 827.1496 | 993.4088 | 1193.5043 | 1360.673 | 1298.5263 | 1246.0503 | 1135.1477 | 1144.7103 | 1100.9776 | 956.738
2049-12-16 | 832.1727 | 752.935 | 703.2151 | 678.5809 | 706.4554 | 929.4866 | 1044.6889 | 1194.6604 | 1255.9852 | 1008.1005 | 926.4113 | 952.543 | 961.5097 | 832.3938 | 871.7091 | 1029.7607 | 1282.5852 | 1386.8821 | 1359.6288 | 1275.9492 | 1205.2477 | 1183.3042 | 1105.0945 | 977.9273
2049-12-17 | 841.5487 | 757.975 | 701.066 | 674.6054 | 710.1543 | 907.4473 | 1012.7134 | 1150.612 | 1295.5945 | 1105.5484 | 987.4828 | 939.3109 | 1014.5493 | 896.4103 | 917.8075 | 1022.9408 | 1221.2261 | 1363.4279 | 1318.5697 | 1221.1011 | 1219.2213 | 1136.9372 | 1091.4665 | 1003.4012
2049-12-18 | 879.8414 | 782.2663 | 725.4716 | 691.7035 | 702.5045 | 819.7226 | 908.4176 | 1066.884 | 1165.6884 | 1011.0238 | 972.8211 | 979.1351 | 1006.3077 | 956.4783 | 881.9753 | 1022.137 | 1253.9707 | 1393.8586 | 1293.2289 | 1161.6929 | 1187.3583 | 1165.7328 | 1087.9859 | 1033.5169
2049-12-19 | 848.4418 | 778.8469 | 736.8866 | 688.9545 | 699.4044 | 724.3973 | 727.2802 | 808.1873 | 1025.9313 | 981.8801 | 996.0158 | 865.9336 | 1007.4546 | 961.8883 | 1088.053 | 970.3545 | 1153.9551 | 1297.4971 | 1334.3581 | 1340.1169 | 1318.7368 | 1196.2791 | 1129.9278 | 1026.8166
2049-12-20 | 1027.1359 | 751.0151 | 699.2272 | 667.964 | 708.8688 | 816.9098 | 905.9103 | 1014.0956 | 1133.4875 | 1072.6779 | 1130.3234 | 1090.7622 | 1147.6347 | 1076.9165 | 1108.9204 | 1053.8013 | 1260.2579 | 1300.5734 | 1420.5181 | 1352.1838 | 1377.8486 | 1243.8778 | 1208.1722 | 1162.6882
2049-12-21 | 1024.4029 | 877.1697 | 721.8549 | 677.1173 | 716.441 | 914.1036 | 1040.1487 | 1198.0911 | 1240.9698 | 1067.9714 | 942.3927 | 983.0059 | 1005.2081 | 858.6683 | 840.6498 | 1043.9936 | 1215.0588 | 1405.7113 | 1328.1867 | 1316.9663 | 1187.4735 | 1162.0374 | 1092.7496 | 968.4032
2049-12-22 | 834.0208 | 737.2602 | 681.9789 | 657.9939 | 684.8543 | 881.1728 | 1015.1516 | 1141.4616 | 1182.5147 | 1044.6092 | 940.9177 | 971.1409 | 1051.5185 | 916.6371 | 831.158 | 967.718 | 1175.6486 | 1337.6632 | 1281.3588 | 1236.3077 | 1113.4976 | 1136.9061 | 1081.907 | 942.3509
2049-12-23 | 815.346 | 733.8684 | 682.7465 | 654.4997 | 680.0186 | 882.3458 | 1010.6348 | 1169.8558 | 1245.6237 | 1010.4032 | 930.4542 | 959.4513 | 1007.8121 | 821.3715 | 869.1987 | 989.886 | 1248.746 | 1361.0719 | 1319.9132 | 1227.4764 | 1177.3563 | 1160.8062 | 1080.1839 | 950.5462
2049-12-24 | 857.4186 | 775.9528 | 713.7007 | 672.7813 | 693.7213 | 825.5644 | 894.8957 | 1017.3709 | 1224.7371 | 1067.3449 | 959.2801 | 888.428 | 968.9852 | 898.1461 | 821.9149 | 981.3881 | 1177.3204 | 1312.2588 | 1295.5775 | 1210.9116 | 1214.3042 | 1129.5979 | 1065.4781 | 979.0231
2049-12-25 | 852.3971 | 751.6185 | 689.039 | 664.6804 | 670.8046 | 784.0224 | 873.3068 | 1032.851 | 1106.4149 | 923.2032 | 874.5019 | 892.2389 | 933.6365 | 939.236 | 800.458 | 922.4065 | 1157.8409 | 1311.7897 | 1239.7699 | 1119.8917 | 1161.2292 | 1130.8106 | 1052.4255 | 999.8431
2049-12-26 | 810.9173 | 742.5219 | 698.0827 | 652.9222 | 662.9079 | 680.3976 | 680.341 | 753.6825 | 966.1768 | 940.4961 | 981.3378 | 845.5569 | 957.7434 | 869.2114 | 1139.6523 | 980.0339 | 1112.4664 | 1238.8537 | 1273.3883 | 1302.019 | 1292.7041 | 1158.4063 | 1092.3174 | 976.2973
2049-12-27 | 994.9522 | 719.8701 | 665.9086 | 637.1125 | 677.481 | 779.1448 | 865.4842 | 968.9902 | 1050.7526 | 948.1877 | 975.2815 | 998.3691 | 1071.7364 | 871.6215 | 972.5966 | 913.6136 | 1161.269 | 1234.2624 | 1366.1702 | 1307.5026 | 1333.1548 | 1192.6642 | 1156.4068 | 1117.4858
2049-12-28 | 991.03 | 844.9043 | 687.4323 | 645.3177 | 684.0885 | 875.178 | 998.4802 | 1158.5803 | 1216.4559 | 1045.4565 | 952.2094 | 1000.5049 | 1028.3101 | 1016.6282 | 911.0224 | 1046.7243 | 1203.7961 | 1365.1715 | 1271.2268 | 1274.1545 | 1142.9559 | 1128.4591 | 1049.9316 | 926.8106
2049-12-29 | 816.7599 | 720.8684 | 664.5951 | 642.0644 | 668.6583 | 861.534 | 994.0545 | 1121.5377 | 1168.5501 | 1045.578 | 893.4368 | 901.1871 | 988.0197 | 786.492 | 778.3463 | 931.4645 | 1135.5895 | 1293.0897 | 1252.2378 | 1210.7689 | 1096.8629 | 1102.2578 | 1060.8231 | 910.7507
2049-12-30 | 802.8819 | 724.9701 | 672.7197 | 650.4312 | 678.1067 | 895.5217 | 1008.3723 | 1177.0773 | 1262.1883 | 1029.4654 | 957.4236 | 980.9517 | 1042.6086 | 1023.2812 | 981.2161 | 1010.069 | 1213.5318 | 1333.0014 | 1309.4666 | 1239.6371 | 1173.9921 | 1152.0864 | 1066.2492 | 929.9631
2049-12-31 | 833.5074 | 758.3499 | 695.2023 | 652.5336 | 668.3775 | 800.7439 | 866.5703 | 1023.3883 | 1187.3484 | 963.7756 | 841.6771 | 843.2811 | 874.7186 | 677.4566 | 716.9136 | 899.1233 | 1159.4195 | 1282.9918 | 1258.0015 | 1165.114 | 1099.1969 | 1109.395 | 1049.8496 | 935.4766
2050-01-01 | 823.473 | 753.5074 | 704.42 | 675.7071 | 680.7345 | 853.5337 | 954.4573 | 1117.8947 | 1223.813 | 973.2089 | 861.8037 | 880.2463 | 885.2758 | 755.2895 | 858.7428 | 951.5801 | 1254.3462 | 1365.1154 | 1326.9917 | 1231.1683 | 1159.3598 | 1121.9467 | 1072.8681 | 939.6913
2050-01-02 | 841.8148 | 764.3042 | 715.1655 | 686.9933 | 698.9232 | 840.269 | 911.7855 | 1031.0463 | 1253.3855 | 1057.5081 | 946.1317 | 903.1967 | 959.6868 | 852.3714 | 862.4606 | 1014.9146 | 1251.1852 | 1412.9807 | 1444.5817 | 1336.3299 | 1323.0581 | 1176.4113 | 1071.861 | 944.0349
2050-01-03 | 785.5977 | 703.5025 | 657.6182 | 650.6088 | 694.7606 | 898.914 | 1103.8207 | 1222.6724 | 1281.0902 | 1048.2994 | 974.4824 | 1002.0817 | 1052.1617 | 918.5456 | 890.5034 | 980.048 | 1266.7785 | 1434.2488 | 1374.612 | 1258.7824 | 1242.1736 | 1165.6394 | 1009.3182 | 915.8653
2050-01-04 | 736.9815 | 701.032 | 674.193 | 638.1927 | 681.0594 | 793.5676 | 927.926 | 959.4671 | 1076.4198 | 978.8087 | 1009.3735 | 868.2642 | 914.6297 | 747.1534 | 1010.2749 | 905.9484 | 1095.7936 | 1272.5855 | 1268.3962 | 1320.439 | 1282.05 | 1101.9959 | 1006.2027 | 898.6336
2050-01-05 | 949.1514 | 706.6086 | 661.992 | 626.7569 | 665.821 | 775.8103 | 905.7614 | 963.068 | 1037.3867 | 918.7481 | 966.9899 | 955.2572 | 1031.2511 | 783.0689 | 899.754 | 904.5551 | 1150.3273 | 1211.1617 | 1354.739 | 1303.0512 | 1319.9863 | 1152.3577 | 1103.2654 | 1054.5001
2050-01-06 | 949.7495 | 827.2416 | 673.5807 | 637.8501 | 669.0845 | 881.8474 | 1056.4676 | 1185.7748 | 1209.6984 | 1014.5889 | 902.6104 | 933.529 | 937.1863 | 768.3493 | 772.9155 | 985.297 | 1186.2648 | 1350.5017 | 1277.408 | 1295.4229 | 1147.0644 | 1114.9641 | 1022.144 | 879.1516
2050-01-07 | 780.3122 | 701.9018 | 650.6805 | 632.292 | 662.0747 | 870.2047 | 1053.0403 | 1148.994 | 1207.6242 | 1028.5817 | 894.905 | 885.7133 | 927.3216 | 751.2043 | 766.6404 | 910.1527 | 1117.3316 | 1309.9037 | 1234.882 | 1197.9209 | 1066.7047 | 1070.1452 | 1013.2957 | 873.1897
2050-01-08 | 818.0152 | 750.6021 | 700.3296 | 672.2056 | 685.0812 | 857.3575 | 955.9583 | 1116.0507 | 1224.459 | 988.2876 | 885.5232 | 898.7576 | 854.0837 | 700.9617 | 740.4882 | 888.9654 | 1204.803 | 1351.1861 | 1336.0573 | 1231.1118 | 1159.2395 | 1119.1304 | 1062.3624 | 929.5148
2050-01-09 | 795.4475 | 720.3177 | 667.9662 | 643.4643 | 654.6767 | 786.3091 | 854.147 | 964.7628 | 1159.0358 | 976.0431 | 875.4619 | 810.5414 | 839.2956 | 699.0134 | 707.5755 | 840.1514 | 1122.7135 | 1304.221 | 1367.2504 | 1275.281 | 1259.155 | 1115.9277 | 999.9015 | 875.544
2050-01-10 | 800.1148 | 720.2772 | 675.3714 | 666.9271 | 711.3775 | 918.9103 | 1125.038 | 1248.2345 | 1296.9058 | 1076.0993 | 1007.6014 | 1021.5149 | 1010.8003 | 902.6671 | 882.7017 | 1022.5467 | 1284.627 | 1449.5689 | 1403.4454 | 1277.0348 | 1266.8136 | 1189.7996 | 1035.739 | 947.2725
2050-01-11 | 766.2092 | 728.8584 | 703.6762 | 665.427 | 708.7352 | 826.9164 | 963.3683 | 1001.2256 | 1136.8947 | 1044.5133 | 1108.9507 | 984.4476 | 1090.8111 | 813.3523 | 1044.0716 | 917.5901 | 1141.3555 | 1309.9155 | 1316.8125 | 1353.1286 | 1323.2686 | 1144.7253 | 1048.3646 | 947.0261
2050-01-12 | 990.8969 | 747.8282 | 704.3439 | 665.8827 | 705.5005 | 823.5376 | 956.2831 | 1024.7734 | 1109.0311 | 986.7543 | 1038.2967 | 1027.1113 | 974.06 | 758.9262 | 943.8188 | 930.2001 | 1176.8434 | 1269.5095 | 1421.471 | 1354.2969 | 1371.5696 | 1215.7055 | 1163.7754 | 1109.0639
2050-01-13 | 976.3877 | 854.3368 | 702.5882 | 664.6474 | 696.6373 | 914.5924 | 1091.0102 | 1226.2953 | 1245.6167 | 1050.9757 | 944.8854 | 957.6142 | 834.0238 | 751.0127 | 755.0757 | 997.9149 | 1206.4461 | 1381.0455 | 1322.91 | 1325.1233 | 1192.0748 | 1157.8704 | 1059.1459 | 913.7007
2050-01-14 | 821.3709 | 743.1892 | 694.7276 | 672.9543 | 703.4273 | 920.164 | 1105.7793 | 1218.8111 | 1289.6559 | 1125.8225 | 987.4027 | 981.3535 | 1006.6384 | 821.0375 | 880.1407 | 1030.7052 | 1233.618 | 1391.8816 | 1306.259 | 1251.2265 | 1122.4107 | 1134.135 | 1074.6524 | 932.0806
2050-01-15 | 801.2256 | 732.0982 | 680.4884 | 653.9008 | 658.2057 | 826.3777 | 925.5141 | 1083.7551 | 1211.2911 | 982.4299 | 878.1409 | 886.8515 | 916.124 | 735.8989 | 774.9827 | 919.7695 | 1208.923 | 1324.9463 | 1296.5917 | 1192.1062 | 1131.9323 | 1089.6307 | 1035.5715 | 905.2287
2050-01-16 | 823.0294 | 748.3578 | 697.9986 | 671.2209 | 682.9206 | 820.4123 | 890.016 | 1006.8975 | 1233.7446 | 1049.1431 | 938.2507 | 874.0309 | 939.699 | 780.4588 | 776.1779 | 911.0981 | 1182.6764 | 1347.3162 | 1415.697 | 1313.7029 | 1298.61 | 1155.1288 | 1043.1111 | 913.9005
2050-01-17 | 829.4819 | 749.4367 | 698.4585 | 673.5596 | 701.3973 | 842.0721 | 988.3034 | 1111.5829 | 1227.0466 | 1050.8447 | 994.1076 | 995.7939 | 970.8875 | 839.0739 | 833.4029 | 945.2584 | 1199.5732 | 1421.4464 | 1393.4964 | 1267.6913 | 1272.2586 | 1196.3409 | 1021.6267 | 936.6889
2050-01-18 | 758.4715 | 716.8582 | 688.7585 | 658.375 | 705.4487 | 822.9619 | 959.1782 | 994.2875 | 1118.3012 | 1005.3941 | 1041.8359 | 902.2327 | 846.662 | 722.004 | 950.3515 | 867.2169 | 1090.5019 | 1257.1078 | 1299.7847 | 1350.936 | 1315.5165 | 1143.3792 | 1046.1835 | 937.0992
2050-01-19 | 976.7492 | 730.5171 | 689.2015 | 652.3987 | 692.2263 | 807.7067 | 939.5222 | 1009.934 | 1092.5786 | 973.1994 | 1019.8434 | 1010.8642 | 940.144 | 748.7613 | 915.2224 | 893.7909 | 1154.4853 | 1231.8787 | 1390.8755 | 1334.9005 | 1355.176 | 1197.5605 | 1144.7638 | 1088.0991
2050-01-20 | 948.3884 | 826.2105 | 674.4114 | 640.1925 | 671.4595 | 884.2406 | 1055.1116 | 1182.9997 | 1238.0563 | 1068.7624 | 945.9438 | 1006.2574 | 1049.0958 | 981.6894 | 909.8786 | 1105.846 | 1243.1098 | 1352.6899 | 1284.9964 | 1300.0003 | 1153.3169 | 1125.009 | 1026.3169 | 882.322
2050-01-21 | 816.43 | 736.9229 | 687.987 | 666.6704 | 697.0084 | 912.1331 | 1097.5224 | 1203.4246 | 1272.1115 | 1120.4001 | 995.7952 | 994.4191 | 1057.1382 | 826.6842 | 844.4959 | 1004.5343 | 1186.5077 | 1344.0008 | 1291.4101 | 1245.3192 | 1114.7868 | 1116.6819 | 1070.4274 | 923.3698
2050-01-22 | 807.6215 | 739.6142 | 688.3882 | 661.0295 | 674.2319 | 844.0824 | 941.8453 | 1098.2921 | 1230.2127 | 1006.8696 | 912.2948 | 899.6442 | 915.8866 | 730.2905 | 748.6583 | 876.6744 | 1151.1504 | 1315.3905 | 1318.5347 | 1213.4352 | 1144.7183 | 1102.5296 | 1048.6516 | 915.2556
2050-01-23 | 765.8635 | 692.6871 | 638.3729 | 616.1364 | 627.1019 | 753.2495 | 818.7638 | 917.7534 | 1116.0228 | 923.3655 | 785.9664 | 738.7406 | 813.5377 | 732.2759 | 725.408 | 844.2382 | 1099.8863 | 1229.6673 | 1319.304 | 1241.1117 | 1221.2942 | 1074.9272 | 958.735 | 835.0856
2050-01-24 | 751.5893 | 671.2171 | 625.973 | 621.3131 | 664.984 | 863.0174 | 1065.8836 | 1187.3155 | 1238.5926 | 1015.8982 | 955.592 | 972.4675 | 1010.1571 | 892.2689 | 828.0468 | 915.4503 | 1164.9085 | 1337.3588 | 1322.414 | 1215.4168 | 1200.5443 | 1124.9652 | 965.6974 | 880.0064
2050-01-25 | 738.1051 | 701.1567 | 673.9624 | 637.9851 | 680.8378 | 793.3063 | 927.7851 | 959.7377 | 1092.7353 | 1012.2686 | 1036.9266 | 908.316 | 1044.3227 | 815.5668 | 1036.8256 | 899.9209 | 1075.0225 | 1233.16 | 1268.1554 | 1313.806 | 1284.0955 | 1104.4178 | 1006.6575 | 906.6593
2050-01-26 | 997.5527 | 753.1436 | 711.1892 | 672.1988 | 711.9224 | 831.2687 | 964.4605 | 1040.0539 | 1128.1359 | 1008.7491 | 1034.0364 | 1012.2383 | 922.2608 | 755.5808 | 909.939 | 913.0566 | 1154.4387 | 1242.0591 | 1419.9947 | 1364.2489 | 1380.6967 | 1225.6307 | 1173.8061 | 1117.1235
2050-01-27 | 957.8572 | 836.9239 | 686.2566 | 649.5922 | 680.9999 | 895.7692 | 1071.4565 | 1203.0746 | 1234.8654 | 1040.3347 | 938.2645 | 982.7983 | 1017.6454 | 885.0575 | 869.0242 | 1098.6975 | 1230.065 | 1355.0728 | 1294.3664 | 1303.6992 | 1169.8371 | 1141.7352 | 1042.0396 | 895.8116
2050-01-28 | 791.6149 | 712.8822 | 662.219 | 642.8731 | 672.798 | 882.8929 | 1066.5392 | 1166.4644 | 1217.6287 | 1045.754 | 929.2602 | 951.3573 | 1006.8008 | 796.7593 | 771.9893 | 920.7942 | 1111.2598 | 1266.4903 | 1251.3049 | 1212.8722 | 1080.3595 | 1084.3905 | 1030.305 | 888.475
2050-01-29 | 799.9999 | 733.9036 | 683.2055 | 656.4944 | 669.5009 | 838.2614 | 935.6784 | 1099.9339 | 1225.9815 | 984.0215 | 884.0229 | 869.7094 | 879.7825 | 705.8246 | 719.5976 | 851.2076 | 1158.7839 | 1301.3981 | 1308.5906 | 1208.3306 | 1140.2615 | 1093.218 | 1038.7351 | 908.1016
2050-01-30 | 809.2831 | 735.8413 | 685.2877 | 659.5895 | 671.2611 | 806.3016 | 874.9757 | 981.7698 | 1172.7563 | 987.9586 | 854.6135 | 806.54 | 763.2799 | 705.0448 | 684.1599 | 837.6177 | 1084.0471 | 1252.5831 | 1389.7239 | 1297.8827 | 1285.3289 | 1136.3046 | 1024.2632 | 897.6019
2050-01-31 | 793.0747 | 713.487 | 669.3252 | 661.3143 | 706.0619 | 912.6128 | 1118.4368 | 1240.194 | 1299.332 | 1075.3612 | 1006.3293 | 1019.1207 | 984.5469 | 867.9629 | 869.9618 | 974.1422 | 1214.8691 | 1384.0649 | 1390.189 | 1268.1207 | 1262.7358 | 1181.7403 | 1025.6989 | 939.976
2050-02-01 | 809.6868 | 787.3369 | 760.7383 | 717.263 | 765.0993 | 894.5376 | 1015.2369 | 1059.1947 | 1160.2092 | 1025.0205 | 1082.8187 | 979.1178 | 989.7629 | 815.0598 | 1021.2853 | 887.4807 | 1079.204 | 1283.2386 | 1297.7604 | 1375.0433 | 1347.6607 | 1177.9979 | 1082.7601 | 990.1501
2050-02-02 | 1014.9829 | 783.8925 | 737.6842 | 698.1067 | 742.2769 | 867.6851 | 983.6656 | 1058.9434 | 1132.0825 | 1024.7718 | 1081.0551 | 1037.1777 | 1029.3326 | 770.0139 | 992.2098 | 907.2448 | 1156.6904 | 1208.2653 | 1375.8122 | 1345.9453 | 1378.0402 | 1222.9926 | 1162.8426 | 1124.0079
2050-02-03 | 994.6414 | 890.9183 | 735.0891 | 693.645 | 729.7458 | 954.5806 | 1114.0734 | 1264.5599 | 1304.8135 | 1113.7667 | 987.1415 | 1026.8096 | 1021.3004 | 947.2733 | 804.6791 | 975.8572 | 1173.5382 | 1337.4161 | 1268.154 | 1316.0459 | 1187.6555 | 1157.7496 | 1055.8209 | 929.2366
2050-02-04 | 827.8624 | 764.0814 | 711.1436 | 687.2964 | 722.0618 | 942.6169 | 1110.3236 | 1216.9452 | 1270.9046 | 1110.5002 | 971.0284 | 965.3969 | 1042.2056 | 843.5151 | 804.3277 | 903.8699 | 1118.9484 | 1291.2657 | 1232.5419 | 1226.8434 | 1106.0431 | 1112.5596 | 1048.9401 | 920.9768
2050-02-05 | 847.3691 | 793.9139 | 741.3695 | 710.2926 | 731.21 | 921.3674 | 1011.6298 | 1171.3817 | 1271.8274 | 991.1676 | 894.3233 | 892.1638 | 928.5939 | 759.7585 | 751.9737 | 834.128 | 1113.0737 | 1293.8074 | 1305.8777 | 1239.6585 | 1180.4384 | 1139.3011 | 1074.4054 | 951.0751
2050-02-06 | 845.2316 | 786.7813 | 734.6323 | 705.645 | 725.8992 | 882.629 | 945.5479 | 1059.0308 | 1250.9768 | 1057.5957 | 949.6868 | 906.7478 | 934.878 | 851.1996 | 741.8849 | 848.9841 | 1116.1201 | 1299.0817 | 1376.0693 | 1314.7129 | 1308.0352 | 1166.2538 | 1045.6208 | 936.0465
2050-02-07 | 833.0807 | 768.2587 | 722.0925 | 708.7375 | 757.6897 | 974.0893 | 1163.5998 | 1291.9126 | 1283.5764 | 1022.3132 | 957.8222 | 976.7831 | 791.3289 | 815.5846 | 773.3747 | 890.4458 | 1166.725 | 1343.2692 | 1356.2372 | 1276.4802 | 1281.8471 | 1209.3175 | 1046.3209 | 977.0591
2050-02-08 | 802.5006 | 780.6604 | 753.801 | 710.8554 | 758.591 | 886.6905 | 1006.9219 | 1041.8399 | 1132.9024 | 983.4767 | 1009.6419 | 883.0693 | 784.7506 | 683.7506 | 941.0934 | 832.5606 | 1037.4484 | 1228.0345 | 1282.1958 | 1363.8815 | 1338.8203 | 1168.3751 | 1067.4727 | 982.9182
2050-02-09 | 1041.4705 | 809.7956 | 768.3269 | 724.152 | 768.7732 | 899.6234 | 1017.501 | 1085.7909 | 1137.1938 | 992.5823 | 1032.1248 | 1022.161 | 853.8155 | 734.949 | 871.6424 | 840.7126 | 1123.4684 | 1225.545 | 1408.2998 | 1387.9666 | 1411.6951 | 1259.4465 | 1202.0832 | 1162.1432
2050-02-10 | 1029.1928 | 920.3241 | 769.0794 | 726.3913 | 763.3628 | 994.9359 | 1156.6889 | 1298.1247 | 1332.0277 | 1106.9762 | 1003.275 | 1011.1009 | 963.9931 | 825.7301 | 817.0918 | 1025.013 | 1198.7161 | 1370.557 | 1324.1504 | 1357.9159 | 1238.6148 | 1205.2868 | 1102.5144 | 972.378
2050-02-11 | 840.3031 | 779.1013 | 727.3236 | 702.1635 | 737.3915 | 961.5682 | 1130.2411 | 1228.7609 | 1279.7312 | 1094.2852 | 967.8831 | 958.2978 | 961.8066 | 793.752 | 777.8617 | 868.0403 | 1082.0368 | 1286.9308 | 1252.8633 | 1244.4105 | 1132.0845 | 1134.2648 | 1069.4692 | 942.4986
2050-02-12 | 848.0133 | 796.567 | 745.7386 | 714.2215 | 735.2138 | 926.1988 | 1016.7431 | 1171.0472 | 1252.9367 | 982.668 | 857.9969 | 863.3217 | 721.3688 | 614.0419 | 621.5064 | 783.9802 | 1119.9498 | 1259.1197 | 1301.7756 | 1239.0699 | 1184.4393 | 1141.9993 | 1077.4726 | 959.5955
2050-02-13 | 860.218 | 799.2721 | 750.2183 | 720.0256 | 740.9351 | 900.5996 | 965.106 | 1080.9364 | 1301.0026 | 1136.2378 | 1046.4055 | 871.7342 | 945.0756 | 874.8585 | 795.3206 | 893.5607 | 1141.2261 | 1315.554 | 1396.7879 | 1334.701 | 1324.5779 | 1186.006 | 1072.1901 | 957.9282
2050-02-14 | 838.9203 | 774.5494 | 728.1383 | 714.3119 | 763.3677 | 980.9287 | 1170.854 | 1298.531 | 1352.8756 | 1134.1101 | 1079.1422 | 1124.5059 | 1143.0578 | 1096.7398 | 908.6043 | 974.9886 | 1229.3371 | 1391.6192 | 1380.4164 | 1292.4333 | 1289.9734 | 1214.1101 | 1058.3949 | 986.3239
2050-02-15 | 831.0144 | 806.8722 | 782.3985 | 737.2241 | 785.4074 | 919.0122 | 1041.171 | 1086.3355 | 1217.8285 | 1097.1748 | 1089.9281 | 966.1663 | 942.6894 | 794.4354 | 993.2112 | 859.3662 | 1053.9418 | 1247.2681 | 1325.015 | 1402.5654 | 1376.3245 | 1208.8338 | 1110.6767 | 1020.5023
2050-02-16 | 1027.0257 | 794.7413 | 751.2514 | 709.9075 | 754.2781 | 882.1518 | 998.9942 | 1050.0197 | 1131.0682 | 990.2 | 1001.2358 | 996.3705 | 864.0879 | 750.1377 | 889.8487 | 823.4512 | 1093.6551 | 1185.975 | 1378.3888 | 1364.9395 | 1390.8595 | 1240.3125 | 1181.1114 | 1141.7726
2050-02-17 | 1009.1273 | 903.515 | 750.2567 | 707.6162 | 743.9474 | 971.8409 | 1132.3044 | 1261.1216 | 1253.8374 | 1065.847 | 978.6975 | 1004.2216 | 896.2206 | 763.6869 | 732.2404 | 934.1274 | 1130.2383 | 1312.8052 | 1280.8718 | 1336.9609 | 1209.7936 | 1179.9048 | 1073.296 | 942.9376
2050-02-18 | 863.798 | 799.2273 | 752.0488 | 725.3285 | 760.754 | 989.8125 | 1160.2375 | 1254.8743 | 1307.8938 | 1106.9769 | 1022.3496 | 1047.1871 | 1107.5978 | 1025.817 | 933.4664 | 1008.3501 | 1193.4714 | 1338.9019 | 1292.1939 | 1280.4683 | 1165.4105 | 1167.9096 | 1107.4045 | 979.3622
2050-02-19 | 863.6263 | 809.2233 | 757.6742 | 725.4699 | 738.7655 | 932.4353 | 1025.8033 | 1168.3468 | 1287.1327 | 1028.8533 | 912.6264 | 903.7257 | 812.074 | 664.0838 | 712.2789 | 841.7875 | 1113.4878 | 1273.0054 | 1305.5655 | 1253.186 | 1196.3218 | 1161.0787 | 1096.2319 | 976.0222
2050-02-20 | 859.5847 | 801.6815 | 749.466 | 719.4091 | 740.2595 | 899.9217 | 964.3249 | 1069.2792 | 1238.496 | 1028.697 | 923.7516 | 860.4828 | 829.9749 | 792.869 | 770.2214 | 883.0694 | 1095.165 | 1281.9414 | 1392.1915 | 1334.156 | 1321.9579 | 1187.153 | 1069.1919 | 954.8618
2050-02-21 | 863.7005 | 799.3024 | 750.9365 | 719.7539 | 748.1173 | 890.9555 | 1001.5089 | 1089.4578 | 1200.0785 | 981.3355 | 927.1601 | 936.8893 | 803.9015 | 801.8941 | 734.8377 | 837.7418 | 1115.8401 | 1302.7345 | 1301.8572 | 1209.1498 | 1218.0324 | 1179.7836 | 1021.6504 | 961.1109
2050-02-22 | 817.8394 | 791.5593 | 761.6822 | 724.9796 | 776.825 | 908.6762 | 1030.247 | 1061.4435 | 1164.4155 | 1059.7073 | 1125.0036 | 991.2047 | 1017.4932 | 828.9674 | 1073.6378 | 948.5668 | 1118.4033 | 1274.1078 | 1318.6763 | 1391.0858 | 1365.3868 | 1195.7907 | 1098.8741 | 1006.7265
2050-02-23 | 1031.1524 | 799.4384 | 757.1598 | 713.774 | 758.2888 | 886.9842 | 1004.1184 | 1062.0257 | 1141.9944 | 987.2882 | 1018.8949 | 1014.2587 | 918.7681 | 768.5188 | 945.1498 | 859.1288 | 1106.175 | 1194.3352 | 1385.9447 | 1367.3872 | 1403.5939 | 1249.3581 | 1186.7566 | 1142.2837
2050-02-24 | 1009.0888 | 901.204 | 747.5546 | 707.1549 | 743.4942 | 971.1574 | 1131.662 | 1254.96 | 1288.3522 | 1080.0213 | 956.3042 | 985.7329 | 990.5605 | 846.6105 | 805.2257 | 996.5637 | 1142.4677 | 1321.3242 | 1275.9078 | 1334.1175 | 1203.6782 | 1179.5885 | 1075.1831 | 945.4546
2050-02-25 | 822.254 | 760.7156 | 707.5923 | 683.9945 | 718.7573 | 938.7273 | 1106.3378 | 1185.4032 | 1232.2444 | 1045.6351 | 931.1821 | 930.2589 | 919.2681 | 792.4812 | 877.1769 | 960.5574 | 1096.4535 | 1255.9719 | 1223.1972 | 1223.1492 | 1100.2588 | 1107.4277 | 1044.0452 | 916.4943
2050-02-26 | 828.1242 | 777.9582 | 724.5383 | 694.7421 | 715.3915 | 902.3043 | 991.4369 | 1127.4563 | 1227.7175 | 942.5326 | 836.25 | 837.5081 | 706.8306 | 640.964 | 630.9789 | 738.2642 | 1057.8816 | 1220.2456 | 1261.2538 | 1218.3893 | 1156.2245 | 1114.6338 | 1047.3174 | 929.1894
2050-02-27 | 813.5039 | 754.8987 | 702.273 | 675.8706 | 695.9746 | 846.64 | 907.5807 | 993.0032 | 1141.3698 | 891.2069 | 799.0361 | 748.3318 | 627.2736 | 712.5293 | 717.2794 | 787.9895 | 1047.3596 | 1212.2669 | 1309.3954 | 1274.6404 | 1262.3367 | 1119.9882 | 1000.945 | 892.4594
2050-02-28 | 829.4776 | 767.4015 | 719.4639 | 706.6762 | 755.578 | 971.5442 | 1160.9091 | 1273.4575 | 1338.6729 | 1102.6247 | 1047.713 | 1089.1741 | 1121.114 | 1033.5208 | 1019.704 | 1067.6883 | 1276.4125 | 1390.0608 | 1361.9712 | 1277.1286 | 1278.6267 | 1206.9481 | 1045.1542 | 976.8095
2050-03-01 | 1032.6917 | 777.1827 | 734.3282 | 671.8988 | 705.2959 | 800.4782 | 936.0548 | 1031.5606 | 1145.1345 | 1036.4291 | 1073.2654 | 1051.4366 | 999.0944 | 808.7441 | 937.2888 | 860.377 | 1087.6075 | 1211.5841 | 1383.4453 | 1372.5509 | 1403.2808 | 1255.7257 | 1184.5379 | 1143.5078
2050-03-02 | 979.3302 | 860.0326 | 702.7715 | 643.6584 | 672.8588 | 859.796 | 1030.3117 | 1182.3496 | 1200.7208 | 1013.0023 | 919.9539 | 957.659 | 894.5572 | 753.8457 | 680.8612 | 862.0697 | 1077.0857 | 1271.6105 | 1253.6938 | 1294.9089 | 1148.1062 | 1151.8419 | 1063.5501 | 919.3247
2050-03-03 | 792.8129 | 714.8715 | 668.4234 | 632.4739 | 653.3082 | 842.1794 | 1027.4416 | 1121.3596 | 1156.183 | 1020.4437 | 923.5115 | 860.7154 | 835.5773 | 707.4178 | 761.7762 | 868.8841 | 1048.902 | 1218.9606 | 1214.4964 | 1239.5929 | 1120.2304 | 1143.5029 | 1033.2082 | 886.0689
2050-03-04 | 794.2251 | 741.0318 | 687.3032 | 645.5589 | 666.0329 | 874.7389 | 1034.7385 | 1198.7183 | 1301.5076 | 1041.3683 | 934.7818 | 940.3439 | 915.2138 | 770.6129 | 847.3664 | 945.2359 | 1180.754 | 1279.2969 | 1271.0559 | 1209.9647 | 1141.6548 | 1139.5713 | 1069.4778 | 933.0773
2050-03-05 | 817.0464 | 746.7129 | 694.2974 | 646.7953 | 651.3395 | 778.3137 | 873.9279 | 995.3365 | 1149.2687 | 950.5127 | 838.9202 | 658.0813 | 563.1182 | 540.6156 | 525.7639 | 652.4665 | 911.1479 | 1127.9144 | 1218.2779 | 1170.8838 | 1193.7224 | 1101.6651 | 1033.1278 | 938.1152
2050-03-06 | 830.1872 | 752.5066 | 700.6829 | 654.3743 | 658.6732 | 751.7091 | 870.0796 | 988.7794 | 1088.1083 | 876.4519 | 802.7899 | 714.149 | 573.6445 | 548.4083 | 550.933 | 691.1814 | 970.7448 | 1216.1852 | 1300.77 | 1217.5297 | 1239.4309 | 1188.6697 | 1030.9793 | 943.7717
2050-03-07 | 783.0043 | 733.373 | 703.2064 | 657.3095 | 691.9995 | 789.6897 | 926.7279 | 974.0804 | 1079.931 | 950.3894 | 993.7704 | 797.088 | 772.7041 | 695.1111 | 973.1432 | 856.5068 | 1042.5386 | 1216.1431 | 1295.2553 | 1346.2015 | 1326.7623 | 1195.9772 | 1097.8023 | 990.7736
2050-03-08 | 1012.7986 | 758.4776 | 716.6212 | 656.9241 | 690.0646 | 782.0586 | 916.6712 | 984.9904 | 1080.1117 | 966.6589 | 1002.3264 | 993.0335 | 860.864 | 815.7494 | 954.1831 | 834.9865 | 1053.4448 | 1139.2878 | 1354.2979 | 1351.0203 | 1385.8482 | 1228.0521 | 1165.0285 | 1121.4632
2050-03-09 | 1012.0511 | 891.953 | 736.7173 | 674.878 | 704.972 | 898.6059 | 1071.1411 | 1223.233 | 1254.8236 | 1069.9289 | 947.7311 | 969.3106 | 816.8372 | 726.9476 | 755.4845 | 930.9153 | 1103.5224 | 1308.3042 | 1311.4503 | 1334.6913 | 1194.2986 | 1203.4042 | 1111.5133 | 963.2652
2050-03-10 | 827.4345 | 748.2616 | 705.2465 | 665.8038 | 687.1933 | 883.198 | 1070.5095 | 1153.3092 | 1183.2055 | 999.5468 | 915.6726 | 857.8987 | 731.9892 | 674.6605 | 699.7887 | 848.229 | 1046.9933 | 1248.5868 | 1255.2686 | 1282.0737 | 1174.5605 | 1195.2848 | 1086.6297 | 929.5324
2050-03-11 | 810.3112 | 755.5877 | 702.5061 | 659.6797 | 680.3699 | 892.0207 | 1052.944 | 1205.3654 | 1324.7598 | 1065.1878 | 975.7636 | 981.5898 | 983.2776 | 802.0592 | 853.1211 | 916.099 | 1149.4804 | 1292.6398 | 1298.8919 | 1233.2144 | 1158.4871 | 1157.8858 | 1090.4817 | 956.5016
2050-03-12 | 852.4277 | 778.9414 | 730.5784 | 680.3635 | 685.4551 | 819.5663 | 917.2909 | 1057.627 | 1253.0778 | 1065.0167 | 949.2803 | 874.6078 | 838.5098 | 741.8516 | 687.3529 | 761.5081 | 985.8673 | 1183.471 | 1283.5095 | 1226.8358 | 1245.3221 | 1156.9872 | 1084.3457 | 984.9506
2050-03-13 | 854.7881 | 776.0533 | 724.1445 | 677.7394 | 682.3736 | 780.0123 | 899.9419 | 1008.7212 | 1133.7525 | 923.8148 | 854.0199 | 843.2409 | 684.2617 | 700.4647 | 702.5256 | 810.4233 | 1073.864 | 1280.1395 | 1348.7425 | 1251.5921 | 1272.2265 | 1224.5892 | 1066.6842 | 978.6647
2050-03-14 | 796.7454 | 747.1039 | 719.4888 | 670.8942 | 705.2519 | 805.7871 | 943.8163 | 985.6113 | 1112.2734 | 1015.405 | 1084.3789 | 953.8228 | 888.9657 | 809.9166 | 1023.2266 | 907.0036 | 1071.6642 | 1231.3165 | 1314.8887 | 1371.382 | 1348.6039 | 1219.9724 | 1119.5477 | 1006.3473
2050-03-15 | 1016.7507 | 762.0344 | 718.6161 | 659.583 | 693.035 | 786.001 | 921.1579 | 969.8831 | 1086.0561 | 948.1241 | 974.4262 | 917.5003 | 778.5063 | 681.4214 | 836.3432 | 797.8681 | 1005.272 | 1121.0102 | 1348.1147 | 1345.9634 | 1381.2656 | 1235.1544 | 1170.6282 | 1119.2828
2050-03-16 | 968.1939 | 849.3013 | 687.9651 | 631.7849 | 661.4696 | 846.4505 | 1016.4553 | 1113.7079 | 1127.2919 | 943.8028 | 802.0246 | 772.6009 | 629.9948 | 640.2783 | 612.8029 | 789.7996 | 998.2442 | 1220.3176 | 1217.576 | 1275.4426 | 1132.4521 | 1140.484 | 1047.522 | 892.9329
2050-03-17 | 803.101 | 725.8499 | 680.0637 | 643.3407 | 664.3598 | 855.5141 | 1040.9497 | 1098.1718 | 1113.807 | 948.1788 | 844.6209 | 704.8218 | 652.1193 | 574.2785 | 593.6185 | 738.4798 | 963.8265 | 1180.8329 | 1203.8319 | 1254.1295 | 1139.2401 | 1155.2665 | 1050.9657 | 895.5716
2050-03-18 | 777.3357 | 723.3387 | 669.835 | 629.4378 | 649.6262 | 855.0314 | 1013.8934 | 1119.3913 | 1219.0455 | 936.6956 | 822.6135 | 795.9773 | 678.4766 | 634.7215 | 702.6764 | 776.6362 | 1035.5569 | 1186.2955 | 1225.4773 | 1187.8988 | 1119.9627 | 1113.0292 | 1044.0901 | 905.0941
2050-03-19 | 820.5763 | 748.7815 | 696.5968 | 649.7032 | 654.3124 | 782.4808 | 878.4579 | 974.2535 | 1147.3939 | 984.3212 | 888.0616 | 831.2889 | 755.8926 | 706.5202 | 686.8207 | 730.2078 | 941.7642 | 1122.8901 | 1232.3077 | 1187.3942 | 1202.7607 | 1109.6851 | 1037.2729 | 943.2026
2050-03-20 | 832.172 | 754.3762 | 700.5843 | 656.4148 | 660.8399 | 754.4174 | 872.7783 | 956.0419 | 1087.0414 | 865.535 | 830.8709 | 827.2841 | 648.2331 | 674.6032 | 711.9935 | 797.749 | 1040.0217 | 1235.7715 | 1313.1223 | 1235.7946 | 1237.6128 | 1189.5132 | 1035.0511 | 946.5516
2050-03-21 | 784.8888 | 736.4457 | 708.1502 | 660.223 | 694.9126 | 792.8813 | 930.5915 | 955.2694 | 1085.3849 | 990.5489 | 1058.2995 | 914.5101 | 863.9601 | 726.3922 | 961.5115 | 854.9307 | 1031.9481 | 1192.8325 | 1295.4142 | 1360.4823 | 1331.9323 | 1199.2676 | 1101.7167 | 986.6052
2050-03-22 | 1029.9183 | 777.0243 | 736.483 | 674.3546 | 707.7772 | 803.4681 | 939.0369 | 978.3283 | 1108.8886 | 991.8866 | 1043.7864 | 1051.9633 | 999.1739 | 828.9063 | 968.0492 | 845.1241 | 1116.7622 | 1194.0218 | 1391.1011 | 1374.3505 | 1410.2225 | 1261.0802 | 1189.982 | 1144.7149
2050-03-23 | 998.9131 | 879.48 | 720.3927 | 661.8287 | 683.8172 | 874.7523 | 1048.6496 | 1145.0671 | 1187.7245 | 1006.8372 | 912.0577 | 925.9336 | 731.9053 | 700.1355 | 713.6007 | 934.2342 | 1108.4202 | 1283.8186 | 1270.7592 | 1309.3129 | 1167.3621 | 1184.6622 | 1091.802 | 946.4867
2050-03-24 | 821.1287 | 742.545 | 698.8123 | 659.5067 | 680.7873 | 875.3711 | 1062.178 | 1114.6056 | 1167.808 | 1049.8999 | 945.5167 | 968.0395 | 974.4244 | 806.3865 | 809.9663 | 871.1569 | 1055.3342 | 1246.1204 | 1245.5573 | 1279.1463 | 1163.6739 | 1171.1304 | 1080.1429 | 927.1055
2050-03-25 | 852.3511 | 797.533 | 742.8699 | 679.8977 | 680.1601 | 813.6941 | 898.6615 | 979.8165 | 1180.5175 | 953.7172 | 915.3773 | 920.6229 | 789.939 | 716.9976 | 745.8045 | 842.2916 | 1089.9589 | 1243.8935 | 1259.1148 | 1185.5664 | 1123.4804 | 1151.7034 | 1086.5204 | 965.9005
2050-03-26 | 855.0078 | 784.8706 | 733.6356 | 682.9874 | 679.8939 | 814.8039 | 915.5395 | 995.5331 | 1169.4496 | 977.8039 | 875.282 | 735.1071 | 634.236 | 619.5488 | 596.4364 | 709.9581 | 959.1352 | 1173.8151 | 1266.0407 | 1211.8456 | 1247.7608 | 1160.5912 | 1088.955 | 990.7526
2050-03-27 | 851.8123 | 772.7651 | 722.7702 | 674.5542 | 679.1012 | 776.2434 | 894.8276 | 952.1972 | 1069.7898 | 845.2269 | 772.698 | 575.3288 | 523.2405 | 515.9992 | 529.3067 | 644.3671 | 974.2187 | 1227.8071 | 1319.5013 | 1248.3742 | 1250.5681 | 1218.1341 | 1062.6952 | 973.4117
2050-03-28 | 788.9561 | 739.591 | 708.8962 | 663.6395 | 697.8016 | 796.3868 | 933.1126 | 911.0416 | 1072.5211 | 984.7842 | 1067.6893 | 898.7851 | 830.3106 | 726.1733 | 925.4128 | 790.3333 | 971.9703 | 1176.1722 | 1294.4494 | 1363.0495 | 1339.6043 | 1203.5607 | 1106.6947 | 999.8015
2050-03-29 | 1024.7508 | 769.1741 | 727.6229 | 667.4252 | 700.8426 | 795.5488 | 927.1996 | 947.009 | 1064.2708 | 950.029 | 960.8824 | 880.9182 | 737.6395 | 630.0719 | 791.5504 | 751.1651 | 1005.3958 | 1120.1952 | 1350.6282 | 1355.8464 | 1398.8996 | 1250.4977 | 1186.0599 | 1134.9217
2050-03-30 | 999.9416 | 880.0642 | 721.9308 | 662.9999 | 692.5047 | 883.6765 | 1054.9098 | 1121.0554 | 1170.3143 | 969.2588 | 856.0049 | 802.3848 | 651.8747 | 608.8283 | 621.6965 | 800.8115 | 1015.2363 | 1263.8304 | 1265.2257 | 1317.9621 | 1180.3297 | 1183.0751 | 1090.1182 | 947.7011
2050-03-31 | 840.7812 | 761.5861 | 718.643 | 678.9406 | 700.4897 | 899.1513 | 1086.2332 | 1119.9812 | 1164.7289 | 1036.049 | 978.8087 | 986.2451 | 921.1764 | 808.269 | 795.2494 | 888.4776 | 1109.4851 | 1297.6373 | 1284.3625 | 1305.3976 | 1194.0659 | 1209.6253 | 1106.1775 | 952.6226
2050-04-01 | 865.0469 | 808.13 | 743.1521 | 707.2254 | 737.7816 | 945.236 | 1095.8218 | 1193.1076 | 1340.8142 | 1064.1279 | 990.2895 | 938.7579 | 829.0956 | 764.607 | 844.3934 | 962.4194 | 1265.5017 | 1364.5246 | 1348.5452 | 1289.2188 | 1259.0524 | 1233.5872 | 1149.1348 | 1032.9693
2050-04-02 | 892.0568 | 818.0864 | 752.8921 | 710.0042 | 725.4529 | 850.1227 | 936.6011 | 1028.2682 | 1251.1683 | 1080.0068 | 979.8899 | 834.3535 | 758.4037 | 757.7835 | 783.1773 | 896.6396 | 1142.2547 | 1287.6414 | 1327.0526 | 1262.5682 | 1316.4366 | 1210.6797 | 1120.7631 | 1038.3803
2050-04-03 | 882.7689 | 804.5423 | 737.7239 | 698.0523 | 711.799 | 796.7529 | 903.4648 | 977.6047 | 1126.2575 | 908.2231 | 855.8915 | 679.0029 | 618.5442 | 685.6315 | 748.2094 | 899.7183 | 1145.3127 | 1325.4722 | 1367.3631 | 1276.6453 | 1327.9767 | 1263.5769 | 1085.8499 | 1012.093
2050-04-04 | 823.445 | 773.7536 | 728.9978 | 689.8084 | 734.1695 | 824.9407 | 955.1941 | 949.941 | 1132.2192 | 1034.5388 | 1071.3976 | 857.9062 | 835.5972 | 695.8511 | 947.1264 | 889.3529 | 1083.3017 | 1259.6312 | 1325.148 | 1391.9542 | 1404.8062 | 1252.6057 | 1137.7409 | 1045.2319
2050-04-05 | 1048.2893 | 794.1472 | 735.6988 | 683.6788 | 727.6045 | 812.3799 | 940.2684 | 954.3474 | 1074.9556 | 973.7827 | 1013.8924 | 915.5245 | 873.5966 | 697.7439 | 857.5685 | 795.6096 | 1088.2856 | 1179.4476 | 1384.7643 | 1381.11 | 1450.4734 | 1279.6136 | 1193.4414 | 1170.1829
2050-04-06 | 1026.0796 | 906.9006 | 733.571 | 682.9228 | 721.9755 | 903.6311 | 1062.8584 | 1138.895 | 1183.766 | 1014.8984 | 896.8881 | 859.346 | 705.8198 | 668.7981 | 689.5466 | 886.5325 | 1124.9919 | 1313.9816 | 1297.427 | 1345.7741 | 1236.9523 | 1215.2812 | 1108.3381 | 984.39
2050-04-07 | 835.3294 | 757.6661 | 697.4598 | 668.3413 | 699.4398 | 882.231 | 1060.5247 | 1118.1373 | 1194.5592 | 1054.351 | 932.8336 | 927.6198 | 912.9275 | 791.2678 | 893.8337 | 1005.8248 | 1172.6497 | 1303.4106 | 1269.2995 | 1295.1223 | 1202.9994 | 1198.0545 | 1075.3543 | 946.5887
2050-04-08 | 843.4319 | 791.4135 | 718.5954 | 665.4463 | 674.0341 | 787.9171 | 854.1984 | 945.2256 | 1183.7527 | 940.2233 | 850.6126 | 817.927 | 690.8935 | 659.2924 | 688.9887 | 816.9266 | 1094.0425 | 1222.9587 | 1226.5174 | 1157.3463 | 1131.1706 | 1135.7985 | 1045.3073 | 943.8583
2050-04-09 | 845.5313 | 769.7579 | 700.8739 | 668.0181 | 685.0933 | 801.1446 | 883.685 | 944.3712 | 1151.7117 | 959.3346 | 844.8293 | 629.7026 | 650.5249 | 621.1141 | 623.4555 | 742.4992 | 1003.9561 | 1180.5229 | 1252.2605 | 1206.7187 | 1252.6422 | 1149.3403 | 1054.0111 | 983.2789
2050-04-10 | 852.3365 | 775.2733 | 708.3588 | 669.8234 | 682.7114 | 761.8513 | 861.614 | 915.8712 | 1044.7463 | 839.7157 | 782.4761 | 613.5106 | 596.1817 | 583.1292 | 636.1867 | 774.6822 | 1063.459 | 1254.0999 | 1320.6098 | 1239.3105 | 1283.6882 | 1217.0783 | 1038.8593 | 973.8582
2050-04-11 | 804.3202 | 755.5775 | 712.2665 | 672.9252 | 716.9537 | 803.8183 | 926.736 | 929.9467 | 1093.7061 | 978.2569 | 1054.0923 | 863.7942 | 809.8725 | 661.5051 | 913.5094 | 835.391 | 1059.7947 | 1208.9077 | 1298.0216 | 1371.2722 | 1375.4039 | 1227.357 | 1106.6963 | 1022.0753
2050-04-12 | 1027.1694 | 775.18 | 718.108 | 665.4903 | 708.3831 | 788.4156 | 905.9003 | 900.5971 | 1040.6976 | 933.776 | 947.1305 | 784.066 | 761.1837 | 638.6741 | 781.215 | 756.6393 | 1010.0385 | 1135.4967 | 1347.6905 | 1356.1261 | 1414.3022 | 1251.4078 | 1161.2742 | 1143.0697
2050-04-13 | 1030.1786 | 912.1109 | 739.2862 | 687.98 | 727.3229 | 909.589 | 1067.2317 | 1147.7044 | 1200.7502 | 1022.4232 | 865.851 | 788.3131 | 688.9765 | 653.4361 | 722.4704 | 971.7064 | 1191.6124 | 1340.2233 | 1311.939 | 1358.7932 | 1240.3053 | 1222.44 | 1118.8253 | 990.6606
2050-04-14 | 847.6871 | 769.8687 | 709.9439 | 679.7478 | 711.0148 | 896.2629 | 1067.9139 | 1113.0343 | 1203.9569 | 1038.0887 | 930.2231 | 944.6343 | 879.6244 | 801.5936 | 807.0816 | 941.3058 | 1156.3259 | 1314.8405 | 1271.4026 | 1311.6372 | 1221.4393 | 1212.2653 | 1092.7897 | 963.9711
2050-04-15 | 837.5588 | 782.0134 | 717.2095 | 681.9866 | 712.1357 | 914.1969 | 1061.3157 | 1138.9697 | 1258.1968 | 1005.1371 | 891.5754 | 751.5871 | 740.9149 | 690.3226 | 784.022 | 873.2678 | 1146.9088 | 1277.1972 | 1302.8983 | 1252.3104 | 1219.4236 | 1196.1784 | 1110.4869 | 995.6978
2050-04-16 | 876.8917 | 803.5099 | 737.2092 | 697.0093 | 711.189 | 833.1356 | 908.879 | 986.3855 | 1196.4647 | 1025.8493 | 940.4402 | 801.4347 | 768.9682 | 754.1236 | 711.6351 | 819.4276 | 1060.0888 | 1234.4075 | 1277.7307 | 1227.2892 | 1293.3243 | 1186.9831 | 1096.1203 | 1020.4572
2050-04-17 | 884.8918 | 806.2573 | 741.1721 | 701.146 | 714.6865 | 799.7206 | 875.8292 | 963.4786 | 1152.6085 | 968.8999 | 913.1343 | 888.7841 | 740.9842 | 747.3994 | 769.1444 | 887.2778 | 1171.8928 | 1355.075 | 1379.5406 | 1288.5313 | 1335.3574 | 1261.2293 | 1087.7518 | 1020.8765
2050-04-18 | 824.167 | 774.4167 | 732.7577 | 692.0315 | 735.9161 | 826.9293 | 942.2755 | 931.036 | 1076.8768 | 975.8287 | 1031.0751 | 693.3984 | 765.3437 | 651.1499 | 926.2744 | 839.7374 | 1060.4333 | 1231.8583 | 1329.8061 | 1396.3568 | 1397.066 | 1248.6625 | 1135.211 | 1049.3427
2050-04-19 | 1061.1089 | 806.6406 | 750.1852 | 697.509 | 741.3852 | 828.6907 | 944.1216 | 971.4861 | 1143.0332 | 1050.0433 | 1080.9755 | 1063.2491 | 941.8368 | 797.6125 | 959.7254 | 899.8489 | 1170.7904 | 1238.2021 | 1407.3468 | 1402.843 | 1470.0121 | 1303.3863 | 1213.7263 | 1187.1272
2050-04-20 | 1039.3937 | 919.9194 | 747.5019 | 695.6041 | 735.634 | 919.6399 | 1065.713 | 1156.8395 | 1229.3573 | 1075.5809 | 995.7545 | 1037.3671 | 939.932 | 810.6645 | 827.1115 | 1026.0897 | 1192.8921 | 1359.9836 | 1326.6556 | 1365.3355 | 1252.3794 | 1236.8313 | 1127.1628 | 1004.4147
2050-04-21 | 858.4456 | 779.5983 | 724.1087 | 690.7444 | 721.6768 | 908.9118 | 1070.1336 | 1120.4159 | 1185.9959 | 1059.6023 | 960.5146 | 898.4683 | 834.2797 | 798.2807 | 855.0045 | 967.8699 | 1173.9234 | 1305.1083 | 1294.7441 | 1322.1486 | 1238.4645 | 1227.9122 | 1108.368 | 980.5748
2050-04-22 | 850.3856 | 796.6709 | 729.5313 | 693.1438 | 723.4888 | 927.8935 | 1067.3316 | 1138.8902 | 1304.8305 | 1004.7165 | 903.3225 | 780.0918 | 823.1998 | 833.7342 | 865.9956 | 938.7903 | 1209.6357 | 1312.283 | 1330.6771 | 1273.0368 | 1237.4293 | 1208.9915 | 1127.3191 | 1013.5168
2050-04-23 | 883.0433 | 812.6132 | 746.3824 | 703.0874 | 717.0119 | 840.3118 | 919.7587 | 992.4027 | 1194.2209 | 1032.4949 | 936.5437 | 798.9406 | 798.3962 | 749.9427 | 724.0535 | 855.54 | 1113.014 | 1248.4212 | 1313.0607 | 1256.0934 | 1302.9889 | 1194.3216 | 1106.008 | 1030.8861
2050-04-24 | 880.7487 | 805.6024 | 738.0708 | 696.4423 | 709.5371 | 794.4282 | 886.0473 | 932.8466 | 1112.9872 | 914.6499 | 869.3429 | 778.8494 | 711.6431 | 681.3245 | 726.3986 | 865.8664 | 1123.1071 | 1319.2125 | 1366.0623 | 1287.5335 | 1320.2843 | 1258.5604 | 1079.7852 | 1013.4575
2050-04-25 | 821.2132 | 771.2632 | 729.3507 | 688.9693 | 732.6378 | 823.2492 | 944.6975 | 924.218 | 1063.7323 | 940.1537 | 1005.8049 | 683.5326 | 817.546 | 659.3244 | 943.8351 | 833.0956 | 1050.196 | 1221.026 | 1318.3642 | 1391.3306 | 1394.3068 | 1249.7212 | 1130.4615 | 1045.351
2050-04-26 | 1060.0658 | 804.9897 | 751.0304 | 696.422 | 739.4099 | 826.2796 | 937.3433 | 940.7386 | 1087.2518 | 965.3306 | 1007.8343 | 844.2079 | 871.9261 | 763.1457 | 935.3328 | 879.0834 | 1141.5806 | 1200.7247 | 1403.3722 | 1397.2716 | 1470.9943 | 1297.476 | 1211.7131 | 1185.1482
2050-04-27 | 1032.9614 | 914.3542 | 743.5272 | 690.3012 | 729.8635 | 912.7496 | 1064.0186 | 1138.2247 | 1214.9282 | 1030.0015 | 912.0769 | 922.7806 | 831.9475 | 797.5526 | 845.9131 | 1045.8724 | 1222.8243 | 1360.804 | 1332.0673 | 1363.6051 | 1239.6885 | 1223.472 | 1122.5064 | 995.2096
2050-04-28 | 842.289 | 767.8616 | 708.3683 | 675.7769 | 706.4631 | 890.8341 | 1044.8594 | 1086.9802 | 1175.8744 | 1025.4341 | 932.9535 | 899.5322 | 828.7109 | 776.9912 | 807.3666 | 903.1008 | 1132.9649 | 1289.2084 | 1264.1187 | 1301.7414 | 1213.6303 | 1208.0744 | 1083.9797 | 957.5088
2050-04-29 | 835.3034 | 780.2551 | 711.8546 | 676.7272 | 706.8728 | 907.9073 | 1038.076 | 1111.514 | 1243.1143 | 963.1624 | 896.1127 | 749.6543 | 801.1587 | 771.0869 | 853.9263 | 962.5345 | 1210.7436 | 1299.0936 | 1293.3718 | 1256.988 | 1210.5796 | 1185.412 | 1102.6904 | 988.963
2050-04-30 | 865.3184 | 795.6741 | 728.0767 | 686.6776 | 700.2175 | 819.4775 | 891.3563 | 971.3965 | 1199.813 | 1050.0009 | 944.216 | 831.1314 | 756.9108 | 751.3866 | 688.2171 | 820.9463 | 1050.2097 | 1201.059 | 1244.0674 | 1203.8203 | 1273.7433 | 1166.8961 | 1080.2546 | 1004.7385
2050-05-01 | 896.7132 | 800.426 | 751.8799 | 724.277 | 738.1057 | 808.3293 | 848.1055 | 885.0662 | 1024.1725 | 803.3724 | 774.5646 | 609.3121 | 618.7346 | 612.4362 | 690.3413 | 799.3324 | 1102.5086 | 1291.418 | 1304.0029 | 1235.1288 | 1277.9415 | 1220.5144 | 1074.8656 | 1005.5188
2050-05-02 | 848.8923 | 783.0332 | 756.1026 | 726.4786 | 768.6118 | 839.0229 | 932.9682 | 883.2594 | 1066.1759 | 975.3444 | 1034.9614 | 807.2562 | 855.2196 | 750.9706 | 1005.8329 | 878.3528 | 1034.1326 | 1216.8243 | 1281.5859 | 1367.2786 | 1369.1252 | 1224.0414 | 1140.5436 | 1050.704
2050-05-03 | 1087.6108 | 814.1773 | 775.7689 | 733.0576 | 774.9438 | 841.7796 | 931.5532 | 905.6753 | 1064.0202 | 975.9647 | 1026.4939 | 940.5205 | 883.8634 | 831.2631 | 987.0782 | 908.0819 | 1123.0325 | 1194.7264 | 1372.4297 | 1374.2156 | 1432.2829 | 1277.1656 | 1220.7369 | 1194.1176
2050-05-04 | 1077.4297 | 940.4511 | 784.2844 | 740.5494 | 778.6587 | 945.0512 | 1068.0042 | 1129.4179 | 1260.2907 | 1077.6224 | 958.9401 | 1079.079 | 972.07 | 845.8816 | 867.5023 | 1062.2557 | 1235.5028 | 1405.1086 | 1319.2885 | 1350.4959 | 1235.296 | 1226.1207 | 1149 | 1021.7991
2050-05-05 | 905.9218 | 808.5138 | 769.7806 | 745.8233 | 775.2242 | 946.7932 | 1090.0505 | 1113.9875 | 1192.2503 | 1044.8547 | 947.8081 | 900.4007 | 828.0474 | 760.2326 | 788.0259 | 911.4103 | 1123.2006 | 1305.7614 | 1286.3888 | 1323.165 | 1229.4285 | 1234.5427 | 1146.4636 | 1006.9349
2050-05-06 | 886.9962 | 809.9546 | 762.2063 | 738.4666 | 767.8072 | 955.6828 | 1070.0273 | 1132.0677 | 1250.0634 | 983.2594 | 848.408 | 699.9802 | 724.3502 | 711.4948 | 773.5445 | 897.7354 | 1154.3371 | 1302.8029 | 1286.2776 | 1265.7769 | 1220.9573 | 1202.3149 | 1152.435 | 1030.6579
2050-05-07 | 915.4975 | 824.7005 | 775.1867 | 743.5687 | 757.7552 | 868.4917 | 920.6604 | 970.2861 | 1171.5108 | 991.9104 | 910.5823 | 774.0182 | 716.9528 | 698.7221 | 690.4842 | 814.5042 | 1067.8373 | 1235.5047 | 1269.3359 | 1241.8724 | 1284.5049 | 1179.3143 | 1121.8257 | 1038.6841
2050-05-08 | 918.4232 | 824.5732 | 774.8766 | 745.1526 | 759.5147 | 834.9939 | 907.977 | 946.9673 | 1095.768 | 923.61 | 875.0426 | 865.9166 | 837.5349 | 859.1343 | 902.4632 | 1010.3791 | 1206.8317 | 1336.2938 | 1333.0109 | 1257.8487 | 1302.6871 | 1252.7645 | 1107.7711 | 1037.192
2050-05-09 | 849.3903 | 782.2406 | 755.385 | 727.0575 | 769.2311 | 839.0929 | 917.0492 | 891.2824 | 1064.1894 | 962.6273 | 1020.4983 | 797.4762 | 831.1164 | 717.9682 | 965.3288 | 878.4559 | 1056.0504 | 1231.7754 | 1281.6067 | 1362.4621 | 1370.2697 | 1224.2214 | 1139.5933 | 1050.7013
2050-05-10 | 1099.7075 | 827.8692 | 789.6752 | 745.0354 | 786.8102 | 856.0716 | 952.9673 | 968.1432 | 1101.7347 | 954.4729 | 1003.9754 | 911.0699 | 855.2534 | 743.2923 | 901.5422 | 861.2419 | 1080.0033 | 1170.8244 | 1350.5403 | 1375.4176 | 1442.7268 | 1292.397 | 1240.8121 | 1211.1599
2050-05-11 | 1076.1143 | 935.6941 | 783.221 | 739.3748 | 777.1992 | 943.3128 | 1033.8844 | 1108.944 | 1192.9951 | 997.244 | 901.8983 | 782.6625 | 795.3004 | 741.3808 | 749.3993 | 952.3618 | 1159.665 | 1332.1767 | 1289.8618 | 1341.166 | 1231.2429 | 1227.5459 | 1147.635 | 1020.9304
2050-05-12 | 872.4554 | 775.188 | 733.0328 | 713.0691 | 742.5409 | 907.4943 | 1037.9122 | 1031.4234 | 1095.7745 | 965.5281 | 860.6058 | 687.8231 | 700.2004 | 646.1641 | 685.853 | 829.0619 | 1049.7718 | 1241.658 | 1205.3578 | 1277.6216 | 1183.8768 | 1184.6486 | 1093.7245 | 964.7511
2050-05-13 | 862.7315 | 787.6131 | 739.2954 | 715.8692 | 744.7103 | 927.526 | 1032.2111 | 1077.1263 | 1181.3118 | 930.3544 | 819.7232 | 667.6227 | 704.7855 | 653.0425 | 719.4689 | 833.4958 | 1111.5837 | 1247.0851 | 1238.389 | 1239.3869 | 1184.8996 | 1172.7961 | 1115.686 | 998.3747
2050-05-14 | 890.5616 | 801.8367 | 752.068 | 722.2585 | 736.1137 | 841.806 | 888.2908 | 924.8647 | 1133.1579 | 965.0778 | 878.5311 | 765.8534 | 737.2129 | 688.4675 | 686.5321 | 783.0266 | 1005.9221 | 1171.7496 | 1230.7772 | 1212.7343 | 1253.4286 | 1147.0328 | 1088.9946 | 1007.7636
2050-05-15 | 908.2641 | 814.2448 | 763.1924 | 734.3586 | 748.419 | 821.8266 | 892.7795 | 902.4435 | 1047.0181 | 851.5185 | 784.0526 | 631.0347 | 621.4987 | 597.8663 | 650.0428 | 754.3499 | 1046.2188 | 1278.4467 | 1312.7077 | 1243.517 | 1294.1682 | 1228.2272 | 1095.3468 | 1020.3559
2050-05-16 | 866.6017 | 801.4902 | 773.4149 | 742.3575 | 785.1159 | 858.8886 | 940.576 | 911.5857 | 1092.714 | 971.146 | 1023.2396 | 748.3956 | 846.0737 | 710.5008 | 960.6139 | 861.0993 | 1045.1514 | 1213.3138 | 1292.4055 | 1389.8856 | 1393.4865 | 1247.932 | 1164.1135 | 1073.8368
2050-05-17 | 1091.5901 | 818.3878 | 780.7615 | 736.695 | 778.3278 | 845.8452 | 930.9622 | 929.2139 | 1082.3467 | 982.3297 | 996.3393 | 905.5715 | 852.3531 | 752.8218 | 916.5676 | 881.0424 | 1068.1088 | 1165.2535 | 1363.2035 | 1380.6636 | 1439.2658 | 1279.6414 | 1227.4935 | 1199.2558
2050-05-18 | 1071.938 | 934.9185 | 778.436 | 735.55 | 773.1154 | 938.3402 | 1057.2313 | 1120.9115 | 1190.9561 | 1015.0498 | 885.0695 | 763.5037 | 745.8393 | 678.3402 | 723.5371 | 948.6969 | 1137.0544 | 1315.1306 | 1281.8755 | 1340.1069 | 1226.2624 | 1218.1893 | 1141.8942 | 1014.3126
2050-05-19 | 893.9677 | 795.9099 | 756.5202 | 733.6819 | 762.9859 | 932.0564 | 1057.8416 | 1041.6195 | 1118.8515 | 977.0943 | 867.1453 | 675.0114 | 767.0842 | 672.7755 | 727.6633 | 854.9934 | 1073.8734 | 1256.2127 | 1243.231 | 1304.5943 | 1214.3182 | 1217.0239 | 1125.096 | 993.9074
2050-05-20 | 881.1497 | 805.2861 | 757.9887 | 732.6335 | 761.5271 | 947.9945 | 1052.106 | 1090.8037 | 1204.1284 | 946.4035 | 862.544 | 781.319 | 809.2909 | 736.0122 | 788.0702 | 883.5948 | 1141.504 | 1283.5884 | 1278.7634 | 1261.6853 | 1212.2498 | 1194.3463 | 1141.7279 | 1021.9925
2050-05-21 | 904.6943 | 816.3747 | 766.2372 | 735.3025 | 749.3683 | 858.0176 | 893.0024 | 912.9533 | 1104.7427 | 954.1771 | 849.8895 | 622.3993 | 698.3173 | 640.155 | 661.5496 | 791.6625 | 1095.9752 | 1208.786 | 1247.2763 | 1228.5291 | 1268.9735 | 1173.202 | 1105.7335 | 1026.4426
2050-05-22 | 919.4374 | 823.5639 | 773.1863 | 743.7614 | 758.3733 | 833.469 | 891.152 | 919.3919 | 1047.5583 | 856.0831 | 811.8861 | 661.1893 | 713.8725 | 751.1311 | 805.9403 | 914.3744 | 1116.0285 | 1318.2081 | 1327.5355 | 1270.9579 | 1305.3749 | 1245.7747 | 1108.6327 | 1034.2133
2050-05-23 | 875.2852 | 808.6895 | 781.1788 | 749.3378 | 792.3717 | 867.6221 | 945.6431 | 908.1808 | 1081.6813 | 981.0799 | 1032.1207 | 739.9503 | 838.7787 | 707.9676 | 987.058 | 864.2986 | 1046.7037 | 1237.3097 | 1305.6025 | 1391.9012 | 1405.8346 | 1257.4182 | 1175.4813 | 1084.0435
2050-05-24 | 1084.7373 | 813.5291 | 774.0507 | 730.4542 | 771.9788 | 838.1789 | 912.0506 | 891.558 | 1070.4217 | 976.8199 | 1011.0397 | 964.9879 | 892.1949 | 762.9172 | 911.5312 | 844.0804 | 1097.8664 | 1159.5365 | 1348.6775 | 1373.7904 | 1430.1663 | 1269.8614 | 1218.0626 | 1190.4836
2050-05-25 | 1051.2428 | 914.6741 | 758.587 | 716.6343 | 754.4277 | 915.985 | 1025.1292 | 1061.3603 | 1111.3891 | 942.5819 | 834.5327 | 724.4733 | 793.0859 | 818.7022 | 821.3492 | 1047.1449 | 1170.5729 | 1320.3464 | 1266.1951 | 1319.3973 | 1199.4201 | 1189.8752 | 1113.5051 | 987.4032
2050-05-26 | 889.6471 | 791.9635 | 752.2059 | 729.5081 | 759.1794 | 927.4885 | 1042.1885 | 1048.2338 | 1108.4483 | 967.1934 | 915.8352 | 898.3224 | 1004.8094 | 962.9143 | 984.0246 | 1068.4814 | 1211.6804 | 1309.9297 | 1265.501 | 1298.1907 | 1207.1036 | 1212.1295 | 1119.6632 | 987.9529
2050-05-27 | 887.4658 | 813.8876 | 765.1294 | 739.2197 | 768.2642 | 956.1164 | 1052.789 | 1099.581 | 1230.8884 | 961.8221 | 916.3717 | 925.8533 | 959.3757 | 943.9476 | 920.8688 | 1030.0278 | 1287.5889 | 1361.9986 | 1311.0241 | 1272.2046 | 1220.5627 | 1206.8721 | 1148.4377 | 1030.6989
2050-05-28 | 914.5785 | 825.9709 | 776.6049 | 744.9701 | 751.0968 | 862.1465 | 895.2708 | 938.6878 | 1129.6397 | 984.0904 | 895.6447 | 813.0481 | 808.8565 | 826.4387 | 900.207 | 996.5075 | 1162.2959 | 1261.1042 | 1276.1847 | 1237.3076 | 1282.0116 | 1179.7078 | 1124.8943 | 1040.5011
2050-05-29 | 915.6956 | 818.8204 | 768.1344 | 739.1671 | 753.1768 | 827.4048 | 884.5874 | 915.7232 | 1050.4465 | 870.9775 | 834.845 | 750.2801 | 776.4924 | 827.4318 | 905.7058 | 989.6626 | 1203.6882 | 1338.6855 | 1328.9531 | 1266.3521 | 1297.8186 | 1242.9276 | 1096.9051 | 1026.6161
2050-05-30 | 887.4951 | 821.9397 | 790.3372 | 745.6126 | 777.3458 | 801.3651 | 810.6954 | 770.2952 | 979.176 | 928.3845 | 1002.6659 | 831.2566 | 858.2147 | 776.9368 | 1012.2053 | 894.4881 | 1044.9203 | 1213.5341 | 1282.1158 | 1365.4979 | 1369.5117 | 1229.0652 | 1141.927 | 1051.5267
2050-05-31 | 1096.6123 | 819.5567 | 778.8419 | 741.5745 | 787.1577 | 856.5003 | 930.7441 | 916.6096 | 1086.7864 | 1008.1998 | 1048.926 | 1062.4367 | 988.3199 | 808.6611 | 1016.7981 | 943.3901 | 1154.2958 | 1215.8749 | 1393.4634 | 1392.8464 | 1450.8464 | 1292.2462 | 1240.5744 | 1211.75
2050-06-01 | 1067.676 | 924.2958 | 756.6318 | 712.3511 | 752.2177 | 930.4231 | 1071.8073 | 1150.471 | 1266.0544 | 1113.6053 | 1027.9374 | 1056.0822 | 990.7996 | 879.438 | 920.756 | 1169.5134 | 1324.4625 | 1436.1026 | 1382.002 | 1413.5082 | 1291.3067 | 1274.2954 | 1206.4507 | 1046.5662
2050-06-02 | 882.4446 | 780.5789 | 727.0219 | 703.6959 | 735.4173 | 916.2254 | 1064.4047 | 1107.6739 | 1210.6275 | 1081.3168 | 986.5673 | 879.1991 | 857.262 | 763.1872 | 793.9097 | 931.2378 | 1151.5186 | 1329.5649 | 1297.1396 | 1365.1983 | 1273.952 | 1266.1456 | 1177.5022 | 1013.9477
2050-06-03 | 869.597 | 786.2805 | 726.8353 | 702.0782 | 732.9133 | 929.9941 | 1057.6207 | 1135.4132 | 1314.3881 | 1086.679 | 976.537 | 908.0364 | 861.9924 | 851.0832 | 908.395 | 1035.0481 | 1276.1234 | 1376.9322 | 1336.8966 | 1315.253 | 1261.8669 | 1243.0177 | 1191.846 | 1045.8166
2050-06-04 | 906.3449 | 808.4154 | 747.6301 | 713.5817 | 723.7066 | 828.8835 | 882.4049 | 966.9415 | 1233.7202 | 1125.0304 | 1031.3545 | 993.586 | 983.4299 | 855.2542 | 872.0095 | 999.1699 | 1174.967 | 1316.9395 | 1343.1359 | 1284.6179 | 1327.8149 | 1218.9748 | 1171.8657 | 1071.8617
2050-06-05 | 908.0295 | 802.6005 | 739.7139 | 707.3408 | 716.1265 | 781.0192 | 849.9766 | 928.3401 | 1121.2791 | 936.5973 | 904.8221 | 856.1662 | 731.8591 | 678.913 | 736.4556 | 887.0399 | 1191.5098 | 1352.9826 | 1370.8582 | 1313.9599 | 1349.4288 | 1280.9257 | 1145.7483 | 1051.7852
2050-06-06 | 834.6264 | 761.575 | 721.2638 | 691.9534 | 736.7329 | 819.1888 | 920.4872 | 921.3698 | 1108.9664 | 1039.2338 | 1099.9543 | 935.6564 | 1002.3942 | 871.1336 | 1179.9535 | 1132.8027 | 1192.8327 | 1314.3941 | 1357.8327 | 1437.2787 | 1421.2165 | 1268.8202 | 1188.0817 | 1067.6228
2050-06-07 | 1082.4406 | 804.224 | 753.3002 | 708.8099 | 752.383 | 832.0931 | 926.8599 | 937.2186 | 1099.5337 | 1005.3014 | 1046.7831 | 876.4823 | 890.9573 | 780.1554 | 915.2252 | 882.4884 | 1137.63 | 1219.5865 | 1410.2973 | 1445.6766 | 1501.8763 | 1325.1943 | 1280.3841 | 1221.7529
2050-06-08 | 1055.2332 | 913.2017 | 744.6857 | 700.954 | 740.9196 | 916.838 | 1050.7395 | 1121.8414 | 1230.6298 | 1075.6334 | 969.9754 | 911.4633 | 852.368 | 752.0669 | 788.1077 | 1022.6133 | 1179.2611 | 1364.83 | 1326.9151 | 1396.8373 | 1274.8869 | 1260.4738 | 1187.9731 | 1030.6244
2050-06-09 | 881.0532 | 775.7365 | 725.7467 | 702.7291 | 734.4018 | 914.994 | 1064.7555 | 1106.4602 | 1212.7693 | 1095.9033 | 1020.6313 | 990.0939 | 932.4053 | 856.7785 | 905.3581 | 1056.8397 | 1237.4922 | 1345.8738 | 1320.6483 | 1368.0875 | 1271.1915 | 1263.8343 | 1174.6689 | 1015.1157
2050-06-10 | 905.3314 | 823.8153 | 759.6746 | 712.3874 | 720.0167 | 827.3271 | 868.7816 | 960.7594 | 1216.5734 | 1020.237 | 967.1512 | 959.7448 | 821.5716 | 733.7348 | 825.543 | 994.8968 | 1208.7213 | 1325.4389 | 1279.6423 | 1243.1108 | 1201.9698 | 1217.1127 | 1167.7401 | 1039.4153
2050-06-11 | 914.9471 | 816.8019 | 756.0592 | 721.3761 | 723.3665 | 830.8567 | 891.2086 | 971.5459 | 1200.9536 | 1057.1824 | 953.7691 | 765.8281 | 760.4244 | 753.1068 | 747.1985 | 884.9188 | 1090.6409 | 1250.8133 | 1298.2115 | 1285.8808 | 1341.4045 | 1230.2799 | 1181.0808 | 1083.0285
2050-06-12 | 907.8023 | 805.2043 | 742.6066 | 709.9501 | 718.8629 | 784.8078 | 846.3294 | 912.528 | 1104.2079 | 942.2223 | 892.9986 | 788.1124 | 732.7947 | 715.8018 | 741.8334 | 911.1747 | 1175.5926 | 1345.3657 | 1375.8779 | 1318.2652 | 1354.7894 | 1285.7882 | 1149.2605 | 1056.8271
2050-06-13 | 844.9569 | 770.7336 | 731.0898 | 700.9007 | 745.6048 | 829.9564 | 926.8754 | 907.3942 | 1116.0931 | 1025.9891 | 1092.748 | 818.0082 | 896.8494 | 781.0767 | 1054.545 | 975.9997 | 1130.765 | 1297.4665 | 1344.3265 | 1445.2959 | 1436.4442 | 1283.3517 | 1201.9022 | 1081.0559
2050-06-14 | 1086.2523 | 806.2653 | 755.069 | 710.1185 | 754.1002 | 834.4466 | 941.5125 | 935.8354 | 1123.0209 | 1031.899 | 1080.7319 | 994.536 | 936.3752 | 801.859 | 968.265 | 958.4026 | 1187.0963 | 1252.6705 | 1437.4364 | 1447.8449 | 1508.8954 | 1330.9187 | 1282.94 | 1225.7006
2050-06-15 | 1055.1283 | 912.0271 | 743.3428 | 699.9419 | 739.9533 | 915.6274 | 1057.5064 | 1154.0883 | 1276.0291 | 1144.1696 | 1004.9516 | 1096.1446 | 993.0729 | 900.6565 | 851.4934 | 1039.0415 | 1207.2701 | 1377.7274 | 1344.1227 | 1397.2256 | 1273.0364 | 1258.2811 | 1187.2895 | 1028.4138
2050-06-16 | 873.8344 | 771.5344 | 718.3405 | 695.3396 | 726.6889 | 906.107 | 1058.6137 | 1089.6481 | 1200.8687 | 1080.1306 | 981.0428 | 868.4281 | 849.3378 | 779.4216 | 841.3984 | 988.2228 | 1188.4272 | 1349.8054 | 1302.2952 | 1359.2391 | 1258.1345 | 1254.595 | 1164.8334 | 1004.1778
2050-06-17 | 856.341 | 773.6283 | 713.6339 | 688.5887 | 719.0877 | 913.5792 | 1043.9288 | 1147.4906 | 1337.2842 | 1117.5543 | 1025.8885 | 1014.3724 | 952.3716 | 797.5279 | 862.8618 | 958.4172 | 1181.2247 | 1318.3897 | 1307.9848 | 1297.2753 | 1242.0934 | 1219.3283 | 1171.1808 | 1027.4654
2050-06-18 | 903.7521 | 803.9611 | 744.4155 | 710.5565 | 720.6114 | 825.4174 | 888.109 | 967.7807 | 1228.0945 | 1084.0306 | 973.9457 | 855.65 | 742.9576 | 709.6193 | 695.7729 | 874.8688 | 1129.8099 | 1262.9442 | 1291.5309 | 1279.9156 | 1326.5381 | 1215.1409 | 1165.4185 | 1068.8945
2050-06-19 | 896.7631 | 790.701 | 730.4056 | 699.1574 | 707.7753 | 771.4274 | 846.8491 | 895.1595 | 1083.8188 | 903.5268 | 859.1569 | 730.4658 | 704.1532 | 656.3447 | 686.6509 | 857.1177 | 1095.963 | 1286.6505 | 1324.7033 | 1293.094 | 1335.5139 | 1274.0786 | 1131.9445 | 1041.4865
2050-06-20 | 821.7798 | 744.5412 | 706.6781 | 679.0246 | 722.7993 | 802.8504 | 896.7698 | 898.984 | 1114.7714 | 1039.7277 | 1079.4031 | 957.4196 | 954.1894 | 796.5279 | 999.0796 | 891.7914 | 1043.1687 | 1219.7482 | 1293.3356 | 1414.2656 | 1410.4135 | 1247.1502 | 1168.0032 | 1049.2439
2050-06-21 | 1069.3374 | 788.2086 | 738.8249 | 695.0005 | 738.4823 | 816.5699 | 923.2756 | 914.1599 | 1080.5384 | 1003.8327 | 1053.9123 | 972.6405 | 941.6247 | 783.1313 | 918.7328 | 883.7125 | 1089.8033 | 1186.2052 | 1369.4001 | 1421.202 | 1481.078 | 1311.5242 | 1257.4803 | 1203.5407
2050-06-22 | 1052.3744 | 906.0214 | 739.5005 | 697.6814 | 737.6566 | 913.093 | 1046.5379 | 1118.4873 | 1209.8448 | 1068.3348 | 965.3196 | 850.936 | 785.6365 | 735.2262 | 770.0267 | 983.9399 | 1171.2769 | 1355.9597 | 1316.678 | 1388.0173 | 1273.9251 | 1255.1431 | 1182.1981 | 1025.3051
2050-06-23 | 869.41 | 764.9112 | 713.5995 | 691.0015 | 722.1863 | 900.6814 | 1055.934 | 1093.4653 | 1207.5285 | 1078.7596 | 981.6344 | 882.1946 | 844.2394 | 772.3367 | 760.5831 | 899.9275 | 1098.2441 | 1279.0962 | 1269.9816 | 1354.1834 | 1254.2846 | 1245.5963 | 1155.0244 | 998.107
2050-06-24 | 876.2289 | 792.1312 | 730.6884 | 707.7269 | 738.4976 | 936.6067 | 1070.3805 | 1160.2728 | 1342.2026 | 1120.0293 | 1050.9131 | 1082.6772 | 1031.8584 | 923.5238 | 990.2155 | 1102.1765 | 1266.7676 | 1387.3986 | 1346.988 | 1322.2567 | 1268.1367 | 1246.7209 | 1200.6332 | 1054.8791
2050-06-25 | 908.8562 | 809.2948 | 747.49 | 713.6859 | 723.7982 | 829.0354 | 886.5396 | 972.0495 | 1215.1348 | 1078.8819 | 964.4228 | 762.6105 | 705.4865 | 706.0234 | 702.9964 | 860.5259 | 1088.0354 | 1249.0459 | 1288.4042 | 1282.4592 | 1331.2999 | 1219.3241 | 1166.4874 | 1071.4263
2050-06-26 | 889.205 | 783.7926 | 723.0286 | 692.4769 | 700.9457 | 763.0212 | 836.8213 | 892.9778 | 1078.6588 | 936.5058 | 885.4922 | 827.6062 | 731.5003 | 690.0807 | 663.2544 | 826.8524 | 1121.1985 | 1309.1136 | 1326.1183 | 1290.0838 | 1328.5801 | 1260.7435 | 1121.6654 | 1030.8008
2050-06-27 | 845.2595 | 768.0449 | 731.8672 | 701.6363 | 746.4396 | 830.733 | 936.7173 | 921.7682 | 1107.6732 | 1016.5327 | 1086.0389 | 810.0985 | 866.1351 | 776.5084 | 1087.8132 | 1035.1926 | 1176.9038 | 1297.108 | 1347.2103 | 1445.6183 | 1437.7143 | 1287.4704 | 1200.3898 | 1082.2458
2050-06-28 | 1084.7972 | 803.8703 | 754.8563 | 709.7952 | 753.6777 | 834.1729 | 940.6501 | 958.9512 | 1136.4859 | 1066.6335 | 1111.392 | 1039.8687 | 1015.371 | 886.0282 | 1027.7548 | 1017.5471 | 1222.0838 | 1267.8114 | 1432.3411 | 1451.1588 | 1504.8135 | 1331.7189 | 1280.6405 | 1224.2757
2050-06-29 | 1069.7459 | 925.8413 | 759.8215 | 715.011 | 755.3107 | 934.2053 | 1080.4825 | 1156.112 | 1262.3963 | 1122.6437 | 1012.5607 | 948.4368 | 865.0703 | 812.8724 | 872.5352 | 1139.0463 | 1248.1326 | 1398.6065 | 1355.8312 | 1415.6405 | 1297.629 | 1281.6859 | 1206.8819 | 1050.6757
2050-06-30 | 883.1589 | 778.392 | 728.3502 | 704.5238 | 736.0456 | 917.741 | 1073.677 | 1122.5284 | 1240.5534 | 1120.293 | 999.456 | 930.8386 | 857.5787 | 784.7016 | 878.1857 | 993.2475 | 1212.6542 | 1351.0012 | 1312.6854 | 1369.0471 | 1274.4921 | 1261.4874 | 1180.576 | 1017.8357
2050-07-01 | 911.4906 | 835.7955 | 773.135 | 745.7804 | 772.2635 | 973.8862 | 1111.5919 | 1204.1382 | 1373.2308 | 1142.0943 | 1063.1217 | 1030.6305 | 979.6876 | 1005.3996 | 1063.4933 | 1141.3552 | 1375.5159 | 1464.2301 | 1400.1911 | 1386.8431 | 1323.209 | 1303.9595 | 1246.9205 | 1090.6513
2050-07-02 | 955.8632 | 861.289 | 798.4148 | 761.7669 | 764.9357 | 867.96 | 928.9443 | 1015.4561 | 1258.3837 | 1121.8065 | 1043.7424 | 889.4151 | 855.5242 | 824.7817 | 823.2674 | 961.5446 | 1190.1995 | 1351.7742 | 1375.6789 | 1356.3704 | 1397.3602 | 1290.2474 | 1230.0469 | 1123.7724
2050-07-03 | 950.6733 | 850.5865 | 786.5929 | 751.3878 | 753.0084 | 814.1309 | 897.2117 | 979.3422 | 1211.3277 | 1051.5128 | 1003.6084 | 1009.2529 | 865.9164 | 824.5231 | 834.8321 | 936.1558 | 1208.1477 | 1409.4076 | 1423.1987 | 1384.0403 | 1421.8104 | 1355.2697 | 1196.0424 | 1096.3056
2050-07-04 | 913.4475 | 841.7617 | 799.2062 | 747.8548 | 760.6796 | 768.6741 | 801.7738 | 811.0529 | 1053.6402 | 1038.4391 | 1125.6575 | 893.5755 | 876.2 | 745.6386 | 1008.4414 | 930.5092 | 1104.9041 | 1302.8866 | 1330.1026 | 1441.6231 | 1448.9034 | 1307.983 | 1210.1538 | 1101.9434
2050-07-05 | 1115.8902 | 832.8724 | 778.8319 | 742.3684 | 785.4487 | 869.2829 | 985.741 | 1018.182 | 1173.8246 | 1091.5193 | 1162.577 | 1080.8008 | 1029.3977 | 915.0805 | 1044.0297 | 1000.2621 | 1257.7336 | 1318.4242 | 1485.3389 | 1518.1252 | 1560.5713 | 1393.959 | 1322.7993 | 1256.2993
2050-07-06 | 1087.6221 | 948.9623 | 779.8311 | 735.7403 | 771.331 | 950.585 | 1109.663 | 1215.8628 | 1308.2251 | 1173.4101 | 1079.7346 | 1116.0653 | 924.446 | 877.0125 | 874.825 | 1106.8426 | 1253.6685 | 1427.9053 | 1374.5737 | 1458.3326 | 1333.1956 | 1316.2743 | 1228.2085 | 1060.5724
2050-07-07 | 912.5116 | 811.5328 | 760.636 | 736.826 | 763.8771 | 948.1347 | 1114.9834 | 1184.7189 | 1262.0326 | 1154.7914 | 1074.337 | 1026.2419 | 942.0025 | 894.8201 | 894.0829 | 1021.2783 | 1212.394 | 1389.7756 | 1349.6349 | 1434.2774 | 1321.8989 | 1320.4488 | 1214.1674 | 1044.4879
2050-07-08 | 915.2318 | 835.3243 | 776.0397 | 748.5541 | 774.9266 | 977.0556 | 1123.9491 | 1237.0473 | 1415.2829 | 1163.7832 | 1074.1013 | 1075.7402 | 978.9409 | 943.2117 | 952.6877 | 1030.3013 | 1259.9304 | 1404.1781 | 1382.7741 | 1391.3373 | 1327.938 | 1309.7495 | 1249.5738 | 1094.1667
2050-07-09 | 932.9973 | 837.1387 | 775.1889 | 740.2897 | 743.0832 | 841.6257 | 907.9062 | 997.9655 | 1226.3519 | 1091.4336 | 992.9061 | 813.4452 | 762.9105 | 756.4155 | 742.0013 | 892.6304 | 1158.0498 | 1311.8754 | 1331.5295 | 1330.8483 | 1366.6685 | 1257.5277 | 1195.729 | 1092.548
2050-07-10 | 943.5754 | 843.2106 | 780.1195 | 745.4514 | 746.9532 | 806.896 | 888.1882 | 969.8734 | 1162.5084 | 1002.1342 | 970.7541 | 915.6743 | 781.9546 | 761.0326 | 848.8908 | 963.1796 | 1248.3008 | 1398.0128 | 1421.528 | 1378.8143 | 1407.6425 | 1347.4552 | 1188.6722 | 1088.0607
2050-07-11 | 878.0899 | 806.3933 | 767.2792 | 736.6632 | 776.6687 | 865.0775 | 996.679 | 1012.8112 | 1211.5554 | 1133.7152 | 1214.8964 | 1107.6329 | 1049.39 | 881.5623 | 1108.7155 | 989.8385 | 1156.2151 | 1338.8995 | 1392.5673 | 1515.3405 | 1494.9372 | 1339.2097 | 1243.4801 | 1113.0443
2050-07-12 | 1132.0456 | 853.3863 | 803.4819 | 758.4603 | 797.9663 | 885.3381 | 1007.2776 | 1041.4924 | 1190.7947 | 1120.0281 | 1184.1075 | 1101.9369 | 1046.305 | 1004.2609 | 1182.2462 | 1166.6633 | 1352.1716 | 1379.6512 | 1519.6311 | 1538.4535 | 1575.8495 | 1410.1011 | 1341.8727 | 1273.5455
2050-07-13 | 1100.9148 | 963.1436 | 794.4223 | 749.4943 | 784.8742 | 966.9254 | 1126.2067 | 1240.5266 | 1368.331 | 1254.7687 | 1151.0868 | 1175.9143 | 1083.5046 | 936.6745 | 931.5746 | 1133.7315 | 1308.0379 | 1485.3228 | 1411.3603 | 1479.2009 | 1348.3549 | 1334.7846 | 1248.6639 | 1080.2268
2050-07-14 | 935.7295 | 834.3243 | 784.0836 | 758.4269 | 786.2387 | 974.5219 | 1150.323 | 1217.9342 | 1316.012 | 1202.4848 | 1113.3707 | 1108.383 | 995.4446 | 938.2552 | 943.3415 | 1104.9002 | 1302.3653 | 1446.0921 | 1400.7762 | 1463.8943 | 1358.4367 | 1352.2415 | 1243.7712 | 1075.7356
2050-07-15 | 928.4471 | 848.1064 | 789.711 | 762.0953 | 788.6445 | 993.8214 | 1143.8595 | 1255.4564 | 1403.1324 | 1146.9376 | 1066.0535 | 1054.7354 | 993.8972 | 991.7903 | 1046.9839 | 1148.2382 | 1343.4553 | 1448.079 | 1411.8072 | 1409.316 | 1347.3907 | 1330.5487 | 1268.7758 | 1114.3686
2050-07-16 | 958.2671 | 862.0214 | 801.5024 | 764.6841 | 767.8147 | 871.5165 | 942.2595 | 1047.1743 | 1290.6669 | 1145.8414 | 1026.7886 | 904.0085 | 834.9825 | 852.6765 | 864.2671 | 991.0324 | 1184.3257 | 1346.5311 | 1376.2248 | 1359.562 | 1401.9687 | 1292.6449 | 1236.2134 | 1127.9765
2050-07-17 | 941.9999 | 842.9389 | 778.3876 | 743.8885 | 745.1224 | 804.8733 | 892.5002 | 998.1617 | 1179.7535 | 1028.7518 | 996.9446 | 1019.1996 | 898.2319 | 889.493 | 912.5713 | 1016.5091 | 1262.4355 | 1449.7798 | 1431.4025 | 1377.6913 | 1402.5563 | 1344.7807 | 1186.5569 | 1085.5391
2050-07-18 | 874.2365 | 804.2913 | 763.5934 | 733.4211 | 773.3572 | 860.3924 | 986.3066 | 1005.7363 | 1205.2583 | 1116.8931 | 1203.7401 | 1114.3405 | 1152.8629 | 1007.429 | 1258.9677 | 1151.8437 | 1295.4396 | 1401.457 | 1407.8068 | 1505.4027 | 1492.334 | 1336.6779 | 1234.8393 | 1106.2793
2050-07-19 | 1127.5293 | 851.9592 | 801.1269 | 754.7529 | 794.1668 | 880.0831 | 1006.6981 | 1043.1274 | 1202.4977 | 1117.5297 | 1175.4162 | 1144.3486 | 1032.1206 | 946.163 | 1070.6662 | 1014.5332 | 1254.2972 | 1330.5328 | 1502.2306 | 1528.6157 | 1576.338 | 1401.4871 | 1334.4685 | 1266.9219
2050-07-20 | 1086.7282 | 950.101 | 780.4361 | 736.235 | 771.6624 | 950.9855 | 1110.3742 | 1217.7777 | 1290.7351 | 1128.9677 | 1035.6407 | 990.0995 | 895.6072 | 854.9196 | 907.0162 | 1127.3711 | 1265.8427 | 1445.4567 | 1391.3763 | 1459.8171 | 1329.1246 | 1317.9037 | 1228.7786 | 1060.9635
2050-07-21 | 929.8349 | 829.0962 | 778.769 | 753.8877 | 781.4242 | 968.6061 | 1145.1464 | 1200.8614 | 1296.3531 | 1161.1116 | 1071.3606 | 1000.2426 | 954.3574 | 917.5178 | 955.501 | 1105.4295 | 1296.5354 | 1438.6795 | 1391.8053 | 1453.9538 | 1348.9977 | 1346.7521 | 1241.117 | 1067.9384
2050-07-22 | 929.5566 | 849.2691 | 790.3954 | 762.2557 | 789.0569 | 994.2033 | 1148.5549 | 1293.425 | 1456.0749 | 1171.2579 | 1087.0972 | 1089.2681 | 973.1546 | 940.547 | 1019.591 | 1182.7333 | 1437.8478 | 1498.8956 | 1438.7849 | 1405.6306 | 1347.0075 | 1333.1957 | 1270.9692 | 1115.6461
2050-07-23 | 950.9548 | 854.0165 | 790.6328 | 754.6496 | 757.7107 | 859.3011 | 931.0834 | 1033.0287 | 1290.3216 | 1163.7225 | 1061.6794 | 985.6049 | 881.1762 | 900.6823 | 888.181 | 995.4527 | 1199.2188 | 1349.5815 | 1372.4808 | 1350.629 | 1384.8594 | 1281.6142 | 1216.1188 | 1112.9964
2050-07-24 | 944.0146 | 842.4422 | 781.1757 | 746.9177 | 748.3075 | 808.0448 | 899.5373 | 1022.4287 | 1235.9405 | 1089.4345 | 1052.9277 | 1079.4812 | 1110.505 | 980.0264 | 963.3922 | 1050.3692 | 1287.7355 | 1442.6419 | 1442.8523 | 1380.1923 | 1411.1671 | 1346.9589 | 1189.9137 | 1089.297
2050-07-25 | 878.3056 | 807.2697 | 766.0891 | 735.7097 | 775.7028 | 863.2114 | 990.3347 | 1001.6408 | 1185.1752 | 1102.9994 | 1178.1879 | 1015.8125 | 1010.5777 | 908.824 | 1153.709 | 1078.0735 | 1242.5682 | 1387.1103 | 1415.47 | 1512.7513 | 1493.251 | 1337.668 | 1239.1908 | 1109.7703
2050-07-26 | 1121.1534 | 844.2011 | 793.9257 | 748.0567 | 787.9696 | 872.51 | 999.6327 | 1032.5908 | 1212.7731 | 1130.8757 | 1177.4883 | 1190.9195 | 1072.4102 | 922.6284 | 1066.365 | 1025.909 | 1273.547 | 1337.9339 | 1497.3203 | 1522.9495 | 1562.5465 | 1396.5527 | 1324.3408 | 1258.8297
2050-07-27 | 1107.5971 | 966.0325 | 800.6743 | 755.1936 | 790.7689 | 974.0098 | 1139.9835 | 1255.1402 | 1343.9135 | 1208.7588 | 1087.0132 | 1094.8709 | 939.8909 | 887.6631 | 892.542 | 1132.4072 | 1301.4662 | 1476.3803 | 1424.7623 | 1482.9518 | 1360.2092 | 1343.8511 | 1257.3642 | 1088.0758
2050-07-28 | 931.7833 | 830.9359 | 780.604 | 755.395 | 782.8883 | 970.6912 | 1147.5106 | 1204.6822 | 1301.2444 | 1173.824 | 1076.2941 | 1050.6776 | 990.1398 | 909.4109 | 908.3209 | 1066.3352 | 1267.8963 | 1439.3408 | 1395.3244 | 1456.9215 | 1354.4424 | 1345.5598 | 1242.3473 | 1071.867
2050-07-29 | 909.345 | 829.7436 | 770.6184 | 743.3978 | 769.9558 | 971.4935 | 1123.1577 | 1223.5267 | 1359.6168 | 1123.9866 | 1032.3226 | 896.6603 | 862.814 | 864.8655 | 921.1435 | 1034.0795 | 1279.268 | 1414.6668 | 1388.0249 | 1379.4406 | 1321.7445 | 1301.3931 | 1242.1734 | 1087.2785
2050-07-30 | 942.3064 | 846.5684 | 782.6811 | 747.226 | 750.1458 | 850.089 | 920.1089 | 1017.2142 | 1227.8884 | 1080.5424 | 994.5094 | 836.1244 | 774.7408 | 780.119 | 787.8953 | 903.3193 | 1152.8471 | 1305.6579 | 1362.4862 | 1341.2747 | 1372.9795 | 1269.4713 | 1206.4477 | 1102.046
2050-07-31 | 948.1201 | 849.2418 | 785.3057 | 750.4128 | 752.4142 | 812.8432 | 901.7727 | 1002.0566 | 1190.7276 | 1010.8818 | 990.6464 | 1023.0405 | 882.4483 | 915.4164 | 1016.1453 | 1096.6206 | 1335.4837 | 1495.2303 | 1439.0719 | 1384.0244 | 1413.3888 | 1353.2287 | 1197.4802 | 1094.45
2050-08-01 | 958.6739 | 877.6561 | 832.2966 | 803.0743 | 846.2616 | 949.8031 | 1086.4081 | 1101.1001 | 1301.7307 | 1235.1622 | 1292.2789 | 1179.8695 | 1152.3735 | 999.7661 | 1196.5381 | 1071.7617 | 1233.1502 | 1412.0708 | 1488.6146 | 1586.5333 | 1574.493 | 1413.9381 | 1305.156 | 1186.3845
2050-08-02 | 1196.7218 | 912.3248 | 858.2281 | 814.2688 | 857.4667 | 958.2038 | 1093.227 | 1095.7561 | 1252.9806 | 1155.636 | 1205.3366 | 1120.7108 | 1090.6867 | 974.543 | 1122.8849 | 1053.2012 | 1308.5837 | 1396.0359 | 1559.213 | 1591.1901 | 1642.1533 | 1464.3835 | 1395.0464 | 1333.9727
2050-08-03 | 1167.0275 | 1021.8532 | 847.7555 | 804.9364 | 844.0899 | 1040.0186 | 1209.8395 | 1274.5573 | 1334.074 | 1170.4535 | 1068.9187 | 945.2514 | 937.263 | 886.9536 | 915.0213 | 1148.819 | 1331.0793 | 1526.5643 | 1470.3744 | 1528.776 | 1413.034 | 1391.9553 | 1298.2102 | 1138.6027
2050-08-04 | 989.8837 | 885.002 | 825.8921 | 803.4184 | 834.3892 | 1034.3215 | 1216.0686 | 1253.1651 | 1320.12 | 1188.3411 | 1119.131 | 1066.8061 | 985.729 | 920.4815 | 903.5448 | 1032.5406 | 1267.6043 | 1475.1619 | 1436.0341 | 1505.2123 | 1403.0481 | 1389.8482 | 1282.4704 | 1120.4255
2050-08-05 | 972.3902 | 887.1926 | 821.4805 | 796.8029 | 826.2708 | 1041.7603 | 1201.2546 | 1277.6613 | 1422.5321 | 1178.4696 | 1078.4949 | 1085.237 | 1030.863 | 967.8869 | 1035.2126 | 1144.7741 | 1384.5091 | 1483.617 | 1441.5902 | 1437.5308 | 1381.4272 | 1355.561 | 1288.0184 | 1142.1545
2050-08-06 | 1000.8949 | 898.6635 | 829.9969 | 797.979 | 806.2443 | 923.8372 | 1010.9017 | 1095.0257 | 1335.9114 | 1216.246 | 1083.6401 | 1017.1432 | 949.7114 | 915.1438 | 909.0626 | 1017.0427 | 1243.5907 | 1386.2548 | 1419.8367 | 1396.2209 | 1429.704 | 1320.9796 | 1251.6036 | 1146.9671
2050-08-07 | 1010.1053 | 903.4939 | 835.1095 | 803.5176 | 810.7399 | 889.9029 | 995.2146 | 1081.642 | 1288.5503 | 1092.9297 | 1040.9951 | 1012.4244 | 912.8651 | 903.4331 | 930.1472 | 1023.2354 | 1304.448 | 1503.4652 | 1503.6097 | 1440.8304 | 1473.8703 | 1408.9174 | 1245.2279 | 1142.7197
2050-08-08 | 948.8385 | 869.9386 | 824.248 | 795.863 | 839.5408 | 941.8669 | 1079.0641 | 1067.1037 | 1227.418 | 1144.3787 | 1198.3936 | 944.1733 | 1009.0096 | 873.7234 | 1135.6222 | 1028.3853 | 1261.4159 | 1436.4479 | 1480.7715 | 1572.1278 | 1560.7055 | 1407.6558 | 1294.8682 | 1175.2386
2050-08-09 | 1187.9965 | 902.1131 | 848.5294 | 805.3059 | 848.2921 | 947.2594 | 1087.1219 | 1124.9292 | 1289.6744 | 1178.9754 | 1224.3298 | 1205.0158 | 1129.7636 | 1007.1164 | 1144.4524 | 1104.4351 | 1341.835 | 1423.0174 | 1552.1886 | 1584.6302 | 1629.1237 | 1453.5525 | 1379.2812 | 1321.3393
2050-08-10 | 1167.6163 | 1020.8944 | 848.5272 | 806.0111 | 844.7207 | 1040.8135 | 1211.2739 | 1299.2755 | 1393.6332 | 1223.3139 | 1120.2501 | 1109.6089 | 985.6173 | 921.5485 | 921.1547 | 1098.4748 | 1296.3213 | 1513.4959 | 1469.1295 | 1532.4619 | 1405.47 | 1396.0165 | 1298.8455 | 1140.7125
2050-08-11 | 964.9299 | 857.2512 | 799.9237 | 780.2695 | 810.8666 | 1006.4008 | 1191.3706 | 1225.3958 | 1285.5997 | 1152.5218 | 1069.1432 | 982.5443 | 920.7023 | 867.5398 | 897.8613 | 1035.1407 | 1290.1776 | 1455.4163 | 1411.2941 | 1473.3843 | 1369.3686 | 1356.7516 | 1246.3082 | 1085.5182
2050-08-12 | 965.2432 | 882.2586 | 813.9849 | 789.934 | 819.3113 | 1033.0237 | 1192.3389 | 1263.7892 | 1396.968 | 1133.517 | 1059.1343 | 946.7357 | 893.3018 | 857.5948 | 931.8524 | 1055.0581 | 1326.5611 | 1451.8197 | 1424.9687 | 1429.3844 | 1368.0616 | 1344.912 | 1279.2871 | 1132.2162
2050-08-13 | 1007.355 | 905.3939 | 837.2573 | 804.7519 | 813.1303 | 932.1277 | 1021.8415 | 1096.1132 | 1324.0314 | 1166.5205 | 1051.2199 | 868.7587 | 849.963 | 845.1688 | 853.8669 | 986.3082 | 1232.5817 | 1400.2089 | 1428.2318 | 1400.813 | 1444.7368 | 1327.3416 | 1263.2383 | 1156.9615
2050-08-14 | 1003.8328 | 897.1344 | 827.9975 | 796.5107 | 803.9822 | 881.9643 | 984.602 | 1067.7622 | 1259.0953 | 1051.5478 | 991.1427 | 939.826 | 858.7833 | 875.8967 | 953.9907 | 1084.4177 | 1335.3344 | 1518.21 | 1499.5469 | 1433.0034 | 1468.504 | 1399.544 | 1233.4597 | 1134.0909
2050-08-15 | 932.0563 | 854.6061 | 808.3119 | 781.5845 | 824.6371 | 923.9155 | 1061.8843 | 1056.04 | 1217.6118 | 1101.8907 | 1179.5646 | 916.3434 | 1002.9535 | 889.9613 | 1133.0766 | 1029.3744 | 1274.1149 | 1413.1285 | 1463.2808 | 1556.1544 | 1542.7972 | 1382.4749 | 1273.3702 | 1155.046
2050-08-16 | 1184.6212 | 901.4889 | 845.1781 | 802.3905 | 845.2606 | 943.5061 | 1080.6484 | 1077.2474 | 1204.2643 | 1129.898 | 1183.6241 | 1136.8189 | 1054.1756 | 968.8458 | 1172.6971 | 1141.385 | 1366.9707 | 1462.958 | 1577.3889 | 1579.6619 | 1625.9252 | 1446.8963 | 1374.0365 | 1316.8607
2050-08-17 | 1161.9383 | 1016.151 | 841.8708 | 799.8875 | 829.9945 | 1024.7233 | 1200.6641 | 1271.692 | 1335.5038 | 1171.1719 | 1073.6992 | 977.3776 | 931.1131 | 926.9512 | 965.2299 | 1153.1167 | 1346.8151 | 1535.634 | 1467.9683 | 1521.2737 | 1399.7171 | 1380.9466 | 1289.7853 | 1131.0342
2050-08-18 | 983.8925 | 874.696 | 818.4523 | 797.6345 | 828.5022 | 1027.0414 | 1214.5632 | 1240.3972 | 1300.2606 | 1188.4147 | 1097.1998 | 1020.3883 | 1020.8037 | 975.5272 | 1032.0066 | 1168.3971 | 1360.7925 | 1505.1369 | 1456.4187 | 1496.3124 | 1392.4344 | 1383.9965 | 1271.4823 | 1110.1624
2050-08-19 | 1000.4979 | 918.3607 | 845.31 | 799.0427 | 805.0597 | 926.7051 | 1000.3493 | 1078.4475 | 1301.1365 | 1086.9048 | 1031.0361 | 980.0104 | 810.9321 | 804.7672 | 853.8859 | 997.0452 | 1294.8975 | 1453.4964 | 1399.5504 | 1353.9741 | 1312.8484 | 1319.6362 | 1251.5941 | 1114.8894
2050-08-20 | 1002.2081 | 893.5632 | 821.4747 | 796.7985 | 808.9195 | 927.1579 | 1022.9051 | 1081.9509 | 1302.3696 | 1152.0892 | 1058.084 | 878.6911 | 867.0754 | 846.329 | 872.635 | 1061.3796 | 1284.8582 | 1436.3839 | 1441.9385 | 1401.5255 | 1436.9461 | 1320.3144 | 1256.7999 | 1150.7931
2050-08-21 | 999.9823 | 894.6203 | 825.8297 | 794.8001 | 801.9002 | 879.0327 | 986.7538 | 1063.2544 | 1239.1981 | 1088.5013 | 1041.0096 | 1012.757 | 877.6191 | 855.2727 | 885.4501 | 1002.7113 | 1282.2516 | 1487.1606 | 1502.6893 | 1429.0512 | 1467.8836 | 1392.9497 | 1231.9655 | 1131.1465
2050-08-22 | 943.3583 | 865.6989 | 819.8423 | 792.042 | 835.0648 | 936.2658 | 1078.555 | 1075.4583 | 1253.9356 | 1179.2449 | 1233.4855 | 1097.9813 | 1116.1676 | 1011.6191 | 1306.6733 | 1167.513 | 1347.341 | 1499.1925 | 1496.6103 | 1571.105 | 1556.5887 | 1398.1734 | 1289.6359 | 1170.5819
2050-08-23 | 1178.7575 | 896.4161 | 838.8006 | 796.0633 | 838.4814 | 935.2994 | 1076.5177 | 1120.3704 | 1288.8687 | 1253.9764 | 1319.0978 | 1312.4611 | 1376.3985 | 1245.0117 | 1359.7724 | 1291.8489 | 1478.5251 | 1482.5454 | 1566.6128 | 1570.8142 | 1617.2401 | 1441.6232 | 1368.0429 | 1312.7821
2050-08-24 | 1160.2692 | 1010.6204 | 835.5616 | 793.76 | 832.0132 | 1025.4301 | 1207.5246 | 1349.2173 | 1446.0506 | 1296.1377 | 1191.4888 | 1245.7967 | 1242.164 | 1081.9028 | 1136.9721 | 1328.6342 | 1484.0535 | 1629.7051 | 1495.7104 | 1517.4589 | 1395.4643 | 1375.1981 | 1282.9118 | 1123.8205
2050-08-25 | 990.8906 | 881.58 | 821.9644 | 799.9823 | 830.4234 | 1029.3672 | 1218.6065 | 1261.3202 | 1359.4102 | 1221.0231 | 1146.5705 | 1183.9731 | 1175.8848 | 1091.0564 | 1111.6425 | 1226.191 | 1411.6996 | 1551.2476 | 1470.1841 | 1494.9393 | 1397.8129 | 1385.0587 | 1275.9537 | 1114.0893
2050-08-26 | 968.6158 | 881.749 | 812.7639 | 788.9441 | 818.5789 | 1031.9717 | 1193.4329 | 1282.7435 | 1411.1378 | 1179.8528 | 1076.055 | 1069.4541 | 976.132 | 967.6327 | 1125.6114 | 1272.2296 | 1473.117 | 1526.5321 | 1466.2412 | 1423.4141 | 1369.0912 | 1345.2758 | 1275.685 | 1129.8956
2050-08-27 | 999.7272 | 894.9675 | 826.0552 | 794.3507 | 802.6508 | 920.0148 | 1006.0278 | 1090.5912 | 1331.9739 | 1204.2751 | 1095.164 | 1036.9258 | 925.9198 | 959.9982 | 1021.5546 | 1117.9254 | 1318.4351 | 1443.9683 | 1436.3062 | 1395.0784 | 1426.5902 | 1316.3993 | 1246.2049 | 1140.7451
2050-08-28 | 986.9101 | 878.823 | 811.5566 | 781.4095 | 788.3035 | 862.8231 | 971.2423 | 1050.4822 | 1205.4062 | 1045.9116 | 1009.7478 | 976.4512 | 919.1321 | 878.7353 | 914.0879 | 1019.2755 | 1312.6912 | 1510.991 | 1489.8441 | 1415.5159 | 1446.0488 | 1376.7417 | 1209.3113 | 1110.9054
2050-08-29 | 930.4437 | 852.3144 | 806.7971 | 780.165 | 822.9885 | 921.6465 | 1063.3815 | 1038.7761 | 1198.4524 | 1096.3918 | 1164.9045 | 906.2274 | 982.1309 | 915.6323 | 1202.9531 | 1104.0976 | 1311.4313 | 1451.3726 | 1467.1151 | 1556.2504 | 1540.9311 | 1382.1833 | 1271.1148 | 1150.045
2050-08-30 | 1179.416 | 893.1542 | 839.0266 | 796.2987 | 839.2774 | 936.2629 | 1081.9148 | 1078.4719 | 1221.673 | 1119.4033 | 1182.5598 | 1088.5256 | 1040.1247 | 955.8819 | 1111.5065 | 1059.7168 | 1324.4635 | 1403.8029 | 1559.4205 | 1570.3542 | 1617.9021 | 1441.067 | 1364.3175 | 1308.6971
2050-08-31 | 1146.7517 | 999.5431 | 826.1484 | 785.4731 | 823.5872 | 1015.2298 | 1190.6646 | 1289.4557 | 1366.9239 | 1189.866 | 1077.2386 | 1049.7147 | 940.299 | 909.413 | 901.0528 | 1105.4317 | 1284.2495 | 1451.2004 | 1426.3809 | 1507.1002 | 1382.5172 | 1362.4177 | 1264.6101 | 1109.7728
2050-09-01 | 968.7634 | 868.0701 | 817.2366 | 799.7073 | 827.8871 | 1023.7496 | 1213.9173 | 1243.0817 | 1326.8448 | 1147.9106 | 1067.8219 | 1035.6946 | 1035.4892 | 964.7756 | 929.9132 | 1027.5129 | 1275.5785 | 1434.7392 | 1437.6504 | 1462.9721 | 1355.9572 | 1341.6563 | 1236.8116 | 1085.981
2050-09-02 | 968.6658 | 889.7239 | 834.8369 | 810.6564 | 837.6642 | 1052.5092 | 1216.0624 | 1288.7446 | 1431.0133 | 1184.1858 | 1115.2286 | 1128.1698 | 1020.7267 | 971.5141 | 1008.6814 | 1118.3423 | 1375.8747 | 1482.9222 | 1473.8219 | 1425.3727 | 1358.0738 | 1334.9705 | 1269.3379 | 1132.8079
2050-09-03 | 997.967 | 901.1768 | 845.8119 | 814.4909 | 812.8974 | 934.725 | 1032.0074 | 1118.9998 | 1369.509 | 1232.0163 | 1174.6322 | 1141.1208 | 1224.9123 | 1167.6598 | 1025.7234 | 1087.4491 | 1287.7572 | 1395.721 | 1448.3071 | 1374.7982 | 1411.6138 | 1306.633 | 1244.7431 | 1146.5323
2050-09-04 | 995.6086 | 893.9162 | 833.9302 | 804.1804 | 809.6124 | 890.832 | 1003.8607 | 1059.1485 | 1224.6552 | 1054.4273 | 1024.8203 | 1001.7584 | 905.1082 | 925.7047 | 923.5759 | 1003.1901 | 1261.4783 | 1464.6239 | 1506.1367 | 1406.7279 | 1435.9237 | 1363.3423 | 1208.6721 | 1115.8241
2050-09-05 | 976.7602 | 906.945 | 865.2155 | 818.7822 | 844.9462 | 879.0044 | 948.9208 | 912.9555 | 1130.5526 | 1056.9286 | 1153.9321 | 832.0086 | 905.7467 | 819.3293 | 1070.9496 | 1027.1888 | 1206.3613 | 1376.5944 | 1454.097 | 1494.6889 | 1492.7461 | 1353.6676 | 1254.3657 | 1145.7169
2050-09-06 | 1172.1091 | 892.1216 | 841.5891 | 806.575 | 850.3118 | 946.8441 | 1083.3454 | 1066.185 | 1201.4087 | 1088.9015 | 1159.7186 | 1012.5655 | 1000.7637 | 879.0878 | 1026.6298 | 1011.6399 | 1264.7505 | 1352.7203 | 1560.7354 | 1541.192 | 1593.8705 | 1415.8775 | 1349.9132 | 1300.8494
2050-09-07 | 1157.9302 | 1019.3615 | 855.1552 | 813.6728 | 849.132 | 1043.5855 | 1226.0915 | 1304.3589 | 1413.9456 | 1221.3816 | 1100.9743 | 1099.7364 | 1015.8852 | 1007.7895 | 1004.8229 | 1190.6191 | 1352.6225 | 1514.953 | 1501.4356 | 1512.389 | 1382.7531 | 1358.2109 | 1272.8269 | 1123.0323
2050-09-08 | 970.7088 | 869.5824 | 821.6438 | 802.1101 | 829.475 | 1025.6673 | 1215.408 | 1228.3592 | 1292.7458 | 1126.4774 | 1049.1944 | 962.4425 | 948.5692 | 887.5747 | 910.6582 | 1077.0851 | 1306.8025 | 1439.5146 | 1450.3048 | 1466.8479 | 1356.6876 | 1343.5039 | 1242.4703 | 1086.5219
2050-09-09 | 961.4235 | 883.0599 | 827.7336 | 804.1161 | 830.5742 | 1044.1594 | 1211.3699 | 1284.1863 | 1415.2347 | 1145.4094 | 1090.0994 | 1051.7296 | 919.1772 | 913.5929 | 958.0422 | 1090.8592 | 1342.2839 | 1460.8707 | 1469.9224 | 1407.5462 | 1349.0034 | 1327.8002 | 1260.9786 | 1123.5507
2050-09-10 | 992.4599 | 897.0061 | 837.6727 | 806.7468 | 813.1089 | 933.1854 | 1023.2 | 1071.7375 | 1297.105 | 1123.4514 | 1044.4452 | 916.0087 | 881.8843 | 873.4919 | 835.9975 | 984.4815 | 1243.3953 | 1395.4122 | 1452.7181 | 1375.7556 | 1405.5948 | 1292.6833 | 1226.6573 | 1129.6271
2050-09-11 | 987.7255 | 888.2418 | 827.8496 | 798.9923 | 804.7767 | 884.5761 | 996.5136 | 1053.0482 | 1247.6197 | 1049.8355 | 1010.1881 | 1031.6378 | 982.3521 | 1041.7758 | 1052.5395 | 1162.9108 | 1380.7897 | 1528.6453 | 1508.7335 | 1403.7807 | 1426.1278 | 1359.3254 | 1201.0726 | 1109.3769
2050-09-12 | 930.5562 | 861.574 | 824.1841 | 796.9363 | 836.9427 | 935.6826 | 1083.4139 | 1084.2596 | 1271.5331 | 1186.591 | 1289.7425 | 1204.3813 | 1326.1225 | 1118.2963 | 1331.9105 | 1265.6645 | 1397.5843 | 1473.633 | 1495.7073 | 1535.9864 | 1521.5819 | 1363.582 | 1260.1875 | 1147.6224
2050-09-13 | 1173.9284 | 895.4433 | 846.5592 | 804.6232 | 843.8454 | 939.0111 | 1082.7571 | 1096.2146 | 1280.2382 | 1220.6666 | 1293.2135 | 1292.1089 | 1360.5785 | 1182.57 | 1306.3953 | 1225.153 | 1428.4615 | 1432.7569 | 1570.826 | 1542.1075 | 1583.1719 | 1407.5724 | 1345.9057 | 1297.2866
2050-09-14 | 1136.9217 | 995.0153 | 828.3365 | 788.4333 | 823.4296 | 1012.5462 | 1190.2345 | 1259.264 | 1331.3606 | 1170.0782 | 1097.3344 | 1146.8173 | 1024.3886 | 988.6014 | 979.2253 | 1170.7986 | 1349.2051 | 1532.9285 | 1465.9052 | 1480.7008 | 1343.7072 | 1321.9653 | 1235.2761 | 1085.6977
2050-09-15 | 981.5692 | 881.3534 | 834.3896 | 812.7461 | 840.0789 | 1038.473 | 1235.606 | 1302.8636 | 1394.0986 | 1237.7507 | 1119.1656 | 1142.7844 | 1115.9252 | 983.3729 | 1005.6821 | 1142.2385 | 1369.7825 | 1502.3575 | 1482.3968 | 1478.2806 | 1371.1432 | 1362.3614 | 1256.2735 | 1104.0592
2050-09-16 | 974.8185 | 897.7788 | 840.9883 | 816.3577 | 843.303 | 1059.4321 | 1223.8 | 1305.7871 | 1454.5218 | 1187.6653 | 1112.8274 | 1090.2054 | 901.1548 | 890.7698 | 941.8863 | 1059.8313 | 1363.9336 | 1497.3259 | 1494.0242 | 1425.4173 | 1365.9096 | 1345.1006 | 1279.9443 | 1141.7159
2050-09-17 | 997.0021 | 899.9076 | 840.8078 | 810.0329 | 816.4985 | 937.5673 | 1033.7484 | 1092.2473 | 1320.2428 | 1171.9225 | 1057.5969 | 963.1918 | 960.8611 | 936.8888 | 897.5032 | 1023.6832 | 1279.7362 | 1437.8662 | 1452.9027 | 1381.2671 | 1406.8354 | 1298.3805 | 1231.7712 | 1133.9536
2050-09-18 | 993.4234 | 894.5537 | 835.142 | 805.3498 | 811.0631 | 892.1533 | 1001.3922 | 1056.251 | 1208.4393 | 990.2114 | 961.9816 | 808.203 | 750.4329 | 765.3753 | 809.455 | 947.1049 | 1251.1099 | 1453.5257 | 1505.0421 | 1404.3823 | 1435.547 | 1365.4533 | 1211.4967 | 1117.819
2050-09-19 | 933.2763 | 862.1291 | 824.8343 | 797.7906 | 838.1269 | 937.1127 | 1082.134 | 1061.3636 | 1241.706 | 1138.938 | 1203.1617 | 1013.6826 | 1002.941 | 912.2254 | 1175.8177 | 1074.0685 | 1242.1782 | 1407.7288 | 1490.2601 | 1538.0012 | 1520.1054 | 1361.7703 | 1262.854 | 1150.1305
2050-09-20 | 1177.7931 | 900.8589 | 852.4662 | 810.2032 | 849.9548 | 946.3891 | 1088.6834 | 1098.9816 | 1256.9595 | 1132.6432 | 1183.6017 | 1087.649 | 988.424 | 889.0122 | 1046.7546 | 1049.2097 | 1320.6803 | 1394.3641 | 1568.5957 | 1551.5209 | 1592.1203 | 1414.8229 | 1350.1157 | 1300.1655
2050-09-21 | 1160.3515 | 1020.8912 | 856.1292 | 814.507 | 850.047 | 1044.6905 | 1227.4829 | 1299.9112 | 1396.7173 | 1229.6805 | 1132.031 | 1173.3248 | 1028.9242 | 1001.4967 | 954.1474 | 1155.332 | 1381.4837 | 1582.5537 | 1512.8931 | 1513.2219 | 1384.6231 | 1360.1821 | 1274.4888 | 1124.4233
2050-09-22 | 974.7072 | 876.8055 | 827.1127 | 806.4807 | 833.8081 | 1030.9 | 1225.7202 | 1290.8675 | 1347.6713 | 1184.407 | 1100.4247 | 1054.0682 | 964.182 | 910.5244 | 917.9182 | 1080.3172 | 1306.1846 | 1483.6446 | 1467.9623 | 1464.8241 | 1363.8036 | 1351.4319 | 1248.2083 | 1093.8796
2050-09-23 | 970.1351 | 891.2922 | 832.548 | 808.5972 | 835.5935 | 1049.9091 | 1220.3014 | 1293.7834 | 1422.5862 | 1113.5891 | 1059.2081 | 990.593 | 912.3205 | 922.065 | 1007.4351 | 1134.4531 | 1419.4468 | 1512.1047 | 1496.0994 | 1415.7843 | 1355.0205 | 1329.42 | 1270.3841 | 1133.83
2050-09-24 | 1005.1935 | 907.8313 | 849.3122 | 817.4788 | 824.0902 | 947.2019 | 1047.4095 | 1104.2852 | 1319.6218 | 1148.0207 | 1044.769 | 875.7822 | 823.9116 | 826.9044 | 806.8296 | 952.4113 | 1249.173 | 1427.1712 | 1465.3205 | 1386.3065 | 1422.9303 | 1304.627 | 1245.9716 | 1145.3432
2050-09-25 | 1009.357 | 907.7903 | 848.8239 | 818.2623 | 824.0079 | 907.752 | 1026.6704 | 1109.9102 | 1278.2492 | 1105.0152 | 1029.5627 | 997.6771 | 867.6568 | 877.2769 | 912.3043 | 1051.4121 | 1339.4915 | 1515.5268 | 1545.5033 | 1429.673 | 1453.6318 | 1388.8274 | 1229.2427 | 1136.8486
2050-09-26 | 947.8352 | 877.1455 | 840.9401 | 812.741 | 853.2253 | 955.3462 | 1104.3325 | 1103.3233 | 1275.5835 | 1205.1953 | 1290.8371 | 1188.5188 | 1181.9324 | 1059.1616 | 1317.3963 | 1171.8372 | 1364.3547 | 1511.6547 | 1524.2533 | 1559.4128 | 1541.3806 | 1384.6671 | 1284.7525 | 1172.1308
2050-09-27 | 1174.918 | 898.8464 | 850.21 | 807.9866 | 847.2634 | 943.1389 | 1090.2832 | 1108.5667 | 1269.8812 | 1195.8424 | 1278.4968 | 1258.7487 | 1242.0367 | 1079.918 | 1271.0319 | 1216.6576 | 1438.0553 | 1464.9145 | 1580.3664 | 1544.7695 | 1589.8966 | 1413.5241 | 1346.6485 | 1298.6422
2050-09-28 | 1149.6734 | 1007.3683 | 841.5887 | 800.6422 | 835.8367 | 1027.5296 | 1205.4947 | 1294.663 | 1380.2652 | 1190.7076 | 1085.123 | 1101.3485 | 991.1932 | 927.399 | 942.0185 | 1175.9545 | 1383.0012 | 1549.6465 | 1488.7829 | 1494.2974 | 1361.8414 | 1340.1693 | 1253.9625 | 1104.0392
2050-09-29 | 978.6299 | 878.5675 | 831.3333 | 809.8859 | 837.1723 | 1034.9628 | 1233.0348 | 1264.7203 | 1337.2372 | 1174.7002 | 1097.0476 | 1062.2683 | 996.5585 | 1006.2872 | 1037.0787 | 1187.1723 | 1391.9717 | 1531.1509 | 1483.0487 | 1472.8178 | 1369.6837 | 1357.9333 | 1251.8261 | 1100.018
2050-09-30 | 951.8434 | 876.7715 | 816.9769 | 794.2328 | 820.7967 | 1032.2281 | 1200.2449 | 1272.5737 | 1391.0046 | 1095.7022 | 1032.3103 | 1001.185 | 929.6947 | 907.8954 | 927.4893 | 1072.6727 | 1370.2148 | 1483.176 | 1467.8989 | 1392.3608 | 1336.7981 | 1312.2178 | 1245.4615 | 1112.6772
2050-10-01 | 948.3949 | 853.4468 | 794.1229 | 761.3168 | 756.6122 | 874.9209 | 953.0325 | 1036.9315 | 1255.2453 | 1114.3516 | 1021.7214 | 943.0823 | 822.8462 | 833.9563 | 878.4955 | 1027.7362 | 1264.2717 | 1422.6478 | 1452.9888 | 1334.4423 | 1371.6867 | 1257.4369 | 1187.5011 | 1084.2457
2050-10-02 | 948.0965 | 851.9642 | 792.5189 | 761.0794 | 755.2711 | 834.4178 | 933.0655 | 999.8932 | 1169.0104 | 987.1378 | 978.6954 | 1003.7373 | 864.4604 | 916.5544 | 943.3305 | 1068.1722 | 1312.874 | 1513.1879 | 1522.2594 | 1374.8143 | 1395.0501 | 1330.3297 | 1173.4572 | 1073.072
2050-10-03 | 891.2136 | 820.5677 | 783.9743 | 754.6065 | 783.5814 | 879.7072 | 1006.3611 | 1005.8607 | 1181.0811 | 1112.3019 | 1222.3811 | 1128.9983 | 1104.548 | 1009.5966 | 1231.6181 | 1109.5905 | 1317.0353 | 1479.4998 | 1499.9456 | 1504.4198 | 1485.6818 | 1326.6456 | 1224.0419 | 1099.3178
2050-10-04 | 1125.0485 | 853.6353 | 804.8675 | 760.9166 | 788.9467 | 881.069 | 1007.5441 | 1031.8836 | 1188.411 | 1089.06 | 1160.4526 | 1185.6789 | 1075.739 | 1042.4832 | 1219.1453 | 1209.6076 | 1411.9979 | 1455.8194 | 1575.4024 | 1503.9246 | 1549.503 | 1374.8027 | 1302.673 | 1241.0384
2050-10-05 | 1097.4167 | 961.6125 | 795.7949 | 753.0722 | 777.0739 | 965.1113 | 1131.9635 | 1232.2503 | 1313.0059 | 1177.3512 | 1084.6736 | 1157.1597 | 1022.6754 | 991.3608 | 1011.0284 | 1220.8764 | 1386.9336 | 1581.851 | 1488.3607 | 1452.4667 | 1326.4757 | 1304.4864 | 1210.4575 | 1044.3496
2050-10-06 | 924.0257 | 825.1356 | 777.6982 | 755.0841 | 770.946 | 963.5504 | 1139.9519 | 1187.1871 | 1281.5519 | 1176.8721 | 1097.8438 | 1146.1302 | 1123.9931 | 1006.7995 | 1025.8114 | 1166.8061 | 1357.3566 | 1511.8398 | 1463.7499 | 1418.2683 | 1320.1202 | 1305.7056 | 1199.3694 | 1031.9982
2050-10-07 | 912.9525 | 837.8095 | 778.5011 | 753.9634 | 769.3073 | 978.1821 | 1130.3377 | 1216.5915 | 1345.328 | 1104.5573 | 1044.2786 | 1085.1596 | 967.0395 | 995.1978 | 1069.4582 | 1206.3907 | 1428.6394 | 1512.4614 | 1483.9862 | 1366.9922 | 1304.1367 | 1280.6865 | 1214.5468 | 1066.278
2050-10-08 | 951.579 | 857.3386 | 798.2692 | 765.3949 | 761.189 | 879.4357 | 960.4889 | 1032.4838 | 1229.601 | 1074.6802 | 989.8042 | 869.1487 | 862.9123 | 938.4287 | 977.6443 | 1130.5933 | 1333.6 | 1485.0111 | 1462.9805 | 1336.4885 | 1374.0101 | 1260.4653 | 1197.8631 | 1094.1505
2050-10-09 | 948.1879 | 848.8793 | 789.0527 | 757.7575 | 752.3061 | 830.5466 | 931.8963 | 1003.0867 | 1170.2589 | 971.0664 | 936.1234 | 872.1172 | 771.3815 | 793.1146 | 850.3897 | 1010.6758 | 1313.8888 | 1521.394 | 1510.0716 | 1364.1921 | 1396.0421 | 1324.4533 | 1168.1471 | 1069.45
2050-10-10 | 888.6252 | 816.9082 | 781.342 | 756.6516 | 794.6903 | 915.6186 | 1052.9604 | 1050.4012 | 1204.7631 | 1118.7783 | 1193.4095 | 1079.2541 | 1065.2907 | 981.6306 | 1232.9595 | 1123.3729 | 1329.0163 | 1488.8035 | 1498.2056 | 1510.2004 | 1497.487 | 1334.9064 | 1233.8832 | 1112.5541
2050-10-11 | 1132.5791 | 858.3959 | 809.9672 | 765.6257 | 793.7322 | 886.8368 | 1016.6996 | 1039.3354 | 1193.6707 | 1099.3575 | 1173.4634 | 1147.6816 | 1066.1807 | 1012.8631 | 1148.9356 | 1151.5542 | 1410.998 | 1476.0768 | 1582.6233 | 1508.1185 | 1557.0268 | 1378.594 | 1310.9066 | 1255.0125
2050-10-12 | 1110.7359 | 971.3489 | 806.2247 | 762.7034 | 786.8611 | 976.9076 | 1144.5833 | 1239.5564 | 1330.9999 | 1195.2034 | 1103.7194 | 1185.3928 | 1116.7914 | 1131.9834 | 1141.9164 | 1320.2207 | 1496.2587 | 1626.373 | 1506.9447 | 1465.8781 | 1337.4657 | 1317.1172 | 1227.2103 | 1068.4011
2050-10-13 | 923.7464 | 827.2645 | 776.0394 | 753.5409 | 769.3778 | 961.6604 | 1141.4049 | 1210.9116 | 1307.1967 | 1197.1532 | 1115.4282 | 1155.3856 | 1276.1451 | 1079.8417 | 1073.4075 | 1165.6777 | 1381.2137 | 1537.3157 | 1462.9864 | 1419.6578 | 1315.6501 | 1302.3033 | 1198.2647 | 1041.5776
2050-10-14 | 917.445 | 839.5996 | 780.4086 | 755.666 | 771.0647 | 980.3002 | 1135.7468 | 1224.3036 | 1357.2228 | 1103.364 | 1067.4069 | 1119.5971 | 1029.7615 | 1026.1599 | 1122.9336 | 1260.0064 | 1468.3025 | 1548.4865 | 1488.3604 | 1370.4102 | 1308.2588 | 1282.9688 | 1217.0186 | 1075.3177
2050-10-15 | 956.4558 | 861.2749 | 802.4816 | 769.1766 | 764.4604 | 883.802 | 967.5169 | 1103.5707 | 1357.8192 | 1212.5422 | 1104.893 | 1044.3439 | 1078.5504 | 990.0118 | 986.4934 | 1142.7076 | 1388.06 | 1499.7186 | 1469.3263 | 1339.6556 | 1380.3365 | 1272.403 | 1200.2855 | 1100.3887
2050-10-16 | 948.7403 | 849.1 | 788.8588 | 757.6275 | 751.8198 | 829.9438 | 931.1022 | 1015.7758 | 1187.1994 | 998.4352 | 958.6221 | 969.5345 | 858.1257 | 879.1847 | 928.9235 | 1070.5287 | 1371.244 | 1550.3486 | 1513.5318 | 1364.7084 | 1393.9652 | 1326.5445 | 1166.8659 | 1068.3146
2050-10-17 | 892.9488 | 822.2179 | 785.7313 | 756.123 | 785.1225 | 881.5647 | 1014.653 | 1036.9604 | 1212.5784 | 1167.3842 | 1234.1875 | 1104.4252 | 1100.3576 | 1016.0639 | 1268.5785 | 1192.0192 | 1370.4795 | 1523.6199 | 1502.6501 | 1504.8038 | 1486.5237 | 1329.8543 | 1227.4717 | 1109.8353
2050-10-18 | 1123.8279 | 848.1753 | 799.0188 | 755.5157 | 783.4583 | 874.4539 | 1003.7741 | 1034.8883 | 1184.0878 | 1116.2221 | 1208.5431 | 1199.187 | 1090.0466 | 1031.2786 | 1138.375 | 1094.3507 | 1372.5588 | 1445.3049 | 1563.8444 | 1493.0202 | 1540.6843 | 1369.8856 | 1293.3265 | 1240.2563
2050-10-19 | 1085.6494 | 946.5774 | 779.6892 | 738.1998 | 761.9606 | 946.8954 | 1112.5801 | 1197.4106 | 1283.812 | 1136.6532 | 1065.4462 | 1124.1687 | 976.2346 | 975.3869 | 1022.4929 | 1255.7624 | 1419.1572 | 1578.1563 | 1463.0041 | 1433.0479 | 1300.9194 | 1281.5606 | 1186.2256 | 1034.0012
2050-10-20 | 929.1786 | 832.9791 | 782.7814 | 759.7666 | 775.7044 | 969.2856 | 1150.9515 | 1247.0878 | 1318.299 | 1181.4846 | 1115.7222 | 1117.3503 | 1042.4712 | 972.6302 | 1024.2973 | 1166.0717 | 1392.126 | 1544.4749 | 1473.027 | 1424.4184 | 1328.3964 | 1313.8374 | 1203.8209 | 1047.0212
2050-10-21 | 913.3242 | 836.6385 | 777.2186 | 752.5304 | 768.0636 | 976.6831 | 1131.757 | 1231.052 | 1363.3256 | 1102.4118 | 1036.3935 | 1024.1928 | 926.417 | 921.5431 | 1014.7603 | 1184.3606 | 1432.5194 | 1541.4944 | 1482.2533 | 1366.3469 | 1302.2223 | 1279.9586 | 1211.9269 | 1069.0215
2050-10-22 | 936.7523 | 842.1755 | 782.3076 | 750.6488 | 745.6467 | 861.215 | 943.8771 | 1031.151 | 1238.9617 | 1076.6258 | 989.611 | 887.694 | 835.9664 | 883.855 | 887.5352 | 1063.2652 | 1291.3665 | 1472.8204 | 1436.9863 | 1323.1604 | 1354.5557 | 1240.9995 | 1169.1605 | 1067.7129
2050-10-23 | 939.6947 | 841.3531 | 781.157 | 750.444 | 744.9099 | 821.6863 | 922.378 | 1013.2687 | 1190.0658 | 1042.2688 | 1030.7078 | 1073.9844 | 1084.5499 | 981.5431 | 1014.1544 | 1133.515 | 1395.3887 | 1564.2136 | 1503.2632 | 1353.3314 | 1388.2787 | 1314.7881 | 1159.7075 | 1064.1239
2050-10-24 | 881.9824 | 811.3743 | 773.544 | 744.8689 | 773.6861 | 867.7805 | 999.7357 | 1025.8122 | 1192.5884 | 1106.6564 | 1165.6708 | 1087.9905 | 1070.1883 | 995.3447 | 1311.8682 | 1232.0267 | 1374.7667 | 1509.4603 | 1481.678 | 1487.5606 | 1473.6897 | 1311.371 | 1211.4309 | 1093.7031
2050-10-25 | 1114.6629 | 838.7078 | 788.8771 | 746.1506 | 773.9415 | 862.9834 | 992.6496 | 1025.7176 | 1163.3444 | 1058.9447 | 1104.7938 | 1142.3277 | 1069.1463 | 1052.7569 | 1181.0886 | 1188.0113 | 1394.8662 | 1454.664 | 1548.0326 | 1477.1324 | 1530.923 | 1350.0978 | 1282.5394 | 1231.1823
2050-10-26 | 1093.1534 | 952.9787 | 786.5463 | 744.5319 | 768.3952 | 954.651 | 1120.6087 | 1220.2342 | 1296.4926 | 1134.3891 | 1042.849 | 1088.0348 | 965.534 | 985.9906 | 1005.391 | 1255.2445 | 1453.1183 | 1603.6305 | 1474.2799 | 1441.0738 | 1311.6539 | 1285.7827 | 1198.7737 | 1043.8552
2050-10-27 | 900.4427 | 803.4613 | 750.5411 | 729.9951 | 745.4506 | 932.8212 | 1112.7801 | 1178.2229 | 1256.6435 | 1117.7736 | 1033.1708 | 1067.8403 | 1046.3793 | 975.9691 | 1028.711 | 1186.0558 | 1384.9728 | 1518.0479 | 1420.9323 | 1389.0274 | 1280.5879 | 1265.7952 | 1162.4158 | 1005.2169
2050-10-28 | 901.9413 | 824.5966 | 764.3125 | 740.6893 | 755.9242 | 962.0517 | 1116.3743 | 1238.5324 | 1366.3203 | 1117.3746 | 1039.3405 | 1049.4051 | 1043.5481 | 1039.5101 | 1165.5137 | 1286.0441 | 1489.514 | 1554.2835 | 1461.8333 | 1341.8657 | 1290.49 | 1263.9919 | 1201.8286 | 1056.2652
2050-10-29 | 944.7254 | 849.9762 | 790.3584 | 757.9617 | 753.1883 | 870.3493 | 953.145 | 1072.7321 | 1315.14 | 1189.3682 | 1123.9724 | 1076.811 | 1129.8824 | 983.9454 | 995.9869 | 1151.9082 | 1385.2139 | 1507.3426 | 1450.4266 | 1331.5932 | 1366.5121 | 1251.6812 | 1182.5314 | 1081.448
2050-10-30 | 930.8284 | 831.9625 | 770.5634 | 740.7309 | 734.6527 | 809.2636 | 910.814 | 1022.3578 | 1182.5714 | 1029.163 | 1003.6113 | 1020.4505 | 987.541 | 924.8078 | 976.6625 | 1134.4061 | 1409.6104 | 1550.4926 | 1485.4603 | 1347.4806 | 1369.3487 | 1303.2001 | 1140.7003 | 1042.8792
2050-10-31 | 875.3731 | 807.0978 | 768.963 | 740.6387 | 769.3873 | 862.5992 | 994.3281 | 1044.5783 | 1231.6676 | 1151.9497 | 1221.2948 | 1078.5198 | 1165.7512 | 990.1213 | 1263.1506 | 1157.3634 | 1347.3157 | 1510.4926 | 1475.918 | 1489.477 | 1465.4685 | 1305.4721 | 1201.2832 | 1087.6724
2050-11-01 | 1091.4606 | 816.1954 | 770.844 | 726.2082 | 768.786 | 906.4459 | 1015.2427 | 1036.6801 | 1167.0227 | 1082.1268 | 1149.0614 | 1153.4054 | 1053.6329 | 964.3305 | 1122.6819 | 1158.8571 | 1382.8962 | 1444.2873 | 1542.7762 | 1453.4906 | 1464.2345 | 1297.1832 | 1250.6681 | 1205.9744
2050-11-02 | 1072.3597 | 930.8605 | 768.9573 | 725.0374 | 763.6864 | 998.8143 | 1143.8114 | 1276.9187 | 1318.0483 | 1130.4401 | 1035.8299 | 1089.9165 | 933.975 | 892.0516 | 940.4368 | 1191.1346 | 1403.3696 | 1594.6052 | 1469.6077 | 1417.3123 | 1246.6719 | 1234.782 | 1166.0683 | 1022.0137
2050-11-03 | 892.2613 | 792.8838 | 747.0308 | 723.4762 | 753.8447 | 992.9079 | 1152.3431 | 1205.6353 | 1279.6947 | 1130.4025 | 1055.6197 | 1071.404 | 998.6662 | 902.5203 | 971.008 | 1165.2691 | 1373.8797 | 1529.9185 | 1437.4976 | 1378.7517 | 1233.7559 | 1236.3044 | 1152.3907 | 1001.5327
2050-11-04 | 878.6288 | 799.4046 | 743.4682 | 718.3025 | 748.1469 | 1002.5172 | 1135.9653 | 1254.4739 | 1366.4642 | 1120.3685 | 1050.8456 | 1070.9267 | 1001.1138 | 919.0404 | 1018.4986 | 1171.1141 | 1420.3641 | 1515.8695 | 1451.7774 | 1318.2025 | 1214.7539 | 1209.0667 | 1158.4266 | 1030.0889
2050-11-05 | 906.9382 | 809.3142 | 752.9778 | 720.3596 | 730.4885 | 894.412 | 955.3165 | 1078.5618 | 1297.6097 | 1169.3416 | 1066.3616 | 1000.3222 | 995.6043 | 848.9769 | 868.7563 | 1021.731 | 1287.3111 | 1455.202 | 1413.7729 | 1280.9103 | 1272.9779 | 1174.7333 | 1125.4072 | 1032.4798
2050-11-06 | 901.0895 | 798.9023 | 741.4987 | 710.9454 | 719.8154 | 843.1049 | 922.8801 | 1020.243 | 1152.1025 | 956.0431 | 906.8755 | 924.6508 | 774.649 | 783.0363 | 834.178 | 991.0083 | 1282.3762 | 1497.2249 | 1464.6465 | 1304.056 | 1290.2287 | 1233.7499 | 1095.7984 | 1009.2759
2050-11-07 | 840.3289 | 767.5327 | 732.91 | 704.0903 | 747.3049 | 885.9235 | 995.8426 | 1022.2217 | 1174.9638 | 1121.6821 | 1239.2778 | 1132.6735 | 1265.2511 | 1091.5938 | 1339.0326 | 1188.2654 | 1337.524 | 1470.6324 | 1440.5656 | 1434.1438 | 1372.5972 | 1235.4368 | 1152.7606 | 1047.5556
2050-11-08 | 1104.498 | 827.7189 | 774.9716 | 711.697 | 731.1086 | 776.1301 | 799.3077 | 831.5659 | 1030.9458 | 935.541 | 1027.498 | 1004.3913 | 891.2169 | 787.4699 | 973.3312 | 1008.3121 | 1265.917 | 1359.3788 | 1446.3621 | 1352.1178 | 1368.4089 | 1237.5535 | 1190.069 | 1156.0951
2050-11-09 | 1027.6554 | 881.6389 | 713.1104 | 680.0756 | 721.84 | 948.3638 | 1091.0667 | 1202.5771 | 1241.3878 | 1054.7774 | 968.541 | 986.8075 | 858.3604 | 829.1543 | 921.8897 | 1181.5388 | 1374.4251 | 1515.6833 | 1397.0093 | 1353.8027 | 1181.8536 | 1178.9965 | 1104.0458 | 963.128
2050-11-10 | 857.5756 | 756.0988 | 705.9077 | 685.506 | 715.2359 | 946.3607 | 1102.7656 | 1179.9805 | 1255.7434 | 1112.1523 | 1027.9236 | 1041.3045 | 1128.72 | 931.2468 | 958.4303 | 1093.8907 | 1308.4274 | 1459.5747 | 1370.9484 | 1327.0154 | 1180.512 | 1177.6705 | 1091.5726 | 951.9946
2050-11-11 | 873.5658 | 795.1772 | 731.3777 | 688.6685 | 697.7895 | 863.219 | 905.1001 | 1016.8567 | 1194.49 | 967.2373 | 925.6301 | 930.6741 | 961.8359 | 833.1443 | 939.2173 | 1078.7211 | 1304.3577 | 1416.2656 | 1334.4467 | 1191.6896 | 1099.3165 | 1125.5324 | 1079.393 | 954.2837
2050-11-12 | 885.9326 | 784.8825 | 723.7273 | 699.9097 | 705.1964 | 865.8028 | 923.8073 | 1038.3976 | 1226.2186 | 1057.1784 | 985.5074 | 915.9738 | 863.5303 | 832.7039 | 841.8874 | 1002.649 | 1250.3336 | 1408.4867 | 1376.0353 | 1246.5701 | 1246.9938 | 1150.8488 | 1098.8527 | 1012.1714
2050-11-13 | 888.6246 | 786.8504 | 728.5132 | 699.5424 | 708.2934 | 829.1937 | 908.534 | 1007.1914 | 1149.1298 | 964.4835 | 899.3576 | 899.2351 | 785.4326 | 783.6378 | 835.8086 | 991.6332 | 1267.8923 | 1484.3763 | 1444.3442 | 1289.3343 | 1275.4688 | 1216.9776 | 1075.9658 | 991.5707
2050-11-14 | 839.3085 | 766.5179 | 731.6455 | 702.9228 | 746.1177 | 884.4923 | 994.3102 | 1032.2308 | 1176.9304 | 1057.8319 | 1124.9531 | 989.7217 | 962.2386 | 832.6138 | 1132.0467 | 1106.968 | 1311.8449 | 1452.0022 | 1433.9714 | 1431.8333 | 1370.324 | 1228.8719 | 1145.4009 | 1041.1546
2050-11-15 | 1085.1755 | 806.6212 | 760.5848 | 716.7356 | 759.1541 | 894.8335 | 1002.5007 | 1058.6729 | 1194.6273 | 1095.0308 | 1162.2295 | 1175.9384 | 1118.8567 | 975.346 | 1200.4475 | 1171.457 | 1396.954 | 1439.9283 | 1525.9366 | 1443.5656 | 1446.4457 | 1285.6571 | 1235.4062 | 1192.9488
2050-11-16 | 1047.5027 | 905.9461 | 742.2604 | 700.3872 | 738.6218 | 968.596 | 1112.5111 | 1244.7134 | 1289.7339 | 1132.4025 | 1061.3733 | 1140.035 | 1116.3418 | 996.729 | 1041.6079 | 1279.4702 | 1438.719 | 1559.1641 | 1425.9752 | 1382.2742 | 1206.7497 | 1205.464 | 1132.6332 | 982.287
2050-11-17 | 867.7214 | 769.9372 | 720.7362 | 699.1975 | 729.1578 | 963.145 | 1121.2836 | 1220.1701 | 1274.5322 | 1131.2061 | 1081.9178 | 1100.7119 | 1225.3784 | 1089.6043 | 1085.878 | 1184.5315 | 1375.2117 | 1499.0791 | 1396.7794 | 1343.8857 | 1198.9935 | 1202.1276 | 1119.6443 | 971.1271
2050-11-18 | 862.881 | 782.725 | 725.5568 | 701.3098 | 731.237 | 982.2199 | 1115.1802 | 1258.1132 | 1376.6625 | 1099.9423 | 1007.2521 | 1011.0075 | 1005.8394 | 890.0663 | 1031.6721 | 1199.9554 | 1413.6445 | 1498.6724 | 1422.4628 | 1292.8444 | 1192.28 | 1185.5159 | 1134.9478 | 1003.6308
2050-11-19 | 900.7454 | 803.2606 | 746.531 | 714.7043 | 724.571 | 887.4479 | 948.5334 | 1082.6854 | 1293.7821 | 1155.1024 | 1055.2773 | 1004.2548 | 1081.4391 | 968.4301 | 1015.3603 | 1137.8149 | 1348.253 | 1457.5918 | 1403.9439 | 1269.746 | 1269.536 | 1165.4862 | 1124.3954 | 1028.7863
2050-11-20 | 901.3738 | 799.4316 | 741.8231 | 711.157 | 720.027 | 843.3835 | 923.7103 | 1067.0338 | 1220.4475 | 1014.4618 | 1016.9405 | 1049.8297 | 1091.4369 | 1024.5564 | 1053.1263 | 1166.6177 | 1401.4566 | 1535.3569 | 1465.8543 | 1308.5998 | 1291.1919 | 1242.2543 | 1100.1416 | 1013.7611
2050-11-21 | 839.6397 | 766.3838 | 731.5019 | 702.7901 | 745.9828 | 884.3297 | 994.1379 | 1065.102 | 1230.6531 | 1166.5225 | 1268.6576 | 1173.8652 | 1306.0309 | 1167.0188 | 1312.6835 | 1215.0019 | 1367.0036 | 1471.2279 | 1438.4332 | 1430.6118 | 1376.2528 | 1236.0232 | 1153.3951 | 1045.6636
2050-11-22 | 1078.5882 | 799.8361 | 753.3142 | 710.0225 | 744.0791 | 878.355 | 987.4826 | 1072.655 | 1214.1963 | 1125.9797 | 1189.1485 | 1211.5165 | 1263.2686 | 1155.0258 | 1276.1677 | 1187.3291 | 1387.1427 | 1402.9543 | 1508.2853 | 1436.6797 | 1439.3599 | 1283.6448 | 1229.7834 | 1185.6933
2050-11-23 | 1035.6154 | 893.2598 | 728.7362 | 687.8458 | 725.8689 | 953.3127 | 1096.592 | 1252.8526 | 1347.0021 | 1196.0032 | 1068.7798 | 1114.8869 | 1143.7174 | 1066.1404 | 1033.1286 | 1245.612 | 1413.4939 | 1542.9461 | 1404.6855 | 1363.3812 | 1192.5342 | 1183.6429 | 1117.2036 | 971.6378
2050-11-24 | 879.5978 | 778.3476 | 722.0618 | 684.3078 | 699.5338 | 857.5532 | 950.727 | 1057.6266 | 1196.4317 | 1071.5727 | 994.7759 | 1016.5347 | 1121.9598 | 1061.4509 | 958.1255 | 1126.2849 | 1321.4371 | 1461.503 | 1357.2774 | 1333.0687 | 1190.7512 | 1193.1843 | 1085.3473 | 941.7487
2050-11-25 | 831.2406 | 748.1812 | 685.8892 | 671.3069 | 704.1151 | 949.432 | 1080.428 | 1226.3074 | 1340.3922 | 1065.8678 | 994.3653 | 1020.0702 | 1115.1113 | 993.0581 | 1014.347 | 1142.6983 | 1374.6041 | 1450.2208 | 1375.3254 | 1256.8134 | 1153.8695 | 1149.4584 | 1098.4801 | 968.2452
2050-11-26 | 875.7393 | 779.1144 | 720.6505 | 690.4993 | 699.9534 | 857.3958 | 917.0839 | 1059.1034 | 1270.7701 | 1127.8371 | 1005.4071 | 973.6332 | 1056.6517 | 910.5647 | 918.8052 | 1070.1327 | 1280.0688 | 1407.0896 | 1362.358 | 1241.9238 | 1231.5585 | 1130.7824 | 1078.1727 | 989.8744
2050-11-27 | 877.9412 | 776.5 | 717.2527 | 688.4725 | 696.9525 | 815.5815 | 894.2051 | 1035.8375 | 1194.7789 | 1029.0334 | 994.6314 | 1011.2338 | 1042.6818 | 975.0375 | 974.6236 | 1081.8653 | 1336.5369 | 1489.1169 | 1426.5191 | 1278.4202 | 1258.6431 | 1201.8737 | 1064.1013 | 978.7369
2050-11-28 | 825.0702 | 752.2772 | 716.386 | 688.8332 | 731.7912 | 867.2201 | 976.0033 | 1042.4825 | 1198.3122 | 1130.3084 | 1222.5348 | 1110.9197 | 1219.9511 | 958.1627 | 1244.8721 | 1148.8637 | 1316.2376 | 1441.5961 | 1412.8344 | 1410.7816 | 1351.3788 | 1210.8393 | 1126.4782 | 1020.1064
2050-11-29 | 1063.1324 | 784.8713 | 737.2788 | 695.2165 | 737.2731 | 868.4535 | 975.2686 | 1059.7048 | 1177.9506 | 1081.0105 | 1147.4832 | 1148.6136 | 1163.9738 | 995.4461 | 1179.9653 | 1165.9519 | 1373.6202 | 1402.5545 | 1488.6117 | 1411.3828 | 1417.3081 | 1255.2416 | 1202.4568 | 1161.3669
2050-11-30 | 1034.6378 | 892.2955 | 727.6331 | 686.8814 | 724.8888 | 952.0394 | 1094.9626 | 1267.6072 | 1347.6645 | 1206.0406 | 1115.5889 | 1157.2896 | 1209.4854 | 1183.6486 | 1140.7141 | 1221.0874 | 1402.9067 | 1540.3835 | 1403.2141 | 1362.3429 | 1189.4069 | 1187.556 | 1115.3165 | 972.7445
2050-12-01 | 844.6164 | 742.9292 | 690.7829 | 667.4579 | 694.9562 | 898.9829 | 1036.8702 | 1134.9879 | 1203.4663 | 1083.2798 | 1003.2331 | 1000.9221 | 1085.0148 | 983.3437 | 904.0464 | 1043.6351 | 1229.6046 | 1389.1679 | 1301.0437 | 1279.2617 | 1154.5996 | 1166.2512 | 1090.6982 | 955.3357
2050-12-02 | 825.7856 | 746.0428 | 686.1469 | 661.5569 | 688.6984 | 908.1397 | 1020.7899 | 1179.2687 | 1300.5294 | 1069.4991 | 995.7546 | 1005.4883 | 1089.9182 | 1062.5592 | 1091.8236 | 1067.9841 | 1275.6004 | 1380.3999 | 1315.9974 | 1220.6229 | 1154.9146 | 1141.5602 | 1105.124 | 976.8342
2050-12-03 | 864.9176 | 768.9881 | 709.573 | 677.2937 | 688.4205 | 829.4531 | 876.3094 | 998.6232 | 1196.3012 | 1027.3954 | 879.8412 | 823.275 | 793.752 | 770.0799 | 804.677 | 983.264 | 1176.2066 | 1336.4251 | 1306.2351 | 1204.2544 | 1222.6591 | 1125.5466 | 1084.3726 | 1001.4096
2050-12-04 | 862.0631 | 761.2652 | 700.5792 | 670.7152 | 680.6901 | 783.9071 | 851.837 | 984.4017 | 1113.8194 | 938.1437 | 891.8094 | 913.2924 | 930.1633 | 845.7602 | 870.5059 | 986.8761 | 1236.5451 | 1396.1034 | 1356.7509 | 1228.5362 | 1235.3837 | 1187.7942 | 1068.0872 | 985.348
2050-12-05 | 820.0188 | 748.1347 | 710.9562 | 679.5444 | 720.5542 | 830.1943 | 919.9848 | 988.6456 | 1140.7772 | 1033.5379 | 1096.0763 | 977.5688 | 1008.3499 | 843.4732 | 1129.6463 | 1021.5885 | 1222.0588 | 1373.4447 | 1350.7068 | 1364.9928 | 1337.2853 | 1205.0506 | 1134.3132 | 1040.9187
2050-12-06 | 1044.0544 | 766.629 | 716.7561 | 672.4188 | 712.0558 | 814.6511 | 901.6463 | 985.4758 | 1095.3317 | 1005.6645 | 1020.2292 | 1029.9376 | 971.702 | 841.6098 | 1020.2251 | 1009.6073 | 1247.9168 | 1302.6536 | 1406.7464 | 1348.5432 | 1384.1349 | 1229.0607 | 1191.4619 | 1161.2163
2050-12-07 | 1017.9843 | 875.2081 | 708.8231 | 665.5706 | 701.4885 | 900.8139 | 1024.3655 | 1188.5355 | 1240.821 | 1084.0307 | 946.0313 | 1002.3714 | 1038.2496 | 884.189 | 929.5944 | 1128.7788 | 1299.6142 | 1444.7349 | 1322.7928 | 1306.386 | 1158.5627 | 1161.876 | 1106.145 | 971.3436
2050-12-08 | 845.7918 | 744.0667 | 692.0001 | 668.5844 | 696.1024 | 900.3627 | 1038.3457 | 1157.5578 | 1239.8783 | 1125.6944 | 1033.7919 | 1075.5835 | 1152.7601 | 1128.7855 | 1104.8406 | 1146.8386 | 1283.0305 | 1401.9029 | 1303.1973 | 1283.9961 | 1176.2154 | 1182.1497 | 1105.5661 | 958.1941
2050-12-09 | 844.2014 | 763.8357 | 704.9451 | 678.5289 | 705.9664 | 928.9266 | 1043.018 | 1200.5816 | 1309.0251 | 1068.2132 | 978.3409 | 989.8349 | 1069.7325 | 1017.7144 | 1028.9289 | 1125.1463 | 1340.1708 | 1416.4648 | 1345.9348 | 1239.6164 | 1175.7707 | 1169.2465 | 1128.8782 | 1001.3622
2050-12-10 | 880.9543 | 784.4843 | 726.1735 | 692.6779 | 704.0154 | 848.0967 | 896.2644 | 1044.2268 | 1236.4216 | 1092.9672 | 970.9445 | 930.1085 | 1006.2268 | 890.5114 | 910.3665 | 1024.245 | 1228.0303 | 1370.8194 | 1333.9956 | 1227.0671 | 1242.5819 | 1149.693 | 1113.7537 | 1023.7649
2050-12-11 | 882.1145 | 780.8471 | 721.6197 | 690.2598 | 700.6095 | 807.609 | 877.022 | 1012.8448 | 1139.5067 | 980.4844 | 919.569 | 931.2762 | 950.0342 | 789.0731 | 841.4116 | 1005.6883 | 1281.4597 | 1437.5027 | 1391.848 | 1257.1755 | 1258.4392 | 1215.7425 | 1089.4719 | 1013.0979
2050-12-12 | 820.6066 | 748.7034 | 711.5648 | 680.1076 | 721.1273 | 830.8842 | 920.7225 | 995.298 | 1142.3133 | 1070.5059 | 1130.9599 | 1032.2086 | 1173.8495 | 978.6363 | 1213.3676 | 1096.5288 | 1248.9521 | 1373.1712 | 1352.726 | 1366.8545 | 1343.0315 | 1204.5046 | 1139.3839 | 1041.7318
2050-12-13 | 1050.7751 | 773.1326 | 723.7154 | 678.8599 | 718.6092 | 822.5399 | 910.0821 | 993.6573 | 1127.404 | 1013.1118 | 1044.9802 | 1049.5131 | 1046.3982 | 851.3354 | 1007.4012 | 971.2911 | 1225.6926 | 1307.1854 | 1418.1535 | 1355.5732 | 1394.8899 | 1236.2651 | 1201.4524 | 1171.8749
2050-12-14 | 1015.7282 | 873.1804 | 706.6533 | 663.5624 | 699.4452 | 898.3543 | 1021.7353 | 1181.84 | 1238.4992 | 1087.4281 | 959.7854 | 1004.9414 | 967.6372 | 840.3168 | 864.1534 | 1083.7053 | 1253.9844 | 1430.2039 | 1320.8578 | 1300.235 | 1157.6299 | 1154.9827 | 1097.4894 | 964.4672
2050-12-15 | 849.4456 | 747.8007 | 695.9957 | 672.2825 | 699.865 | 904.8921 | 1043.1891 | 1164.22 | 1223.4153 | 1076.6916 | 975.6528 | 986.1359 | 1064.479 | 847.244 | 840.9064 | 998.8448 | 1203.2255 | 1374.0494 | 1308.2788 | 1274.4034 | 1163.1886 | 1165.2885 | 1106.4588 | 962.2445
2050-12-16 | 846.2135 | 765.9687 | 708.1223 | 681.5475 | 709.106 | 932.7061 | 1047.0595 | 1210.5636 | 1298.0723 | 1030.7624 | 936.1041 | 958.2185 | 961.7855 | 827.5014 | 890.7892 | 1057.7641 | 1300.6411 | 1400.0367 | 1352.4396 | 1246.3586 | 1171.2302 | 1165.9583 | 1127.9471 | 1005.563
2050-12-17 | 873.5463 | 777.2598 | 718.4633 | 685.6332 | 696.9225 | 839.4043 | 886.9895 | 1046.0059 | 1216.9267 | 1047.8985 | 931.6286 | 884.576 | 949.5931 | 809.8194 | 819.6281 | 939.5212 | 1173.7393 | 1346.6868 | 1321.1637 | 1217.4527 | 1233.6591 | 1138.833 | 1100.0174 | 1013.6913
2050-12-18 | 882.1114 | 780.6667 | 721.3374 | 689.9784 | 700.3327 | 807.4472 | 876.8406 | 1023.3898 | 1154.5391 | 980.0487 | 941.5241 | 956.9806 | 986.4516 | 950.7239 | 893.8511 | 1032.7701 | 1282.8147 | 1438.6529 | 1391.6141 | 1255.8845 | 1260.9953 | 1219.3319 | 1094.6199 | 1012.8642
2050-12-19 | 829.5249 | 757.3336 | 720.7997 | 688.6549 | 729.8236 | 841.3526 | 931.9168 | 1021.3937 | 1191.2706 | 1129.9976 | 1157.8219 | 1037.0293 | 1196.2232 | 1155.2515 | 1257.047 | 1109.2692 | 1267.7055 | 1377.6352 | 1368.264 | 1380.7562 | 1351.7095 | 1224.1247 | 1154.5139 | 1054.069
2050-12-20 | 1053.9438 | 776.1989 | 726.9966 | 681.8967 | 721.699 | 826.2594 | 914.0595 | 1016.4734 | 1152.0695 | 1093.4997 | 1148.3615 | 1099.8814 | 1162.4835 | 1087.5082 | 1122.8972 | 1062.7732 | 1273.1347 | 1316.3163 | 1422.9182 | 1365.2403 | 1398.7637 | 1249.0183 | 1214.2339 | 1176.3993
2050-12-21 | 1029.3048 | 886.1628 | 720.5454 | 676.42 | 712.5271 | 914.1019 | 1038.5748 | 1206.6535 | 1253.44 | 1084.1835 | 962.1724 | 1006.6385 | 1029.8584 | 874.7124 | 869.0454 | 1081.0571 | 1246.1797 | 1436.0932 | 1343.2285 | 1315.3497 | 1178.8609 | 1174.8397 | 1116.0524 | 981.7675
2050-12-22 | 838.6346 | 737.1307 | 684.6077 | 661.711 | 689.0986 | 892.0842 | 1029.5673 | 1156.3215 | 1206.1099 | 1069.2114 | 965.9468 | 993.0618 | 1082.8167 | 946.685 | 844.9085 | 972.982 | 1185.2473 | 1350.8013 | 1290.9684 | 1264.6247 | 1141.3365 | 1157.485 | 1087.2063 | 947.7309
2050-12-23 | 823.8254 | 744.085 | 683.9235 | 659.5134 | 686.8793 | 906.1961 | 1018.7691 | 1181.3443 | 1276.9899 | 1019.7876 | 917.5083 | 934.5113 | 969.476 | 778.5591 | 855.7219 | 989.0042 | 1238.3887 | 1351.2838 | 1314.3611 | 1214.1662 | 1140.0045 | 1132.4853 | 1099.8481 | 974.1822
2050-12-24 | 862.6379 | 766.6982 | 707.1581 | 675.0653 | 685.8953 | 826.6337 | 873.466 | 1028.6153 | 1200.1655 | 1044.1385 | 924.9196 | 870.3869 | 965.358 | 873.1976 | 789.4888 | 928.6351 | 1146.9143 | 1292.3202 | 1303.3265 | 1207.2045 | 1220.3208 | 1125.6959 | 1083.0128 | 997.6919
2050-12-25 | 863.4696 | 760.0083 | 699.9966 | 664.5662 | 664.0176 | 750.3637 | 835.4927 | 993.4731 | 1105.5323 | 904.8707 | 865.5597 | 900.9619 | 953.4489 | 972.2202 | 844.6863 | 961.3626 | 1214.3811 | 1378.3716 | 1335.7776 | 1197.1113 | 1237.8172 | 1194.9321 | 1061.7585 | 982.7061
2050-12-26 | 818.6413 | 749.4608 | 705.7788 | 661.0729 | 687.5611 | 727.2562 | 779.7601 | 850.1618 | 1077.3005 | 1054.0041 | 1121.7211 | 981.1546 | 1084.0213 | 1001.6767 | 1243.5282 | 1088.9892 | 1209.0991 | 1321.5519 | 1302.0057 | 1342.8422 | 1334.3981 | 1192.0549 | 1107.5145 | 994.5913
2050-12-27 | 1017.8656 | 737.1924 | 682.1421 | 647.0107 | 690.0783 | 788.1951 | 873.356 | 971.0726 | 1068.9896 | 968.7408 | 993.0388 | 1007.0975 | 1085.9975 | 879.774 | 985.846 | 921.6281 | 1173.4769 | 1249.479 | 1368.1439 | 1320.2567 | 1353.7552 | 1197.4698 | 1162.0061 | 1130.7959
2050-12-28 | 995.6799 | 853.6548 | 685.8543 | 644.3863 | 679.9346 | 874.8678 | 996.6204 | 1166.8721 | 1228.6636 | 1061.2392 | 971.2354 | 1023.0486 | 1052.2779 | 1034.3573 | 939.9437 | 1083.7463 | 1235.2012 | 1395.5433 | 1285.8363 | 1272.2865 | 1134.0052 | 1140.9964 | 1072.8038 | 939.7636
2050-12-29 | 821.2443 | 720.6142 | 667.086 | 645.6612 | 672.7794 | 872.2869 | 1008.3233 | 1136.2603 | 1192.0621 | 1069.9669 | 918.4977 | 922.9823 | 1019.1241 | 815.2047 | 791.7243 | 936.4699 | 1144.8837 | 1305.9243 | 1261.6248 | 1238.9027 | 1124.6315 | 1122.4971 | 1065.9873 | 915.9175
2050-12-30 | 816.7058 | 737.7907 | 677.374 | 653.1822 | 680.5482 | 898.4723 | 1010.4937 | 1192.8263 | 1304.0724 | 1051.5387 | 966.1743 | 985.5543 | 1043.5217 | 1021.0098 | 1001.4183 | 1037.7133 | 1231.1006 | 1345.8628 | 1301.8953 | 1209.764 | 1139.6904 | 1134.4549 | 1088.7417 | 957.2392
2050-12-31 | 829.2434 | 739.9658 | 678.2164 | 648.3851 | 657.4305 | 803.9323 | 883.4271 | 1070.0125 | 1199.5042 | 959.6084 | 829.657 | 837.3446 | 887.0301 | 658.0199 | 708.8437 | 876.0482 | 1163.0344 | 1299.7717 | 1298.2255 | 1216.9428 | 1160.7265 | 1121.4053 | 1076.4038 | 955.8127