## Assumptions Summary
2020-2021 Location-Based Forecasts
This workbook presents the IGP location-based forecasts. The Scenarios worksheet describes the DBESS, DGPV, EE, and EV load layers that correspond to each scenario. The forecasts include the Base Load, DGPV, DBESS, Managed EV Charging, Energy Efficiency, and the Forecasted Load Growth for Scenario 1.
Version History
Date | Version | Description
2021-10-08 | 1 | First Release of the Draft Location-Based Forecasts Workbooks
Worksheet Descriptions
Worksheet | Category | Description | Source
Assumptions Summary | Assumptions Summary | Includes Workbook Version History, Worksheet Descriptions, and References | HECO
Glossary | Glossary | Definitions of All Acronyms and Common Terms Used in the Workbook | HECO
References | References | Provides Links to All Pertinent and Related Documents and Workbooks | HECO
Scenarios | Scenarios | Scenarios for Current Exisiting Modeling Cases | HECO
Demand Forecast by Circuit | Demand Forecast | Demand Forecast by Circuit Base Forecast | HECO
Demand Forecast by Transformer |  | Demand Forecast by Substation Transformer Base Forecast | HECO
DBESS Forecast | DER Forecasts | Distributed Battery Energy Storage Systems (DBESS) Base Forecast | HECO
DGPV Forecast |  | Distributed Generation Photovoltaic Systems (DGPV) Base Forecast | HECO
Energy Efficiency Forecast | Energy Efficiency Forecast | Energy Efficiency (EE) Base Forecast | HECO
Managed EV Charging | Managed EV Forecast | Managed Electric Vehicle (EV) Charging Base Forecast | HECO
Forecasted Load Growth | Other Base Load Forecasts | Forecasted Load Growth Base Forecast | HECO
Base Load |  | Base Load | HECO

## Glossary
Glossary |  | Return to Assumptions Summary
Acronym/ Terminology | Definition
8760 | 365 days/year x 24 hours/day = 8760 hours/year
Base Load | Created using historical load data and serves as the basis for creating the location-based forecasts
CBRE Phase 2 Small Projects | Community Based Renewable Energy Phase 2 small projects < 250 kW
CGS | Customer Grid Supply
CGS+ | Customer Grid Supply Plus
Conductor Overload Violation | Circuit condition exceeding thermal rating of conductors
CSS | Customer Self Supply
DBESS | Distributed Battery Energy Storage System
DER | Distributed Energy Resources
DER/BESS | Combined DER and DBESS
DGPV | Distributed Generation Photovoltaics
DR | Demand Response
EDR | Emergency Demand Response
EE | Energy Efficiency
EoT | Electrification of Transportation
EV | Electric Vehicle
Executed DER | DER that has been installed and energized on the system
Fct | Forecast, Forecasted
FIT | Feed-In Tariff
Gross Load | Load Without the Impacts of DER
Historical Peak Demand | Peak load determined using the historical data for the circuit or transformer
LDV | Light Duty Vehicle
LTC | Load Tap Changer
Managed Charging | Charging during hours of higher renewable penetration and lower system cost through rates and/or demand response (DR) programs
MVA | Megavolt-amperes. Unit of Apparent Power
MW | Megawatt, Unit of Real Power/ Capacity
NEM | Net Energy Metering
NEM+ | Net Energy Metering Plus
Net Load | Underlying Load Plus the Impacts of DGPV, DBESS, EE, and EV, Load Layers
PPA | Power Purchase Agreement
PV | Utility-scale Photovoltaic Generator
Rating | Represents the Assumed Power (MW) Produced in Every Hour
Schedule-G | General Service Non-Demand Rate (Small Commercial Customer)
Schedule-J | General Service Demand Rate (Medium Commercial Customer)
Schedule-P | Large Power Service Rate (Large Commercial Customer)
Schedule-R | Residential Service Rate (Residential Customer)
SE | Smart Export
Service Requests | Request for electrical service including location and estimated demand information
SIA | Standard Interconnection Agreement
Solar | Utility-scale Photovoltaic Generator
Total Anticipated DER | Executed DER + Forecasted DER
Underlying Load | Load based on customer-level sales forecast
Voltage Violation | Circuit condition where voltage exceeds (low and/or high) tariff limits

## References
References |  | Return to Assumptions Summary
Source | Materials
Revised Draft IGP Inputs and Assumptions Document, August 3, 2021 | https://www.hawaiianelectric.com/documents/clean_energy_hawaii/integrated_grid_planning/20210803_heco_submittal_of_igp_inputs_and_assum_and_der_hosting_capacity.pdf
Revised Draft IGP Inputs and Assumptions Document, August 19, 2021 | https://www.hawaiianelectric.com/documents/clean_energy_hawaii/integrated_grid_planning/stakeholder_engagement/working_groups/forecast_assumptions/20210819_heco_submittal_of_revised_igp_inputs_and_assumptions.pdf
Revised Draft Oahu IGP Inputs and Assumptions Workbooks 3, August 3, 2021 | https://www.hawaiianelectric.com/documents/clean_energy_hawaii/integrated_grid_planning/Revised%202021-08-03%20Draft%20Oahu%20Inputs%20Workbook%203.xlsx
Revised Draft Oahu IGP Inputs and Assumptions Workbooks 4, August 3, 2021 | https://www.hawaiianelectric.com/documents/clean_energy_hawaii/integrated_grid_planning/Revised%202021-08-03%20Draft%20Oahu%20Inputs%20Workbook%204.xlsx
Revised Draft Hawaii IGP Inputs and Assumptions Workbooks 3, August 3, 2021 | https://www.hawaiianelectric.com/documents/clean_energy_hawaii/integrated_grid_planning/Revised%202021-08-03%20Draft%20Hawaii%20Island%20Inputs%20Workbook%203.xlsx
Revised Draft Hawaii IGP Inputs and Assumptions Workbooks 4, August 3, 2021 | https://www.hawaiianelectric.com/documents/clean_energy_hawaii/integrated_grid_planning/Revised%202021-08-03%20Draft%20Hawaii%20Island%20Inputs%20Workbook%204.xlsx
Revised Draft Maui IGP Inputs and Assumptions Workbooks 3, August 3, 2021 | https://www.hawaiianelectric.com/documents/clean_energy_hawaii/integrated_grid_planning/Revised%202021-08-03%20Draft%20Maui%20Inputs%20Workbook%203.xlsx
Revised Draft Maui IGP Inputs and Assumptions Workbooks 4, August 3, 2021 | https://www.hawaiianelectric.com/documents/clean_energy_hawaii/integrated_grid_planning/Revised%202021-08-03%20Draft%20Maui%20Inputs%20Workbook%204.xlsx
Revised Draft Molokai IGP Inputs and Assumptions Workbooks 3, August 3, 2021 | https://www.hawaiianelectric.com/documents/clean_energy_hawaii/integrated_grid_planning/Revised%202021-08-03%20Draft%20Molokai%20Inputs%20Workbook%203.xlsx
Revised Draft Molokai IGP Inputs and Assumptions Workbooks 4, August 3, 2021 | https://www.hawaiianelectric.com/documents/clean_energy_hawaii/integrated_grid_planning/Revised%202021-08-03%20Draft%20Molokai%20Inputs%20Workbook%204.xlsx
Revised Draft Lanai IGP Inputs and Assumptions Workbooks 3, August 3, 2021 | https://www.hawaiianelectric.com/documents/clean_energy_hawaii/integrated_grid_planning/Revised%202021-08-03%20Draft%20Lanai%20Inputs%20Workbook%203.xlsx
Revised Draft Lanai IGP Inputs and Assumptions Workbooks 4, August 3, 2021 | https://www.hawaiianelectric.com/documents/clean_energy_hawaii/integrated_grid_planning/Revised%202021-08-03%20Draft%20Lanai%20Inputs%20Workbook%204.xlsx
Revised Draft IGP Inputs and Assumptions Document, March 30, 2021 | https://www.hawaiianelectric.com/documents/clean_energy_hawaii/integrated_grid_planning/stakeholder_engagement/working_groups/forecast_assumptions/20210330_wg_fa_deliverable_draft.pdf
Revised Draft IGP Grid Needs Assessment & Solution Evaluation Methodology Document, March 30, 2021 | https://www.hawaiianelectric.com/documents/clean_energy_hawaii/integrated_grid_planning/stakeholder_engagement/working_groups/solution_evaluation_and_optimization/20210330_wg_seo_deliverable_draft.pdf
IGP DER Forecast - Oahu, January 29, 2020 | https://www.hawaiianelectric.com/documents/clean_energy_hawaii/integrated_grid_planning/stakeholder_engagement/working_groups/forecast_assumptions/HE_DER_forecast_IGP.xlsx
IGP DER Forecast - Hawaii, January 29, 2020 | https://www.hawaiianelectric.com/documents/clean_energy_hawaii/integrated_grid_planning/stakeholder_engagement/working_groups/forecast_assumptions/HL_DER_forecast_IGP.xlsx
IGP DER Forecast - Maui (Maui BESS Included from Slide 31), January 29, 2020 | https://www.hawaiianelectric.com/documents/clean_energy_hawaii/integrated_grid_planning/stakeholder_engagement/working_groups/forecast_assumptions/ME_DER_forecast_IGP.xlsx
Distribution Planning Methodology | https://www.hawaiianelectric.com/documents/clean_energy_hawaii/integrated_grid_planning/stakeholder_engagement/working_groups/distribution_planning/20200602_dpwg_distribution_planning_methodology.pdf

## Scenarios
|  |  | Forecast Types |  |  |  | Return to Assumptions Summary
No. | Modeling Case | Purpose | DER Forecast | EV Forecast | EE Forecast | TOU Load Shape
1 | Base | Reference Case | Base Forecast | Base Forecast | Base Forecast | Managed EV Charging
2 | High Load Customer Technology Adoption Bookend | Understand the impact of customer adoption of technologies for DER, electric vehicles, energy efficiency, and time-of-use rates that lead to higher loads. | Low Forecast | High Forecast | Low Forecast | Unmanaged EV Charging
3 | Low Load Customer Technology Adoption Bookend | Understand the impact of customer adoption of technologies for DER, electric vehicles, energy efficiency, and time-of-use rates that leads to lower loads. | High Forecast | Low Forecast | High Forecast | Managed EV Charging

## Demand Forecast by Circuit
Return to Assumptions Summary
Demand Forecast by Circuit - Base Forecast
The Demand Forecast by Circuit shows the net peak forecast by year in megawatts (MW) for each circuit for 2021-2030. For Maui, this forecast is the sum of the Base Load, Distributed Battery Energy Storage Systems (DBESS), Distributed Generation Photovoltaic Systems (DGPV), Energy Efficiency (EE), Electric Vehicle (EV), and the Forecasted Load Growth layers. The corresponding substation transformer that feeds each distribution circuit is shown. The Equipment Rating (MVA) is the thermal rating under normal conditions of the main conductor out of the substation.
Demand Forecast Peak (MW)
Substation Transformer | Circuit | Equipment Rating (MVA) | 2021 | 2022 | 2023 | 2024 | 2025 | 2026 | 2027 | 2028 | 2029 | 2030
Haiku | 1358 | 7.214 | 2.931 | 2.5817 | 2.2907 | 2.1242 | 1.9629 | 1.8243 | 1.7162 | 1.5867 | 1.4952 | 1.3818
Haiku | 1361 | 7.214 | 1.4783 | 1.3674 | 1.276 | 1.2265 | 1.179 | 1.1361 | 1.1055 | 1.0641 | 1.0412 | 1.0058
Haleakala | 1275 | 1.7653 | 0.81483 | 0.80831 | 0.80359 | 0.80276 | 0.80229 | 0.80048 | 0.80103 | 0.7984 | 0.80089 | 0.79924
Hana 1 | 537 | 2.1408 | 0.28412 | 0.2549 | 0.23162 | 0.22101 | 0.21123 | 0.20077 | 0.19548 | 0.18433 | 0.18281 | 0.174
Hana 1 | 6528 | 2.1408 | 0.5237 | 0.5137 | 0.50579 | 0.50236 | 0.49923 | 0.49572 | 0.49414 | 0.4903 | 0.49015 | 0.48718
Hana 2 | 10277 | 2.1408 | 0.029635 | 0.011134 | -0.0035877 | -0.01022 | -0.016322 | -0.02292 | -0.026174 | -0.033241 | -0.03405 | -0.039609
Hana Plantation | Hana Plantation | 5.2917 | 0.18568 | 0.18207 | 0.17909 | 0.17746 | 0.1759 | 0.1745 | 0.17348 | 0.17214 | 0.17136 | 0.17021
Huelo | Huelo 74A | 1.0184 | 3.4585 | 3.4339 | 3.4133 | 3.4013 | 3.3896 | 3.3798 | 3.3718 | 3.3627 | 3.3558 | 3.3478
Kahului 3 | 1264 | 7.6675 | 3.9936 | 3.8221 | 3.6828 | 3.6123 | 3.5458 | 3.4816 | 3.4413 | 3.3767 | 3.3527 | 3.2993
Kahului 3 | 1265 | 7.6675 | 0.92778 | 0.51816 | 0.17751 | -0.015896 | -0.20297 | -0.36486 | -0.48955 | -0.6415 | -0.74535 | -0.87803
Kahului 4 | 4048 | 2.4066 | 0.88532 | 0.70961 | 0.56266 | 0.47706 | 0.39386 | 0.32352 | 0.26705 | 0.20212 | 0.1527 | 0.09524
Kahului 5 | 4049 | 1.9454 | 0.43414 | 0.28605 | 0.16205 | 0.089448 | 0.018832 | -0.040608 | -0.088709 | -0.14339 | -0.18587 | -0.23439
Kahului 6 | 4050 | 2.1904 | -0.0037849 | -0.069885 | -0.12502 | -0.15674 | -0.1875 | -0.2138 | -0.2345 | -0.25897 | -0.27667 | -0.29819
Kailua | Kailua | 1.0808 | 0.56665 | 0.56385 | 0.56159 | 0.5605 | 0.55947 | 0.55844 | 0.55784 | 0.55678 | 0.55648 | 0.55562
Kamole Weir | 4028 | 2.6299 | 4.1565 | 4.1375 | 4.1223 | 4.1156 | 4.1094 | 4.1027 | 4.0994 | 4.0921 | 4.0915 | 4.0858
Kanaha 1 | 1347 | 10.281 | 0.56413 | 0.24066 | -0.02665 | -0.17401 | -0.31575 | -0.44177 | -0.53416 | -0.65468 | -0.72677 | -0.83044
Kanaha 1 | 1348 | 10.281 | 2.5147 | 2.4194 | 2.34 | 2.2946 | 2.2505 | 2.2127 | 2.1832 | 2.1479 | 2.123 | 2.092
Kanaha 2 | 1244 | 11.1449 | 2.1779 | 1.9226 | 1.7104 | 1.59 | 1.4735 | 1.3727 | 1.2951 | 1.2004 | 1.1358 | 1.0532
Kanaha 2 | 1245 | 11.1449 | 1.2017 | 1.0188 | 0.86781 | 0.78501 | 0.70544 | 0.63436 | 0.5827 | 0.51452 | 0.47469 | 0.41618
Kanaha 3 | 1304 | 11.1233 | 2.7462 | 2.4939 | 2.2818 | 2.1555 | 2.0323 | 1.9301 | 1.8452 | 1.7523 | 1.6751 | 1.5919
Kanaha 3 | 1305 | 11.1233 | 5.6841 | 5.3581 | 5.0864 | 4.9306 | 4.7796 | 4.6501 | 4.5488 | 4.428 | 4.3419 | 4.2359
Kaonoulu 4 | 1596 | 10.281 | -0.093078 | -0.71965 | -1.2414 | -1.5394 | -1.828 | -2.0763 | -2.2695 | -2.5018 | -2.6646 | -2.868
Kaonoulu 4 | 1597 | 10.281 | 2.2199 | 2.0663 | 1.9367 | 1.8582 | 1.7812 | 1.7185 | 1.6649 | 1.6085 | 1.5583 | 1.5073
Kauhikoa | 1295 | 4.3197 | 0.054961 | -0.094265 | -0.21671 | -0.28192 | -0.34423 | -0.40142 | -0.44092 | -0.49679 | -0.52495 | -0.5722
Keanae | Keanae | 0.49883 | 3.2286 | 3.2215 | 3.2159 | 3.2134 | 3.211 | 3.2085 | 3.2073 | 3.2046 | 3.2043 | 3.2022
Kihei 1 | 1253 | 8.5315 | 4.871 | 4.6129 | 4.3994 | 4.2812 | 4.1674 | 4.0667 | 3.9923 | 3.8962 | 3.8375 | 3.7547
Kihei 1 | 1254 | 6.9116 | 1.7033 | 1.164 | 0.71475 | 0.45794 | 0.20923 | -0.00467 | -0.17128 | -0.37115 | -0.51185 | -0.68699
Kihei 2 | 1384 | 8.5315 | 5.3748 | 4.7317 | 4.1887 | 3.859 | 3.5362 | 3.2732 | 3.048 | 2.8119 | 2.6008 | 2.3871
Kihei 2 | 1385 | 8.5315 | 1.6627 | 1.4182 | 1.2189 | 1.1164 | 1.0191 | 0.92688 | 0.86703 | 0.77509 | 0.7369 | 0.66037
Kihei 3 | 1473 | 11.1233 | 4.3755 | 3.9144 | 3.5256 | 3.291 | 3.0615 | 2.8735 | 2.7141 | 2.5446 | 2.3965 | 2.2437
Kihei 4 | 1515 | 11.1233 | -0.44947 | -1.4055 | -2.2098 | -2.6909 | -3.1606 | -3.5485 | -3.8731 | -4.2248 | -4.522 | -4.8377
Kuau | 4066 | 3.7107 | 2.9717 | 2.8636 | 2.7727 | 2.7183 | 2.6652 | 2.6214 | 2.5847 | 2.5449 | 2.5113 | 2.4756
Kuihelani | 1653 | 10.281 | 1.2314 | 0.59092 | 0.051679 | -0.27166 | -0.58751 | -0.84776 | -1.0664 | -1.302 | -1.5029 | -1.7147
Kuihelani | 1708 | 10.281 | 3.0542 | 2.743 | 2.4817 | 2.3271 | 2.1763 | 2.0507 | 1.9473 | 1.8326 | 1.7394 | 1.637
Kula | 1237 | 11.1233 | 2.1031 | 1.6733 | 1.314 | 1.1051 | 0.90204 | 0.73013 | 0.59246 | 0.43363 | 0.31349 | 0.17305
Kula | 1238 | 11.1233 | -0.14497 | -0.56535 | -0.91826 | -1.1273 | -1.331 | -1.5007 | -1.6406 | -1.7955 | -1.9215 | -2.0598
Kula Ag Park | 1322 | 11.1233 | 1.2261 | 1.1513 | 1.0881 | 1.0499 | 1.0125 | 0.98198 | 0.95597 | 0.92848 | 0.90424 | 0.87941
Lahaina 1 | 1225 | 6.566 | 1.0927 | 0.99478 | 0.9139 | 0.86952 | 0.82686 | 0.78878 | 0.76107 | 0.72454 | 0.70316 | 0.67181
Lahaina 1 | 1226 | 6.566 | 3.7658 | 3.704 | 3.6537 | 3.628 | 3.6036 | 3.5803 | 3.5654 | 3.5422 | 3.5328 | 3.5135
Lahaina 2 | 1390 | 9.2442 | 3.5974 | 3.1907 | 2.8518 | 2.6579 | 2.47 | 2.3086 | 2.1827 | 2.032 | 1.9254 | 1.7933
Lahaina 4 | 1221 | 6.566 | 2.0215 | 1.6832 | 1.403 | 1.2468 | 1.6162 | 1.4837 | 1.3847 | 1.2589 | 1.1796 | 1.0708
Lahaina 4 | 1223 | 3.6718 | 2.2306 | 1.806 | 1.4491 | 1.2367 | 1.0295 | 0.8576 | 0.71491 | 0.55853 | 0.42895 | 0.28896
Lahaina 5 | 1397 | 9.2442 | 4.2405 | 4.1731 | 4.1208 | 4.101 | 4.0837 | 4.0612 | 4.0543 | 4.0282 | 4.0334 | 4.014
Lahaina 5 | 1398 | 11.1233 | -0.49496 | -1.0579 | -1.5289 | -1.8033 | -1.3781 | -1.6036 | -1.7847 | -1.9927 | -2.1514 | -2.3356
Lower Nahiku | Lower Nahiku | 3.0553 | 6.4202 | 6.4178 | 6.416 | 6.4154 | 6.4148 | 6.414 | 6.4138 | 6.4129 | 6.4131 | 6.4124
Maalaea | 1285 | 7.214 | 1.0724 | 0.86449 | 0.6999 | 0.62796 | 0.56227 | 0.48903 | 0.45537 | 0.37573 | 0.3714 | 0.30947
Maalaea | 1286 | 7.214 | 7.4133 | 7.2452 | 7.1046 | 7.0226 | 6.943 | 6.8757 | 6.8216 | 6.7595 | 6.7121 | 6.6571
Mahinahina 1 | 1219 | 10.1298 | 0.64444 | 0.24751 | -0.075758 | -0.24158 | -0.39876 | -0.5483 | -0.64473 | -0.79405 | -0.85484 | -0.97896
Mahinahina 2 | 1380 | 9.2442 | 4.3765 | 4.2937 | 4.2252 | 4.1874 | 4.151 | 4.1187 | 4.095 | 4.0641 | 4.0455 | 4.019
Mahinahina 2 | 1381 | 9.2442 | -0.61472 | -0.978 | -1.2786 | -1.4455 | -1.6063 | -1.7483 | -1.8536 | -1.9888 | -2.0723 | -2.189
Makawao | 1234 | 5.7884 | 1.5489 | 1.4273 | 1.3253 | 1.265 | 1.2063 | 1.1573 | 1.117 | 1.0722 | 1.0361 | 0.99609
Makawao | 1235 | 4.7517 | 3.2949 | 3.1001 | 2.9376 | 2.8438 | 2.7528 | 2.6752 | 2.6139 | 2.5418 | 2.489 | 2.4255
Makawao | 1236 | 5.7884 | -0.14577 | -0.34928 | -0.51578 | -0.6032 | -0.68646 | -0.76394 | -0.81609 | -0.89242 | -0.928 | -0.99213
Maui Hardwoods | 1615 | 10.3674 | 3.2679 | 3.2398 | 3.216 | 3.2014 | 3.1871 | 3.1755 | 3.1655 | 3.1552 | 3.1456 | 3.1362
Napili 1 | 1232 | 10.281 | 2.8668 | 2.7488 | 2.6547 | 2.6117 | 2.5721 | 2.5297 | 2.5082 | 2.4632 | 2.4568 | 2.4212
Napili 2 | 1420 | 10.281 | 1.4813 | 1.2154 | 0.99486 | 0.87103 | 0.7515 | 0.647 | 0.56799 | 0.46919 | 0.40493 | 0.31916
Napili 2 | 1421 | 10.281 | 1.269 | 1.1023 | 0.96515 | 0.89136 | 0.82071 | 0.75649 | 0.71131 | 0.64898 | 0.61582 | 0.56282
Onehee | 4055 | 1.4411 | 0.38993 | 0.19791 | 0.037246 | -0.056541 | -0.14772 | -0.22467 | -0.28665 | -0.35758 | -0.41202 | -0.47486
Onehee | 4056 | 1.4411 | 1.6669 | 1.5881 | 1.5222 | 1.4838 | 1.4464 | 1.4148 | 1.3894 | 1.3603 | 1.338 | 1.3122
Paia Mauka | 4042 | 2.6299 | 1.0965 | 0.90151 | 0.73888 | 0.64536 | 0.55469 | 0.47713 | 0.41614 | 0.34393 | 0.29184 | 0.22837
Peahi | 1294 | 4.3197 | 3.2919 | 3.12 | 2.9763 | 2.8924 | 2.8109 | 2.742 | 2.6866 | 2.6231 | 2.5745 | 2.5183
Pukalani 1 | 1282 | 9.2442 | 0.27246 | -0.18408 | -0.56601 | -0.78874 | -1.0052 | -1.1881 | -1.3352 | -1.5039 | -1.6328 | -1.7822
Pukalani 1 | 1283 | 9.2442 | 1.3661 | 1.354 | 1.3451 | 1.3432 | 1.3419 | 1.3384 | 1.3391 | 1.3342 | 1.3382 | 1.335
Pukalani 3 | 1308 | 11.1233 | 0.97444 | 0.38629 | -0.11167 | -0.41743 | -0.71734 | -0.95933 | -1.1701 | -1.3855 | -1.5864 | -1.7827
Pukalani 3 | 1309 | 9.2442 | 4.4964 | 4.427 | 4.3691 | 4.3358 | 4.3034 | 4.2758 | 4.254 | 4.2283 | 4.2097 | 4.1871
Puukolii 1 | 1270 | 8.5315 | 2.9641 | 2.1591 | 1.4828 | 1.0807 | 0.68842 | 0.36279 | 0.092826 | -0.20364 | -0.44844 | -0.71371
Puukolii 2 | 1272 | 8.5315 | 0.95599 | 0.48632 | 0.09386 | -0.13385 | -0.35498 | -0.54263 | -0.69231 | -0.86597 | -0.99601 | -1.1494
Puukolii 2 | 1273 | 8.5315 | 5.2804 | 5.2551 | 5.2349 | 5.2259 | 5.2176 | 5.2086 | 5.2042 | 5.1945 | 5.1936 | 5.186
Puukolii 3 | 1657 | 8.5315 | 0.48828 | 0.26262 | 0.079888 | -0.011025 | -0.096642 | -0.18052 | -0.23154 | -0.31676 | -0.34512 | -0.41499
Spreckelsville | 4043 | 1.2249 | 2.5704 | 2.4213 | 2.2958 | 2.2205 | 2.147 | 2.0864 | 2.0356 | 1.9807 | 1.934 | 1.8847
Waiehu | 1378 | 10.281 | 2.927 | 2.6236 | 2.3705 | 2.225 | 2.0839 | 1.9633 | 1.8684 | 1.756 | 1.675 | 1.5763
Waiehu | 1379 | 10.281 | 1.3776 | 0.84419 | 0.39637 | 0.13117 | -0.12731 | -0.34267 | -0.52011 | -0.71671 | -0.87653 | -1.0521
Waiinu 2 | 1266 | 6.566 | 1.3521 | 1.1778 | 1.0332 | 0.95186 | 0.87335 | 0.8048 | 0.75285 | 0.6881 | 0.64571 | 0.58946
Waiinu 2 | 1267 | 7.6675 | 2.6831 | 2.5821 | 2.4992 | 2.4546 | 2.4119 | 2.3731 | 2.3458 | 2.3081 | 2.2882 | 2.2561
Waiinu 3 | 1492 | 9.2442 | 7.5782 | 7.4042 | 7.2614 | 7.1854 | 7.1128 | 7.0461 | 7.0002 | 6.935 | 6.9023 | 6.8472
Waiinu 3 | 1493 | 11.1233 | -0.0010587 | -1.2002 | -1.55 | -2.1433 | -2.3421 | -2.8253 | -3.2209 | -3.6631 | -4.0171 | -4.4111
Waiinu 5 | 2030 | 2.6299 | 3.7188 | 3.6696 | 3.6287 | 3.6055 | 3.5831 | 3.5636 | 3.5487 | 3.5304 | 3.518 | 3.5021
Waikapu | 1636 | 7.8835 | 5.3943 | 5.3379 | 5.2971 | 5.2899 | 5.2859 | 5.2702 | 5.275 | 5.2522 | 5.2738 | 5.2595
Wailea 1 | 1280 | 9.5034 | 2.0822 | 1.6306 | 1.2566 | 1.0485 | 0.84802 | 0.67127 | 0.53963 | 0.37158 | 0.26664 | 0.12141
Wailea 1 | 1281 | 8.5315 | 4.4269 | 4.2976 | 4.1925 | 4.1389 | 4.0883 | 4.0397 | 4.0088 | 3.9601 | 3.9412 | 3.9009
Wailea 2 | 1320 | 8.5315 | 2.117 | 1.7258 | 1.4015 | 1.2203 | 1.0455 | 0.89209 | 0.77697 | 0.63149 | 0.53878 | 0.41278
Wailea 2 | 1321 | 8.5315 | 2.6061 | 2.5642 | 2.5334 | 2.5263 | 2.5214 | 2.5092 | 2.5109 | 2.4941 | 2.507 | 2.4961
Wailea 3 | 1395 | 8.5315 | 0.91741 | 0.81428 | 0.73159 | 0.69263 | 0.65638 | 0.61893 | 0.59853 | 0.55934 | 0.55114 | 0.51975
Wailea 3 | 1396 | 8.5315 | 1.9963 | 1.8637 | 1.7529 | 1.6883 | 1.6256 | 1.5726 | 1.53 | 1.481 | 1.4437 | 1.4004
Wailea 4 | 1517 | 8.5315 | 3.4935 | 3.1004 | 2.7699 | 2.5729 | 2.3806 | 2.2214 | 2.0889 | 1.9441 | 1.8235 | 1.6938
Wailea 4 | 1518 | 8.5315 | 0.60665 | 0.32956 | 0.10122 | -0.023018 | -0.14221 | -0.24948 | -0.32637 | -0.4298 | -0.48788 | -0.57627
Wailuku 1 | 4037 | 2.2337 | 0.85819 | 0.72783 | 0.61859 | 0.5544 | 0.49193 | 0.43951 | 0.39685 | 0.34874 | 0.31083 | 0.26807
Wailuku 2 | 4031 | 2.2337 | 2.028 | 1.9383 | 1.8639 | 1.8221 | 1.7817 | 1.7464 | 1.7197 | 1.6864 | 1.6646 | 1.6356
Wailuku 3 | 1290 | 10.281 | 3.0363 | 2.4213 | 1.902 | 1.5865 | 1.2775 | 1.0259 | 0.81028 | 0.5846 | 0.3822 | 0.17784
Wailuku 4 | 1447 | 10.281 | 0.75785 | 0.31389 | -0.056916 | -0.27165 | -0.48011 | -0.65731 | -0.79823 | -0.96243 | -1.0844 | -1.2293
Wailuku Heights | 493 | 3.7107 | 1.2422 | 1.1091 | 0.99805 | 0.93435 | 0.87262 | 0.81971 | 0.77824 | 0.72892 | 0.69364 | 0.65034
Wailuku Heights | 529 | 3.7107 | 0.0072345 | -0.087191 | -0.16491 | -0.20694 | -0.24721 | -0.28366 | -0.30952 | -0.3448 | -0.36402 | -0.39408
Waipio | Waipio 74B | 1.0184 | 0.42345 | 0.41143 | 0.40139 | 0.3956 | 0.38999 | 0.3852 | 0.38142 | 0.37697 | 0.37373 | 0.36981

## Demand Forecast by Transformer
Return to Assumptions Summary
Demand Forecast by Transformer - Base Forecast
The Demand Forecast by Substation Transformer shows the demand forecast by year in megawatts (MW) for each substation transformer for 2021-2030. For Maui, the forecast for each substation transformer is the sum of the Demand Forecast Peaks for each of the distribution circuits that are fed by that transformer. The Equipment Rating (MW) is the largest nameplate capacity rating of the substation transformer.
Demand Forecast Peak (MW)
Substation Transformer | Equipment Rating (MVA) | 2021 | 2022 | 2023 | 2024 | 2025 | 2026 | 2027 | 2028 | 2029 | 2030
Haiku | 9.375 | 4.4093 | 3.9491 | 3.5667 | 3.3507 | 3.1418 | 2.9604 | 2.8217 | 2.6508 | 2.5364 | 2.3876
Haleakala | 0.45 | 0.81483 | 0.80831 | 0.80359 | 0.80276 | 0.80229 | 0.80048 | 0.80103 | 0.7984 | 0.80089 | 0.79924
Hana 1 | 1.5 | 0.80781 | 0.7686 | 0.7374 | 0.72337 | 0.71046 | 0.69648 | 0.68961 | 0.67463 | 0.67296 | 0.66118
Hana 2 | 1 | 0.029635 | 0.011134 | -0.0035877 | -0.01022 | -0.016322 | -0.02292 | -0.026174 | -0.033241 | -0.03405 | -0.039609
Hana Plantation | 0.3 | 0.18568 | 0.18207 | 0.17909 | 0.17746 | 0.1759 | 0.1745 | 0.17348 | 0.17214 | 0.17136 | 0.17021
Huelo | 0.167 | 3.4585 | 3.4339 | 3.4133 | 3.4013 | 3.3896 | 3.3798 | 3.3718 | 3.3627 | 3.3558 | 3.3478
Kahului 3 | 12.5 | 4.9214 | 4.3402 | 3.8603 | 3.5965 | 3.3428 | 3.1167 | 2.9518 | 2.7352 | 2.6074 | 2.4213
Kahului 4 | 2.5 | 0.88532 | 0.70961 | 0.56266 | 0.47706 | 0.39386 | 0.32352 | 0.26705 | 0.20212 | 0.1527 | 0.09524
Kahului 5 | 2.5 | 0.43414 | 0.28605 | 0.16205 | 0.089448 | 0.018832 | -0.040608 | -0.088709 | -0.14339 | -0.18587 | -0.23439
Kahului 6 | 2.5 | -0.0037849 | -0.069885 | -0.12502 | -0.15674 | -0.1875 | -0.2138 | -0.2345 | -0.25897 | -0.27667 | -0.29819
Kailua | 0.15 | 0.56665 | 0.56385 | 0.56159 | 0.5605 | 0.55947 | 0.55844 | 0.55784 | 0.55678 | 0.55648 | 0.55562
Kamole Weir | 2.5 | 4.1565 | 4.1375 | 4.1223 | 4.1156 | 4.1094 | 4.1027 | 4.0994 | 4.0921 | 4.0915 | 4.0858
Kanaha 1 | 12.5 | 3.0788 | 2.6601 | 2.3133 | 2.1205 | 1.9348 | 1.771 | 1.6491 | 1.4932 | 1.3962 | 1.2615
Kanaha 2 | 12.5 | 3.3795 | 2.9414 | 2.5782 | 2.375 | 2.179 | 2.007 | 1.8778 | 1.7149 | 1.6105 | 1.4694
Kanaha 3 | 12.5 | 8.4303 | 7.852 | 7.3682 | 7.0861 | 6.8119 | 6.5802 | 6.394 | 6.1803 | 6.017 | 5.8278
Kaonoulu 4 | 16 | 2.1268 | 1.3467 | 0.69535 | 0.31875 | -0.046736 | -0.35786 | -0.60466 | -0.89325 | -1.1063 | -1.3607
Kauhikoa | 2.5 | 0.054961 | -0.094265 | -0.21671 | -0.28192 | -0.34423 | -0.40142 | -0.44092 | -0.49679 | -0.52495 | -0.5722
Keanae | 0.3 | 3.2286 | 3.2215 | 3.2159 | 3.2134 | 3.211 | 3.2085 | 3.2073 | 3.2046 | 3.2043 | 3.2022
Kihei 1 | 12.5 | 6.5744 | 5.7769 | 5.1141 | 4.7391 | 4.3767 | 4.062 | 3.821 | 3.525 | 3.3257 | 3.0677
Kihei 2 | 12.5 | 7.0375 | 6.1499 | 5.4076 | 4.9754 | 4.5553 | 4.2001 | 3.915 | 3.587 | 3.3377 | 3.0475
Kihei 3 | 12.5 | 4.3755 | 3.9144 | 3.5256 | 3.291 | 3.0615 | 2.8735 | 2.7141 | 2.5446 | 2.3965 | 2.2437
Kihei 4 | 12.5 | -0.44947 | -1.4055 | -2.2098 | -2.6909 | -3.1606 | -3.5485 | -3.8731 | -4.2248 | -4.522 | -4.8377
Kuau | 2.5 | 2.9717 | 2.8636 | 2.7727 | 2.7183 | 2.6652 | 2.6214 | 2.5847 | 2.5449 | 2.5113 | 2.4756
Kuihelani | 16 | 4.2856 | 3.3339 | 2.5334 | 2.0554 | 1.5888 | 1.2029 | 0.88089 | 0.5306 | 0.23649 | -0.077673
Kula | 9.375 | 1.9581 | 1.108 | 0.39577 | -0.022213 | -0.42896 | -0.77059 | -1.0481 | -1.3619 | -1.608 | -1.8868
Kula Ag Park | 12.5 | 1.2261 | 1.1513 | 1.0881 | 1.0499 | 1.0125 | 0.98198 | 0.95597 | 0.92848 | 0.90424 | 0.87941
Lahaina 1 | 9.375 | 4.8585 | 4.6988 | 4.5676 | 4.4975 | 4.4304 | 4.3691 | 4.3265 | 4.2667 | 4.236 | 4.1854
Lahaina 2 | 12.5 | 3.5974 | 3.1907 | 2.8518 | 2.6579 | 2.47 | 2.3086 | 2.1827 | 2.032 | 1.9254 | 1.7933
Lahaina 4 | 9.375 | 4.2521 | 3.4891 | 2.852 | 2.4834 | 2.6457 | 2.3413 | 2.0996 | 1.8174 | 1.6086 | 1.3597
Lahaina 5 | 12.5 | 3.7455 | 3.1151 | 2.5919 | 2.2977 | 2.7056 | 2.4576 | 2.2696 | 2.0354 | 1.8819 | 1.6784
Lower Nahiku | 0.167 | 6.4202 | 6.4178 | 6.416 | 6.4154 | 6.4148 | 6.414 | 6.4138 | 6.4129 | 6.4131 | 6.4124
Maalaea | 9.375 | 8.4856 | 8.1097 | 7.8045 | 7.6506 | 7.5053 | 7.3647 | 7.277 | 7.1352 | 7.0835 | 6.9666
Mahinahina 1 | 12.5 | 0.64444 | 0.24751 | -0.075758 | -0.24158 | -0.39876 | -0.5483 | -0.64473 | -0.79405 | -0.85484 | -0.97896
Mahinahina 2 | 12.5 | 3.7618 | 3.3157 | 2.9466 | 2.7419 | 2.5448 | 2.3705 | 2.2414 | 2.0753 | 1.9732 | 1.8299
Makawao | 9.375 | 4.6979 | 4.1782 | 3.7472 | 3.5057 | 3.2727 | 3.0686 | 2.9148 | 2.7216 | 2.5971 | 2.4295
Maui Hardwoods | 4.687 | 3.2679 | 3.2398 | 3.216 | 3.2014 | 3.1871 | 3.1755 | 3.1655 | 3.1552 | 3.1456 | 3.1362
Napili 1 | 12.5 | 2.8668 | 2.7488 | 2.6547 | 2.6117 | 2.5721 | 2.5297 | 2.5082 | 2.4632 | 2.4568 | 2.4212
Napili 2 | 12.5 | 2.7503 | 2.3177 | 1.96 | 1.7624 | 1.5722 | 1.4035 | 1.2793 | 1.1182 | 1.0207 | 0.88199
Onehee | 2.5 | 2.0568 | 1.786 | 1.5595 | 1.4272 | 1.2987 | 1.1902 | 1.1028 | 1.0028 | 0.92598 | 0.83737
Paia Mauka | 2.5 | 1.0965 | 0.90151 | 0.73888 | 0.64536 | 0.55469 | 0.47713 | 0.41614 | 0.34393 | 0.29184 | 0.22837
Peahi | 2.5 | 3.2919 | 3.12 | 2.9763 | 2.8924 | 2.8109 | 2.742 | 2.6866 | 2.6231 | 2.5745 | 2.5183
Pukalani 1 | 12.5 | 1.6386 | 1.1699 | 0.77911 | 0.55447 | 0.3367 | 0.15033 | 0.003874 | -0.16966 | -0.29467 | -0.44716
Pukalani 3 | 9.375 | 5.4709 | 4.8133 | 4.2575 | 3.9184 | 3.5861 | 3.3165 | 3.084 | 2.8428 | 2.6232 | 2.4044
Puukolii 1 | 12.5 | 2.9641 | 2.1591 | 1.4828 | 1.0807 | 0.68842 | 0.36279 | 0.092826 | -0.20364 | -0.44844 | -0.71371
Puukolii 2 | 12.5 | 6.2364 | 5.7414 | 5.3288 | 5.0921 | 4.8626 | 4.666 | 4.5119 | 4.3286 | 4.1976 | 4.0366
Puukolii 3 | 12.5 | 0.48828 | 0.26262 | 0.079888 | -0.011025 | -0.096642 | -0.18052 | -0.23154 | -0.31676 | -0.34512 | -0.41499
Spreckelsville | 2.5 | 2.5704 | 2.4213 | 2.2958 | 2.2205 | 2.147 | 2.0864 | 2.0356 | 1.9807 | 1.934 | 1.8847
Waiehu | 9.375 | 4.3047 | 3.4678 | 2.7669 | 2.3562 | 1.9566 | 1.6206 | 1.3483 | 1.0393 | 0.79847 | 0.52419
Waiinu 2 | 12.5 | 4.0352 | 3.76 | 3.5324 | 3.4065 | 3.2853 | 3.1779 | 3.0987 | 2.9962 | 2.9339 | 2.8456
Waiinu 3 | 12.5 | 7.5771 | 6.204 | 5.7114 | 5.0422 | 4.7707 | 4.2209 | 3.7793 | 3.2719 | 2.8852 | 2.4361
Waiinu 5 | 2.5 | 3.7188 | 3.6696 | 3.6287 | 3.6055 | 3.5831 | 3.5636 | 3.5487 | 3.5304 | 3.518 | 3.5021
Waikapu | 3.75 | 5.3943 | 5.3379 | 5.2971 | 5.2899 | 5.2859 | 5.2702 | 5.275 | 5.2522 | 5.2738 | 5.2595
Wailea 1 | 12.5 | 6.5092 | 5.9282 | 5.449 | 5.1874 | 4.9363 | 4.711 | 4.5485 | 4.3317 | 4.2079 | 4.0223
Wailea 2 | 12.5 | 4.7231 | 4.2899 | 3.9349 | 3.7466 | 3.567 | 3.4013 | 3.2878 | 3.1256 | 3.0458 | 2.9089
Wailea 3 | 12.5 | 2.9137 | 2.678 | 2.4845 | 2.381 | 2.282 | 2.1915 | 2.1285 | 2.0403 | 1.9949 | 1.9202
Wailea 4 | 12.5 | 4.1002 | 3.4299 | 2.8711 | 2.5498 | 2.2384 | 1.9719 | 1.7625 | 1.5143 | 1.3356 | 1.1175
Wailuku 1 | 1.5 | 0.85819 | 0.72783 | 0.61859 | 0.5544 | 0.49193 | 0.43951 | 0.39685 | 0.34874 | 0.31083 | 0.26807
Wailuku 2 | 2.5 | 2.028 | 1.9383 | 1.8639 | 1.8221 | 1.7817 | 1.7464 | 1.7197 | 1.6864 | 1.6646 | 1.6356
Wailuku 3 | 12.5 | 3.0363 | 2.4213 | 1.902 | 1.5865 | 1.2775 | 1.0259 | 0.81028 | 0.5846 | 0.3822 | 0.17784
Wailuku 4 | 9.375 | 0.75785 | 0.31389 | -0.056916 | -0.27165 | -0.48011 | -0.65731 | -0.79823 | -0.96243 | -1.0844 | -1.2293
Wailuku Heights | 3.75 | 1.2495 | 1.0219 | 0.83314 | 0.72741 | 0.6254 | 0.53604 | 0.46872 | 0.38412 | 0.32962 | 0.25626
Waipio | 0.25 | 0.42345 | 0.41143 | 0.40139 | 0.3956 | 0.38999 | 0.3852 | 0.38142 | 0.37697 | 0.37373 | 0.36981

## DBESS Forecast
Return to Assumptions Summary
Distributed Battery Energy Storage Systems (DBESS) - Base Forecast
Distributed Energy Resources (DER) include Distributed Generation Photovoltaic (DGPV) and Distributed Battery Energy Storage Systems (DBESS). The DBESS Load layer represents the impacts of future behind the meter battery energy storage systems paired with PV systems in the DGPV Load layer for residential and commercial customers. The peak incremental amount added in megawatts (MW) to each distribution circuit per year for the DBESS Load layer is shown for 2021-2030.
Amount Added Per Year (MW)
Substation Transformer | Circuit | 2021 | 2022 | 2023 | 2024 | 2025 | 2026 | 2027 | 2028 | 2029 | 2030
Haiku | 1358 | -0.13745 | -0.13918 | -0.10246 | -0.059946 | -0.060458 | -0.060387 | -0.058538 | -0.059013 | -0.058678 | -0.057429
Haiku | 1361 | -0.039902 | -0.040403 | -0.029742 | -0.017402 | -0.01755 | -0.01753 | -0.016993 | -0.017131 | -0.017034 | -0.016671
Haleakala | 1275 | 0 | 0 | 0 | 0 | 0 | 0 | 0 | 0 | 0 | 0
Hana 1 | 537 | -0.0077538 | -0.0078513 | -0.0057796 | -0.0033815 | -0.0034104 | -0.0034064 | -0.0033021 | -0.0033289 | -0.00331 | -0.0032395
Hana 1 | 6528 | -0.0024281 | -0.0024586 | -0.0018099 | -0.0010589 | -0.001068 | -0.0010667 | -0.0010341 | -0.0010425 | -0.0010365 | -0.0010145
Hana 2 | 10277 | -0.0048159 | -0.0048765 | -0.0035897 | -0.0021003 | -0.0021182 | -0.0021157 | -0.002051 | -0.0020676 | -0.0020559 | -0.0020121
Hana Plantation | Hana Plantation | -0.0013184 | -0.001335 | -0.00098274 | -0.00057498 | -0.00057989 | -0.00057921 | -0.00056148 | -0.00056604 | -0.00056283 | -0.00055084
Huelo | Huelo 74A | -0.0099849 | -0.01011 | -0.0074426 | -0.0043545 | -0.0043917 | -0.0043866 | -0.0042523 | -0.0042868 | -0.0042625 | -0.0041717
Kahului 3 | 1264 | -0.054708 | -0.055395 | -0.040779 | -0.023859 | -0.024062 | -0.024034 | -0.023298 | -0.023488 | -0.023354 | -0.022857
Kahului 3 | 1265 | -0.15908 | -0.16108 | -0.11858 | -0.069379 | -0.069971 | -0.069889 | -0.067749 | -0.068299 | -0.067912 | -0.066465
Kahului 4 | 4048 | -0.071218 | -0.072113 | -0.053085 | -0.031059 | -0.031324 | -0.031288 | -0.030329 | -0.030576 | -0.030402 | -0.029755
Kahului 5 | 4049 | -0.060527 | -0.061288 | -0.045116 | -0.026397 | -0.026622 | -0.026591 | -0.025777 | -0.025986 | -0.025839 | -0.025288
Kahului 6 | 4050 | -0.026249 | -0.026579 | -0.019566 | -0.011448 | -0.011545 | -0.011532 | -0.011179 | -0.011269 | -0.011206 | -0.010967
Kailua | Kailua | -0.00083573 | -0.00084624 | -0.00062295 | -0.00036447 | -0.00036759 | -0.00036716 | -0.00035591 | -0.0003588 | -0.00035677 | -0.00034917
Kamole Weir | 4028 | -0.0048342 | -0.004895 | -0.0036034 | -0.0021083 | -0.0021263 | -0.0021238 | -0.0020588 | -0.0020755 | -0.0020637 | -0.0020197
Kanaha 1 | 1347 | -0.11958 | -0.12108 | -0.089132 | -0.052149 | -0.052594 | -0.052533 | -0.050924 | -0.051338 | -0.051046 | -0.049959
Kanaha 1 | 1348 | -0.037501 | -0.037973 | -0.027953 | -0.016355 | -0.016495 | -0.016475 | -0.015971 | -0.0161 | -0.016009 | -0.015668
Kanaha 2 | 1244 | -0.099025 | -0.10027 | -0.073813 | -0.043186 | -0.043555 | -0.043504 | -0.042172 | -0.042514 | -0.042273 | -0.041373
Kanaha 2 | 1245 | -0.067035 | -0.067878 | -0.049968 | -0.029235 | -0.029485 | -0.02945 | -0.028548 | -0.02878 | -0.028617 | -0.028007
Kanaha 3 | 1304 | -0.10607 | -0.1074 | -0.079064 | -0.046259 | -0.046654 | -0.046599 | -0.045172 | -0.045539 | -0.045281 | -0.044316
Kanaha 3 | 1305 | -0.12873 | -0.13035 | -0.095955 | -0.056141 | -0.05662 | -0.056554 | -0.054822 | -0.055268 | -0.054954 | -0.053784
Kaonoulu 4 | 1596 | -0.24578 | -0.24887 | -0.1832 | -0.10719 | -0.1081 | -0.10798 | -0.10467 | -0.10552 | -0.10492 | -0.10269
Kaonoulu 4 | 1597 | -0.066498 | -0.067334 | -0.049567 | -0.029 | -0.029248 | -0.029214 | -0.028319 | -0.028549 | -0.028387 | -0.027783
Kauhikoa | 1295 | -0.052051 | -0.052705 | -0.038798 | -0.0227 | -0.022894 | -0.022867 | -0.022167 | -0.022347 | -0.02222 | -0.021747
Keanae | Keanae | -0.0018216 | -0.0018445 | -0.0013578 | -0.00079443 | -0.00080122 | -0.00080028 | -0.00077578 | -0.00078207 | -0.00077764 | -0.00076108
Kihei 1 | 1253 | -0.096088 | -0.097296 | -0.071623 | -0.041905 | -0.042263 | -0.042214 | -0.040921 | -0.041253 | -0.041019 | -0.040146
Kihei 1 | 1254 | -0.21189 | -0.21455 | -0.15794 | -0.092407 | -0.093196 | -0.093087 | -0.090236 | -0.090969 | -0.090453 | -0.088527
Kihei 2 | 1384 | -0.27912 | -0.28262 | -0.20805 | -0.12173 | -0.12277 | -0.12262 | -0.11887 | -0.11983 | -0.11915 | -0.11661
Kihei 2 | 1385 | -0.080425 | -0.081436 | -0.059948 | -0.035074 | -0.035374 | -0.035333 | -0.034251 | -0.034529 | -0.034333 | -0.033602
Kihei 3 | 1473 | -0.19813 | -0.20062 | -0.14768 | -0.086406 | -0.087144 | -0.087042 | -0.084377 | -0.085062 | -0.084579 | -0.082778
Kihei 4 | 1515 | -0.40471 | -0.4098 | -0.30167 | -0.1765 | -0.17801 | -0.1778 | -0.17235 | -0.17375 | -0.17277 | -0.16909
Kuau | 4066 | -0.045744 | -0.046319 | -0.034097 | -0.01995 | -0.02012 | -0.020097 | -0.019481 | -0.019639 | -0.019528 | -0.019112
Kuihelani | 1653 | -0.27231 | -0.27574 | -0.20298 | -0.11876 | -0.11977 | -0.11963 | -0.11597 | -0.11691 | -0.11625 | -0.11377
Kuihelani | 1708 | -0.12955 | -0.13118 | -0.096568 | -0.0565 | -0.056983 | -0.056916 | -0.055173 | -0.055621 | -0.055306 | -0.054128
Kula | 1237 | -0.17373 | -0.17591 | -0.1295 | -0.075766 | -0.076412 | -0.076323 | -0.073986 | -0.074587 | -0.074164 | -0.072584
Kula | 1238 | -0.17512 | -0.17732 | -0.13053 | -0.076371 | -0.077023 | -0.076933 | -0.074577 | -0.075182 | -0.074756 | -0.073164
Kula Ag Park | 1322 | -0.032283 | -0.032689 | -0.024064 | -0.014079 | -0.014199 | -0.014183 | -0.013748 | -0.01386 | -0.013781 | -0.013488
Lahaina 1 | 1225 | -0.035942 | -0.036394 | -0.026791 | -0.015675 | -0.015809 | -0.01579 | -0.015307 | -0.015431 | -0.015344 | -0.015017
Lahaina 1 | 1226 | -0.020117 | -0.02037 | -0.014995 | -0.0087733 | -0.0088482 | -0.0088378 | -0.0085672 | -0.0086368 | -0.0085878 | -0.0084049
Lahaina 2 | 1390 | -0.1601 | -0.16211 | -0.11933 | -0.06982 | -0.070416 | -0.070334 | -0.06818 | -0.068734 | -0.068344 | -0.066888
Lahaina 4 | 1221 | -0.12742 | -0.12902 | -0.094977 | -0.055569 | -0.056043 | -0.055978 | -0.054264 | -0.054704 | -0.054394 | -0.053236
Lahaina 4 | 1223 | -0.1783 | -0.18054 | -0.1329 | -0.07776 | -0.078424 | -0.078332 | -0.075934 | -0.07655 | -0.076116 | -0.074495
Lahaina 5 | 1397 | -0.012564 | -0.012722 | -0.009365 | -0.0054793 | -0.005526 | -0.0055196 | -0.0053506 | -0.005394 | -0.0053634 | -0.0052492
Lahaina 5 | 1398 | -0.2284 | -0.23127 | -0.17025 | -0.09961 | -0.10046 | -0.10034 | -0.09727 | -0.09806 | -0.097504 | -0.095427
Lower Nahiku | Lower Nahiku | -0.00042702 | -0.00043239 | -0.0003183 | -0.00018623 | -0.00018782 | -0.0001876 | -0.00018186 | -0.00018333 | -0.00018229 | -0.00017841
Maalaea | 1285 | -0.051204 | -0.051848 | -0.038167 | -0.022331 | -0.022522 | -0.022495 | -0.021806 | -0.021984 | -0.021859 | -0.021393
Maalaea | 1286 | -0.068195 | -0.069052 | -0.050832 | -0.029741 | -0.029995 | -0.02996 | -0.029042 | -0.029278 | -0.029112 | -0.028492
Mahinahina 1 | 1219 | -0.12983 | -0.13147 | -0.096777 | -0.056622 | -0.057105 | -0.057039 | -0.055292 | -0.055741 | -0.055425 | -0.054244
Mahinahina 2 | 1380 | -0.030713 | -0.0311 | -0.022894 | -0.013395 | -0.013509 | -0.013493 | -0.01308 | -0.013186 | -0.013111 | -0.012832
Mahinahina 2 | 1381 | -0.13585 | -0.13756 | -0.10126 | -0.059247 | -0.059753 | -0.059683 | -0.057856 | -0.058325 | -0.057995 | -0.056759
Makawao | 1234 | -0.05046 | -0.051094 | -0.037613 | -0.022006 | -0.022194 | -0.022168 | -0.021489 | -0.021664 | -0.021541 | -0.021082
Makawao | 1235 | -0.077722 | -0.078699 | -0.057933 | -0.033896 | -0.034185 | -0.034145 | -0.033099 | -0.033368 | -0.033179 | -0.032472
Makawao | 1236 | -0.069263 | -0.070134 | -0.051628 | -0.030206 | -0.030464 | -0.030429 | -0.029497 | -0.029736 | -0.029568 | -0.028938
Maui Hardwoods | 1615 | -0.012425 | -0.012582 | -0.0092618 | -0.0054189 | -0.0054652 | -0.0054588 | -0.0052916 | -0.0053346 | -0.0053043 | -0.0051913
Napili 1 | 1232 | -0.031468 | -0.031864 | -0.023456 | -0.013724 | -0.013841 | -0.013825 | -0.013401 | -0.01351 | -0.013434 | -0.013147
Napili 2 | 1420 | -0.10134 | -0.10261 | -0.075538 | -0.044195 | -0.044573 | -0.044521 | -0.043157 | -0.043508 | -0.043261 | -0.04234
Napili 2 | 1421 | -0.059199 | -0.059943 | -0.044126 | -0.025817 | -0.026038 | -0.026007 | -0.025211 | -0.025416 | -0.025272 | -0.024733
Onehee | 4055 | -0.078092 | -0.079073 | -0.058209 | -0.034057 | -0.034348 | -0.034308 | -0.033257 | -0.033527 | -0.033337 | -0.032627
Onehee | 4056 | -0.032027 | -0.03243 | -0.023873 | -0.013968 | -0.014087 | -0.01407 | -0.01364 | -0.01375 | -0.013672 | -0.013381
Paia Mauka | 4042 | -0.07736 | -0.078333 | -0.057664 | -0.033738 | -0.034026 | -0.033986 | -0.032945 | -0.033213 | -0.033025 | -0.032321
Peahi | 1294 | -0.069822 | -0.070699 | -0.052044 | -0.03045 | -0.03071 | -0.030674 | -0.029735 | -0.029976 | -0.029806 | -0.029171
Pukalani 1 | 1282 | -0.18538 | -0.18771 | -0.13818 | -0.080847 | -0.081537 | -0.081442 | -0.078948 | -0.079589 | -0.079138 | -0.077452
Pukalani 1 | 1283 | -0.00041311 | -0.0004183 | -0.00030793 | -0.00018016 | -0.0001817 | -0.00018149 | -0.00017593 | -0.00017736 | -0.00017635 | -0.0001726
Pukalani 3 | 1308 | -0.26003 | -0.2633 | -0.19382 | -0.1134 | -0.11437 | -0.11424 | -0.11074 | -0.11164 | -0.111 | -0.10864
Pukalani 3 | 1309 | -0.027611 | -0.027959 | -0.020581 | -0.012042 | -0.012145 | -0.01213 | -0.011759 | -0.011854 | -0.011787 | -0.011536
Puukolii 1 | 1270 | -0.33748 | -0.34172 | -0.25155 | -0.14718 | -0.14843 | -0.14826 | -0.14372 | -0.14489 | -0.14407 | -0.141
Puukolii 2 | 1272 | -0.1891 | -0.19148 | -0.14096 | -0.082471 | -0.083175 | -0.083078 | -0.080534 | -0.081188 | -0.080727 | -0.079008
Puukolii 2 | 1273 | -0.0065095 | -0.0065913 | -0.0048521 | -0.0028389 | -0.0028631 | -0.0028598 | -0.0027722 | -0.0027947 | -0.0027789 | -0.0027197
Puukolii 3 | 1657 | -0.070029 | -0.070909 | -0.052199 | -0.030541 | -0.030801 | -0.030765 | -0.029823 | -0.030065 | -0.029895 | -0.029258
Spreckelsville | 4043 | -0.063374 | -0.064171 | -0.047239 | -0.027638 | -0.027874 | -0.027842 | -0.026989 | -0.027208 | -0.027054 | -0.026478
Waiehu | 1378 | -0.12035 | -0.12186 | -0.089707 | -0.052486 | -0.052934 | -0.052872 | -0.051253 | -0.051669 | -0.051376 | -0.050282
Waiehu | 1379 | -0.22218 | -0.22497 | -0.16561 | -0.096896 | -0.097723 | -0.097609 | -0.09462 | -0.095388 | -0.094847 | -0.092827
Waiinu 2 | 1266 | -0.066589 | -0.067426 | -0.049635 | -0.02904 | -0.029288 | -0.029254 | -0.028358 | -0.028588 | -0.028426 | -0.027821
Waiinu 2 | 1267 | -0.035733 | -0.036182 | -0.026635 | -0.015584 | -0.015717 | -0.015698 | -0.015218 | -0.015341 | -0.015254 | -0.014929
Waiinu 3 | 1492 | -0.060623 | -0.061385 | -0.045188 | -0.026439 | -0.026664 | -0.026633 | -0.025818 | -0.026027 | -0.02588 | -0.025328
Waiinu 3 | 1493 | -0.49623 | -0.50247 | -0.36988 | -0.21641 | -0.21826 | -0.218 | -0.21133 | -0.21304 | -0.21184 | -0.20732
Waiinu 5 | 2030 | -0.019088 | -0.019328 | -0.014228 | -0.0083244 | -0.0083954 | -0.0083856 | -0.0081289 | -0.0081949 | -0.0081484 | -0.0079748
Waikapu | 1636 | 0 | 0 | 0 | 0 | 0 | 0 | 0 | 0 | 0 | 0
Wailea 1 | 1280 | -0.16958 | -0.17171 | -0.1264 | -0.073955 | -0.074586 | -0.074499 | -0.072218 | -0.072804 | -0.072391 | -0.070849
Wailea 1 | 1281 | -0.041749 | -0.042274 | -0.03112 | -0.018207 | -0.018363 | -0.018341 | -0.01778 | -0.017924 | -0.017823 | -0.017443
Wailea 2 | 1320 | -0.14799 | -0.14985 | -0.11031 | -0.064541 | -0.065092 | -0.065016 | -0.063025 | -0.063537 | -0.063177 | -0.061831
Wailea 2 | 1321 | -0.0018971 | -0.0019209 | -0.0014141 | -0.00082734 | -0.0008344 | -0.00083343 | -0.0008079 | -0.00081446 | -0.00080984 | -0.0007926
Wailea 3 | 1395 | -0.029093 | -0.029459 | -0.021686 | -0.012688 | -0.012796 | -0.012781 | -0.01239 | -0.012491 | -0.01242 | -0.012155
Wailea 3 | 1396 | -0.053704 | -0.054379 | -0.04003 | -0.023421 | -0.023621 | -0.023593 | -0.022871 | -0.023057 | -0.022926 | -0.022437
Wailea 4 | 1517 | -0.16549 | -0.16757 | -0.12336 | -0.072173 | -0.072789 | -0.072704 | -0.070477 | -0.07105 | -0.070647 | -0.069142
Wailea 4 | 1518 | -0.10019 | -0.10144 | -0.074677 | -0.043692 | -0.044065 | -0.044014 | -0.042666 | -0.043012 | -0.042768 | -0.041857
Wailuku 1 | 4037 | -0.053596 | -0.05427 | -0.03995 | -0.023374 | -0.023573 | -0.023546 | -0.022825 | -0.02301 | -0.02288 | -0.022392
Wailuku 2 | 4031 | -0.034261 | -0.034692 | -0.025538 | -0.014942 | -0.015069 | -0.015052 | -0.014591 | -0.014709 | -0.014626 | -0.014314
Wailuku 3 | 1290 | -0.2672 | -0.27056 | -0.19917 | -0.11653 | -0.11752 | -0.11739 | -0.11379 | -0.11472 | -0.11407 | -0.11164
Wailuku 4 | 1447 | -0.17818 | -0.18042 | -0.13282 | -0.077707 | -0.078371 | -0.078279 | -0.075882 | -0.076498 | -0.076064 | -0.074444
Wailuku Heights | 493 | -0.052644 | -0.053306 | -0.03924 | -0.022959 | -0.023155 | -0.023128 | -0.022419 | -0.022601 | -0.022473 | -0.021995
Wailuku Heights | 529 | -0.033795 | -0.03422 | -0.02519 | -0.014738 | -0.014864 | -0.014847 | -0.014392 | -0.014509 | -0.014427 | -0.01412
Waipio | Waipio 74B | -0.0047895 | -0.0048498 | -0.0035701 | -0.0020888 | -0.0021066 | -0.0021042 | -0.0020397 | -0.0020563 | -0.0020446 | -0.0020011

## DGPV Forecast
Return to Assumptions Summary
Distributed Generation Photovoltaic Systems (DGPV) - Base Forecast
Distributed Energy Resources (DER) include Distributed Generation Photovoltaic Systems (DGPV) and Distributed Battery Energy Storage Systems (DBESS). The DGPV Load layer represents the impacts of future behind the meter PV for residential and commercial customers. This includes forecasted DGPV load for customers participating in Emergency Demand Response Program (EDRP) and in a future DER program, based on the Company's proposed, "Standard DER Tariff" and "Scheduled Dispatch Program". The peak incremental amount in megawatts (MW) added to each distribution circuit per year for the DGPV Load layer is shown for 2021-2030.
Amount Added Per Year (MW)
Substation Transformer | Circuit | 2021 | 2022 | 2023 | 2024 | 2025 | 2026 | 2027 | 2028 | 2029 | 2030
Haiku | 1358 | -0.18266 | -0.16611 | -0.16007 | -0.10925 | -0.11037 | -0.084745 | -0.08249 | -0.083978 | -0.084024 | -0.082521
Haiku | 1361 | -0.053025 | -0.048221 | -0.046467 | -0.031714 | -0.032039 | -0.024601 | -0.023946 | -0.024378 | -0.024391 | -0.023955
Haleakala | 1275 | 0 | 0 | 0 | 0 | 0 | 0 | 0 | 0 | 0 | 0
Hana 1 | 537 | -0.010304 | -0.0093704 | -0.0090296 | -0.0061628 | -0.006226 | -0.0047804 | -0.0046533 | -0.0047372 | -0.0047398 | -0.004655
Hana 1 | 6528 | -0.0032267 | -0.0029343 | -0.0028276 | -0.0019299 | -0.0019497 | -0.001497 | -0.0014572 | -0.0014834 | -0.0014843 | -0.0014577
Hana 2 | 10277 | -0.0063998 | -0.00582 | -0.0056083 | -0.0038277 | -0.003867 | -0.0029691 | -0.0028902 | -0.0029423 | -0.0029439 | -0.0028912
Hana Plantation | Hana Plantation | -0.001752 | -0.0015933 | -0.0015354 | -0.0010479 | -0.0010586 | -0.00081285 | -0.00079122 | -0.00080549 | -0.00080593 | -0.00079152
Huelo | Huelo 74A | -0.013269 | -0.012067 | -0.011628 | -0.0079361 | -0.0080174 | -0.0061559 | -0.0059922 | -0.0061002 | -0.0061036 | -0.0059944
Kahului 3 | 1264 | -0.072701 | -0.066114 | -0.063709 | -0.043482 | -0.043928 | -0.033729 | -0.032832 | -0.033424 | -0.033442 | -0.032844
Kahului 3 | 1265 | -0.21141 | -0.19225 | -0.18526 | -0.12644 | -0.12774 | -0.09808 | -0.095471 | -0.097192 | -0.097246 | -0.095506
Kahului 4 | 4048 | -0.094641 | -0.086066 | -0.082935 | -0.056605 | -0.057185 | -0.043908 | -0.04274 | -0.04351 | -0.043534 | -0.042756
Kahului 5 | 4049 | -0.080434 | -0.073146 | -0.070486 | -0.048108 | -0.048601 | -0.037317 | -0.036324 | -0.036979 | -0.036999 | -0.036337
Kahului 6 | 4050 | -0.034882 | -0.031722 | -0.030568 | -0.020863 | -0.021077 | -0.016183 | -0.015753 | -0.016037 | -0.016046 | -0.015759
Kailua | Kailua | -0.0011106 | -0.00101 | -0.00097324 | -0.00066425 | -0.00067106 | -0.00051525 | -0.00050155 | -0.00051059 | -0.00051087 | -0.00050173
Kamole Weir | 4028 | -0.0064242 | -0.0058421 | -0.0056296 | -0.0038423 | -0.0038817 | -0.0029804 | -0.0029011 | -0.0029535 | -0.0029551 | -0.0029022
Kanaha 1 | 1347 | -0.15891 | -0.14451 | -0.13925 | -0.095041 | -0.096015 | -0.073722 | -0.071761 | -0.073055 | -0.073095 | -0.071788
Kanaha 1 | 1348 | -0.049836 | -0.04532 | -0.043672 | -0.029807 | -0.030112 | -0.023121 | -0.022506 | -0.022912 | -0.022924 | -0.022514
Kanaha 2 | 1244 | -0.13159 | -0.11967 | -0.11532 | -0.078707 | -0.079513 | -0.061052 | -0.059428 | -0.060499 | -0.060533 | -0.05945
Kanaha 2 | 1245 | -0.089083 | -0.081012 | -0.078065 | -0.05328 | -0.053826 | -0.041329 | -0.04023 | -0.040955 | -0.040978 | -0.040245
Kanaha 3 | 1304 | -0.14096 | -0.12818 | -0.12352 | -0.084306 | -0.08517 | -0.065395 | -0.063656 | -0.064803 | -0.064839 | -0.063679
Kanaha 3 | 1305 | -0.17107 | -0.15557 | -0.14991 | -0.10232 | -0.10336 | -0.079366 | -0.077255 | -0.078648 | -0.078691 | -0.077283
Kaonoulu 4 | 1596 | -0.32662 | -0.29703 | -0.28622 | -0.19535 | -0.19735 | -0.15153 | -0.1475 | -0.15016 | -0.15024 | -0.14756
Kaonoulu 4 | 1597 | -0.088368 | -0.080362 | -0.077439 | -0.052853 | -0.053395 | -0.040998 | -0.039907 | -0.040627 | -0.040649 | -0.039922
Kauhikoa | 1295 | -0.06917 | -0.062903 | -0.060615 | -0.04137 | -0.041794 | -0.032091 | -0.031237 | -0.0318 | -0.031818 | -0.031249
Keanae | Keanae | -0.0024207 | -0.0022014 | -0.0021213 | -0.0014478 | -0.0014627 | -0.0011231 | -0.0010932 | -0.0011129 | -0.0011135 | -0.0010936
Kihei 1 | 1253 | -0.12769 | -0.11612 | -0.1119 | -0.076372 | -0.077155 | -0.059241 | -0.057665 | -0.058705 | -0.058737 | -0.057687
Kihei 1 | 1254 | -0.28158 | -0.25606 | -0.24675 | -0.16841 | -0.17014 | -0.13063 | -0.12716 | -0.12945 | -0.12952 | -0.12721
Kihei 2 | 1384 | -0.37092 | -0.33731 | -0.32504 | -0.22184 | -0.22412 | -0.17208 | -0.1675 | -0.17053 | -0.17062 | -0.16757
Kihei 2 | 1385 | -0.10688 | -0.097193 | -0.093658 | -0.063923 | -0.064578 | -0.049584 | -0.048265 | -0.049136 | -0.049163 | -0.048283
Kihei 3 | 1473 | -0.26329 | -0.23944 | -0.23073 | -0.15747 | -0.15909 | -0.12215 | -0.1189 | -0.12105 | -0.12111 | -0.11895
Kihei 4 | 1515 | -0.53782 | -0.48909 | -0.4713 | -0.32167 | -0.32496 | -0.24952 | -0.24288 | -0.24726 | -0.24739 | -0.24297
Kuau | 4066 | -0.060789 | -0.055282 | -0.053271 | -0.036358 | -0.036731 | -0.028203 | -0.027452 | -0.027947 | -0.027963 | -0.027463
Kuihelani | 1653 | -0.36188 | -0.32909 | -0.31712 | -0.21644 | -0.21866 | -0.16789 | -0.16342 | -0.16637 | -0.16646 | -0.16348
Kuihelani | 1708 | -0.17216 | -0.15656 | -0.15087 | -0.10297 | -0.10403 | -0.079874 | -0.077749 | -0.079151 | -0.079194 | -0.077778
Kula | 1237 | -0.23087 | -0.20995 | -0.20231 | -0.13808 | -0.1395 | -0.10711 | -0.10426 | -0.10614 | -0.1062 | -0.1043
Kula | 1238 | -0.23271 | -0.21163 | -0.20393 | -0.13918 | -0.14061 | -0.10796 | -0.10509 | -0.10699 | -0.10705 | -0.10513
Kula Ag Park | 1322 | -0.042901 | -0.039014 | -0.037595 | -0.025659 | -0.025922 | -0.019903 | -0.019374 | -0.019723 | -0.019734 | -0.019381
Lahaina 1 | 1225 | -0.047764 | -0.043436 | -0.041856 | -0.028567 | -0.02886 | -0.02216 | -0.02157 | -0.021959 | -0.021971 | -0.021578
Lahaina 1 | 1226 | -0.026733 | -0.024311 | -0.023427 | -0.015989 | -0.016153 | -0.012403 | -0.012073 | -0.01229 | -0.012297 | -0.012077
Lahaina 2 | 1390 | -0.21275 | -0.19348 | -0.18644 | -0.12725 | -0.12855 | -0.098704 | -0.096078 | -0.097811 | -0.097864 | -0.096114
Lahaina 4 | 1221 | -0.16933 | -0.15398 | -0.14838 | -0.10127 | -0.10231 | -0.078557 | -0.076467 | -0.077846 | -0.077889 | -0.076496
Lahaina 4 | 1223 | -0.23694 | -0.21548 | -0.20764 | -0.14172 | -0.14317 | -0.10993 | -0.107 | -0.10893 | -0.10899 | -0.10704
Lahaina 5 | 1397 | -0.016696 | -0.015183 | -0.014631 | -0.0099859 | -0.010088 | -0.007746 | -0.0075399 | -0.0076759 | -0.0076801 | -0.0075427
Lahaina 5 | 1398 | -0.30352 | -0.27602 | -0.26598 | -0.18154 | -0.1834 | -0.14082 | -0.13707 | -0.13954 | -0.13962 | -0.13712
Lower Nahiku | Lower Nahiku | -0.00056747 | -0.00051605 | -0.00049728 | -0.0003394 | -0.00034288 | -0.00026327 | -0.00025627 | -0.00026089 | -0.00026103 | -0.00025636
Maalaea | 1285 | -0.068045 | -0.06188 | -0.059629 | -0.040698 | -0.041115 | -0.031569 | -0.030729 | -0.031283 | -0.0313 | -0.030741
Maalaea | 1286 | -0.090624 | -0.082413 | -0.079415 | -0.054202 | -0.054758 | -0.042044 | -0.040926 | -0.041664 | -0.041687 | -0.040941
Mahinahina 1 | 1219 | -0.17254 | -0.1569 | -0.1512 | -0.10319 | -0.10425 | -0.080046 | -0.077917 | -0.079322 | -0.079365 | -0.077945
Mahinahina 2 | 1380 | -0.040815 | -0.037117 | -0.035767 | -0.024411 | -0.024662 | -0.018936 | -0.018432 | -0.018764 | -0.018775 | -0.018439
Mahinahina 2 | 1381 | -1.1805 | -0.16418 | -0.15821 | -0.10798 | -0.10908 | -0.083757 | -0.081529 | -0.082999 | -0.083045 | -0.081559
Makawao | 1234 | -0.067056 | -0.060981 | -0.058763 | -0.040106 | -0.040517 | -0.03111 | -0.030283 | -0.030829 | -0.030845 | -0.030294
Makawao | 1235 | -0.10328 | -0.093926 | -0.09051 | -0.061774 | -0.062407 | -0.047918 | -0.046643 | -0.047484 | -0.04751 | -0.04666
Makawao | 1236 | -0.092043 | -0.083704 | -0.080659 | -0.055051 | -0.055615 | -0.042702 | -0.041567 | -0.042316 | -0.042339 | -0.041582
Maui Hardwoods | 1615 | -0.016512 | -0.015016 | -0.01447 | -0.0098759 | -0.0099771 | -0.0076606 | -0.0074568 | -0.0075913 | -0.0075955 | -0.0074596
Napili 1 | 1232 | -0.041818 | -0.038029 | -0.036646 | -0.025011 | -0.025268 | -0.019401 | -0.018885 | -0.019225 | -0.019236 | -0.018892
Napili 2 | 1420 | -0.88467 | -0.12247 | -0.11801 | -0.080546 | -0.081371 | -0.062478 | -0.060816 | -0.061913 | -0.061947 | -0.060839
Napili 2 | 1421 | -0.078669 | -0.071541 | -0.068939 | -0.047052 | -0.047534 | -0.036498 | -0.035527 | -0.036167 | -0.036187 | -0.03554
Onehee | 4055 | -0.10378 | -0.094373 | -0.090941 | -0.062068 | -0.062704 | -0.048146 | -0.046865 | -0.04771 | -0.047736 | -0.046882
Onehee | 4056 | -0.042561 | -0.038705 | -0.037297 | -0.025456 | -0.025717 | -0.019746 | -0.019221 | -0.019567 | -0.019578 | -0.019228
Paia Mauka | 4042 | -0.1028 | -0.093489 | -0.090089 | -0.061487 | -0.062117 | -0.047695 | -0.046426 | -0.047263 | -0.047289 | -0.046443
Peahi | 1294 | -0.092786 | -0.084379 | -0.08131 | -0.055495 | -0.056064 | -0.043047 | -0.041902 | -0.042657 | -0.042681 | -0.041917
Pukalani 1 | 1282 | -0.24635 | -0.22403 | -0.21588 | -0.14734 | -0.14885 | -0.11429 | -0.11125 | -0.11326 | -0.11332 | -0.11129
Pukalani 1 | 1283 | -0.00054898 | -0.00049924 | -0.00048108 | -0.00032834 | -0.00033171 | -0.00025469 | -0.00024792 | -0.00025239 | -0.00025253 | -0.00024801
Pukalani 3 | 1308 | -0.34555 | -0.31424 | -0.30281 | -0.20667 | -0.20879 | -0.16031 | -0.15605 | -0.15886 | -0.15895 | -0.15611
Pukalani 3 | 1309 | -0.036693 | -0.033368 | -0.032155 | -0.021946 | -0.022171 | -0.017023 | -0.01657 | -0.016869 | -0.016878 | -0.016577
Puukolii 1 | 1270 | -0.44847 | -0.40784 | -0.393 | -0.26823 | -0.27098 | -0.20806 | -0.20253 | -0.20618 | -0.20629 | -0.2026
Puukolii 2 | 1272 | -0.2513 | -0.22853 | -0.22022 | -0.1503 | -0.15184 | -0.11659 | -0.11349 | -0.11553 | -0.1156 | -0.11353
Puukolii 2 | 1273 | -0.0086505 | -0.0078667 | -0.0075805 | -0.0051738 | -0.0052268 | -0.0040133 | -0.0039065 | -0.003977 | -0.0039792 | -0.003908
Puukolii 3 | 1657 | -0.093061 | -0.084629 | -0.081551 | -0.05566 | -0.05623 | -0.043175 | -0.042026 | -0.042784 | -0.042808 | -0.042042
Spreckelsville | 4043 | -0.084218 | -0.076588 | -0.073802 | -0.050371 | -0.050887 | -0.039072 | -0.038033 | -0.038719 | -0.03874 | -0.038047
Waiehu | 1378 | -0.15993 | -0.14544 | -0.14015 | -0.095655 | -0.096635 | -0.074198 | -0.072225 | -0.073527 | -0.073567 | -0.072251
Waiehu | 1379 | -0.29525 | -0.2685 | -0.25874 | -0.17659 | -0.1784 | -0.13698 | -0.13334 | -0.13574 | -0.13581 | -0.13339
Waiinu 2 | 1266 | -0.08849 | -0.080472 | -0.077545 | -0.052926 | -0.053468 | -0.041054 | -0.039962 | -0.040682 | -0.040705 | -0.039977
Waiinu 2 | 1267 | -0.047485 | -0.043183 | -0.041612 | -0.028401 | -0.028692 | -0.02203 | -0.021444 | -0.021831 | -0.021843 | -0.021452
Waiinu 3 | 1492 | -0.080562 | -0.073263 | -0.070598 | -0.048184 | -0.048678 | -0.037376 | -0.036382 | -0.037038 | -0.037058 | -0.036395
Waiinu 3 | 1493 | -0.65944 | -0.59969 | -0.57788 | -0.39441 | -0.39845 | -0.30594 | -0.2978 | -0.30317 | -0.30334 | -0.29791
Waiinu 5 | 2030 | -0.025365 | -0.023067 | -0.022228 | -0.015171 | -0.015327 | -0.011768 | -0.011455 | -0.011662 | -0.011668 | -0.011459
Waikapu | 1636 | 0 | 0 | 0 | 0 | 0 | 0 | 0 | 0 | 0 | 0
Wailea 1 | 1280 | -0.22535 | -0.20493 | -0.19748 | -0.13478 | -0.13616 | -0.10455 | -0.10177 | -0.1036 | -0.10366 | -0.10181
Wailea 1 | 1281 | -0.055481 | -0.050454 | -0.048619 | -0.033183 | -0.033523 | -0.02574 | -0.025055 | -0.025507 | -0.025521 | -0.025064
Wailea 2 | 1320 | -0.19667 | -0.17885 | -0.17234 | -0.11763 | -0.11883 | -0.091241 | -0.088814 | -0.090415 | -0.090465 | -0.088847
Wailea 2 | 1321 | -0.002521 | -0.0022926 | -0.0022092 | -0.0015078 | -0.0015233 | -0.0011696 | -0.0011385 | -0.001159 | -0.0011596 | -0.0011389
Wailea 3 | 1395 | -0.038662 | -0.035159 | -0.03388 | -0.023124 | -0.023361 | -0.017937 | -0.01746 | -0.017774 | -0.017784 | -0.017466
Wailea 3 | 1396 | -0.071367 | -0.064901 | -0.06254 | -0.042684 | -0.043122 | -0.03311 | -0.032229 | -0.03281 | -0.032828 | -0.032241
Wailea 4 | 1517 | -0.21992 | -0.19999 | -0.19272 | -0.13153 | -0.13288 | -0.10203 | -0.099315 | -0.10111 | -0.10116 | -0.099352
Wailea 4 | 1518 | -0.13314 | -0.12107 | -0.11667 | -0.079628 | -0.080444 | -0.061767 | -0.060124 | -0.061208 | -0.061242 | -0.060146
Wailuku 1 | 4037 | -0.071223 | -0.06477 | -0.062414 | -0.042599 | -0.043035 | -0.033043 | -0.032164 | -0.032744 | -0.032762 | -0.032176
Wailuku 2 | 4031 | -0.045529 | -0.041404 | -0.039898 | -0.027231 | -0.02751 | -0.021123 | -0.020561 | -0.020932 | -0.020943 | -0.020569
Wailuku 3 | 1290 | -0.35508 | -0.32291 | -0.31116 | -0.21237 | -0.21455 | -0.16474 | -0.16035 | -0.16325 | -0.16334 | -0.16041
Wailuku 4 | 1447 | -0.23678 | -0.21533 | -0.2075 | -0.14162 | -0.14307 | -0.10985 | -0.10693 | -0.10886 | -0.10892 | -0.10697
Wailuku Heights | 493 | -0.069958 | -0.06362 | -0.061306 | -0.041842 | -0.042271 | -0.032456 | -0.031593 | -0.032163 | -0.03218 | -0.031605
Wailuku Heights | 529 | -0.04491 | -0.040841 | -0.039355 | -0.026861 | -0.027136 | -0.020835 | -0.020281 | -0.020647 | -0.020658 | -0.020289
Waipio | Waipio 74B | -0.0063648 | -0.0057881 | -0.0055776 | -0.0038068 | -0.0038458 | -0.0029529 | -0.0028743 | -0.0029262 | -0.0029278 | -0.0028754

## Energy Efficiency Forecast
Return to Assumptions Summary
Energy Efficiency (EE) - Base Forecast
The Energy Efficiency (EE) Load layer represents the impacts of future EE for both residential and commercial customers. The peak incremental amount in megawatts (MW) added to each distribution circuit per year for the EE Load layer is shown for 2021-2030.
Amount Added Per Year (MW)
Substation Transformer | Circuit | 2021 | 2022 | 2023 | 2024 | 2025 | 2026 | 2027 | 2028 | 2029 | 2030
Haiku | 1358 | -0.045671 | -0.045671 | -0.041943 | -0.043394 | -0.044384 | -0.040457 | -0.042905 | -0.047784 | -0.038261 | -0.037801
Haiku | 1361 | -0.022087 | -0.022087 | -0.020284 | -0.020986 | -0.021464 | -0.019565 | -0.020749 | -0.023109 | -0.018503 | -0.018281
Haleakala | 1275 | -0.006043 | -0.006043 | -0.0055498 | -0.0057417 | -0.0058727 | -0.005353 | -0.0056771 | -0.0063226 | -0.0050625 | -0.0050017
Hana 1 | 537 | -0.011384 | -0.011384 | -0.010455 | -0.010816 | -0.011063 | -0.010084 | -0.010695 | -0.011911 | -0.009537 | -0.0094225
Hana 1 | 6528 | -0.0043544 | -0.0043544 | -0.003999 | -0.0041373 | -0.0042317 | -0.0038572 | -0.0040907 | -0.0045559 | -0.0036479 | -0.0036041
Hana 2 | 10277 | -0.0074007 | -0.0074007 | -0.0067967 | -0.0070317 | -0.0071922 | -0.0065558 | -0.0069526 | -0.0077431 | -0.0061999 | -0.0061255
Hana Plantation | Hana Plantation | -0.00067437 | -0.00067437 | -0.00061933 | -0.00064075 | -0.00065538 | -0.00059738 | -0.00063354 | -0.00070558 | -0.00056496 | -0.00055817
Huelo | Huelo 74A | -0.0026254 | -0.0026254 | -0.0024111 | -0.0024945 | -0.0025514 | -0.0023257 | -0.0024664 | -0.0027469 | -0.0021994 | -0.002173
Kahului 3 | 1264 | -0.048291 | -0.048291 | -0.04435 | -0.045884 | -0.046931 | -0.042778 | -0.045367 | -0.050526 | -0.040456 | -0.03997
Kahului 3 | 1265 | -0.057811 | -0.057811 | -0.053093 | -0.054929 | -0.056182 | -0.051211 | -0.054311 | -0.060486 | -0.048431 | -0.04785
Kahului 4 | 4048 | -0.018774 | -0.018774 | -0.017242 | -0.017838 | -0.018245 | -0.016631 | -0.017637 | -0.019643 | -0.015728 | -0.015539
Kahului 5 | 4049 | -0.014812 | -0.014812 | -0.013603 | -0.014074 | -0.014395 | -0.013121 | -0.013915 | -0.015498 | -0.012409 | -0.01226
Kahului 6 | 4050 | -0.0081603 | -0.0081603 | -0.0074943 | -0.0077534 | -0.0079304 | -0.0072286 | -0.0076662 | -0.0085379 | -0.0068363 | -0.0067542
Kailua | Kailua | -0.00090292 | -0.00090292 | -0.00082923 | -0.00085791 | -0.00087749 | -0.00079984 | -0.00084825 | -0.00094471 | -0.00075642 | -0.00074734
Kamole Weir | 4028 | -0.0078938 | -0.0078938 | -0.0072495 | -0.0075003 | -0.0076714 | -0.0069926 | -0.0074159 | -0.0082591 | -0.006613 | -0.0065336
Kanaha 1 | 1347 | -0.057881 | -0.057881 | -0.053157 | -0.054995 | -0.056251 | -0.051273 | -0.054376 | -0.06056 | -0.04849 | -0.047908
Kanaha 1 | 1348 | -0.012481 | -0.012481 | -0.011462 | -0.011859 | -0.012129 | -0.011056 | -0.011725 | -0.013058 | -0.010456 | -0.01033
Kanaha 2 | 1244 | -0.036231 | -0.036231 | -0.033274 | -0.034425 | -0.035211 | -0.032095 | -0.034037 | -0.037908 | -0.030353 | -0.029988
Kanaha 2 | 1245 | -0.033871 | -0.033871 | -0.031107 | -0.032183 | -0.032917 | -0.030004 | -0.03182 | -0.035439 | -0.028376 | -0.028035
Kanaha 3 | 1304 | -0.01929 | -0.01929 | -0.017715 | -0.018328 | -0.018746 | -0.017088 | -0.018122 | -0.020182 | -0.01616 | -0.015966
Kanaha 3 | 1305 | -0.041719 | -0.041719 | -0.038314 | -0.039639 | -0.040543 | -0.036956 | -0.039193 | -0.043649 | -0.03495 | -0.03453
Kaonoulu 4 | 1596 | -0.083493 | -0.083493 | -0.076678 | -0.07933 | -0.081141 | -0.07396 | -0.078437 | -0.087356 | -0.069946 | -0.069106
Kaonoulu 4 | 1597 | -0.0077616 | -0.0077616 | -0.0071281 | -0.0073746 | -0.007543 | -0.0068755 | -0.0072916 | -0.0081208 | -0.0065023 | -0.0064242
Kauhikoa | 1295 | -0.032994 | -0.032994 | -0.030301 | -0.031349 | -0.032065 | -0.029227 | -0.030996 | -0.034521 | -0.027641 | -0.027309
Keanae | Keanae | -0.0029078 | -0.0029078 | -0.0026705 | -0.0027629 | -0.0028259 | -0.0025758 | -0.0027318 | -0.0030424 | -0.002436 | -0.0024068
Kihei 1 | 1253 | -0.04485 | -0.04485 | -0.04119 | -0.042614 | -0.043587 | -0.03973 | -0.042135 | -0.046926 | -0.037573 | -0.037122
Kihei 1 | 1254 | -0.071234 | -0.071234 | -0.06542 | -0.067683 | -0.069227 | -0.063101 | -0.066921 | -0.07453 | -0.059676 | -0.05896
Kihei 2 | 1384 | -0.0314 | -0.0314 | -0.028838 | -0.029835 | -0.030516 | -0.027815 | -0.029499 | -0.032853 | -0.026306 | -0.02599
Kihei 2 | 1385 | -0.063866 | -0.063866 | -0.058654 | -0.060682 | -0.062067 | -0.056575 | -0.059999 | -0.066822 | -0.053504 | -0.052862
Kihei 3 | 1473 | -0.026553 | -0.026553 | -0.024386 | -0.02523 | -0.025805 | -0.023522 | -0.024946 | -0.027782 | -0.022245 | -0.021978
Kihei 4 | 1515 | -0.067331 | -0.067331 | -0.061835 | -0.063974 | -0.065434 | -0.059644 | -0.063254 | -0.070446 | -0.056406 | -0.055729
Kuau | 4066 | -0.0076253 | -0.0076253 | -0.007003 | -0.0072451 | -0.0074105 | -0.0067547 | -0.0071636 | -0.0079782 | -0.0063881 | -0.0063114
Kuihelani | 1653 | -0.042754 | -0.042754 | -0.039264 | -0.040622 | -0.041549 | -0.037873 | -0.040165 | -0.044732 | -0.035817 | -0.035387
Kuihelani | 1708 | -0.026352 | -0.026352 | -0.024201 | -0.025038 | -0.02561 | -0.023343 | -0.024756 | -0.027571 | -0.022076 | -0.021811
Kula | 1237 | -0.046838 | -0.046838 | -0.043015 | -0.044503 | -0.045518 | -0.04149 | -0.044002 | -0.049005 | -0.039238 | -0.038767
Kula | 1238 | -0.035364 | -0.035364 | -0.032478 | -0.033601 | -0.034368 | -0.031327 | -0.033223 | -0.037001 | -0.029626 | -0.029271
Kula Ag Park | 1322 | -0.0040789 | -0.0040789 | -0.003746 | -0.0038756 | -0.003964 | -0.0036132 | -0.0038319 | -0.0042677 | -0.0034171 | -0.0033761
Lahaina 1 | 1225 | -0.01808 | -0.01808 | -0.016604 | -0.017178 | -0.017571 | -0.016016 | -0.016985 | -0.018917 | -0.015146 | -0.014965
Lahaina 1 | 1226 | -0.016557 | -0.016557 | -0.015206 | -0.015732 | -0.016091 | -0.014667 | -0.015555 | -0.017323 | -0.013871 | -0.013704
Lahaina 2 | 1390 | -0.05308 | -0.05308 | -0.048748 | -0.050433 | -0.051584 | -0.04702 | -0.049866 | -0.055536 | -0.044467 | -0.043934
Lahaina 4 | 1221 | -0.055736 | -0.055736 | -0.051187 | -0.052958 | -0.054166 | -0.049373 | -0.052362 | -0.058316 | -0.046693 | -0.046133
Lahaina 4 | 1223 | -0.032896 | -0.032896 | -0.030212 | -0.031256 | -0.03197 | -0.029141 | -0.030905 | -0.034419 | -0.027559 | -0.027228
Lahaina 5 | 1397 | -0.037069 | -0.037069 | -0.034043 | -0.035221 | -0.036025 | -0.032837 | -0.034824 | -0.038784 | -0.031054 | -0.030682
Lahaina 5 | 1398 | -0.059727 | -0.059727 | -0.054852 | -0.056749 | -0.058044 | -0.052908 | -0.05611 | -0.062491 | -0.050036 | -0.049435
Lower Nahiku | Lower Nahiku | -0.0012842 | -0.0012842 | -0.0011794 | -0.0012202 | -0.001248 | -0.0011376 | -0.0012064 | -0.0013436 | -0.0010758 | -0.0010629
Maalaea | 1285 | -0.089016 | -0.089016 | -0.081751 | -0.084578 | -0.086509 | -0.078853 | -0.083626 | -0.093135 | -0.074573 | -0.073678
Maalaea | 1286 | -0.01782 | -0.01782 | -0.016366 | -0.016932 | -0.017318 | -0.015786 | -0.016741 | -0.018645 | -0.014929 | -0.01475
Mahinahina 1 | 1219 | -0.10518 | -0.10518 | -0.096595 | -0.099936 | -0.10222 | -0.093171 | -0.098811 | -0.11005 | -0.088114 | -0.087056
Mahinahina 2 | 1380 | -0.014627 | -0.014627 | -0.013434 | -0.013898 | -0.014215 | -0.012957 | -0.013742 | -0.015304 | -0.012254 | -0.012107
Mahinahina 2 | 1381 | -0.061853 | -0.061853 | -0.056805 | -0.058769 | -0.06011 | -0.054791 | -0.058108 | -0.064715 | -0.051817 | -0.051195
Makawao | 1234 | -0.010578 | -0.010578 | -0.0097148 | -0.010051 | -0.01028 | -0.0093705 | -0.0099377 | -0.011068 | -0.0088619 | -0.0087555
Makawao | 1235 | -0.023227 | -0.023227 | -0.021332 | -0.022069 | -0.022573 | -0.020576 | -0.021821 | -0.024302 | -0.019459 | -0.019225
Makawao | 1236 | -0.048482 | -0.048482 | -0.044525 | -0.046064 | -0.047116 | -0.042946 | -0.045546 | -0.050725 | -0.040615 | -0.040128
Maui Hardwoods | 1615 | -0.00090388 | -0.00090388 | -0.00083011 | -0.00085882 | -0.00087842 | -0.00080069 | -0.00084915 | -0.00094571 | -0.00075723 | -0.00074813
Napili 1 | 1232 | -0.045701 | -0.045701 | -0.041971 | -0.043423 | -0.044414 | -0.040484 | -0.042934 | -0.047816 | -0.038286 | -0.037827
Napili 2 | 1420 | -0.041417 | -0.041417 | -0.038037 | -0.039352 | -0.040251 | -0.036689 | -0.03891 | -0.043334 | -0.034697 | -0.034281
Napili 2 | 1421 | -0.034763 | -0.034763 | -0.031926 | -0.03303 | -0.033784 | -0.030794 | -0.032658 | -0.036372 | -0.029123 | -0.028773
Onehee | 4055 | -0.019988 | -0.019988 | -0.018356 | -0.018991 | -0.019425 | -0.017706 | -0.018777 | -0.020913 | -0.016745 | -0.016544
Onehee | 4056 | -0.0081826 | -0.0081826 | -0.0075147 | -0.0077746 | -0.0079521 | -0.0072484 | -0.0076871 | -0.0085612 | -0.0068549 | -0.0067727
Paia Mauka | 4042 | -0.024242 | -0.024242 | -0.022263 | -0.023033 | -0.023559 | -0.021474 | -0.022774 | -0.025364 | -0.020309 | -0.020065
Peahi | 1294 | -0.018016 | -0.018016 | -0.016546 | -0.017118 | -0.017509 | -0.01596 | -0.016926 | -0.01885 | -0.015093 | -0.014912
Pukalani 1 | 1282 | -0.048112 | -0.048112 | -0.044185 | -0.045713 | -0.046756 | -0.042619 | -0.045198 | -0.050338 | -0.040305 | -0.039822
Pukalani 1 | 1283 | -0.010381 | -0.010381 | -0.0095339 | -0.0098636 | -0.010089 | -0.009196 | -0.0097526 | -0.010862 | -0.0086968 | -0.0085924
Pukalani 3 | 1308 | -0.019103 | -0.019103 | -0.017544 | -0.01815 | -0.018565 | -0.016922 | -0.017946 | -0.019987 | -0.016003 | -0.015811
Pukalani 3 | 1309 | -0.0084632 | -0.0084632 | -0.0077725 | -0.0080413 | -0.0082248 | -0.007497 | -0.0079508 | -0.0088549 | -0.0070901 | -0.007005
Puukolii 1 | 1270 | -0.063324 | -0.063324 | -0.058156 | -0.060167 | -0.06154 | -0.056094 | -0.05949 | -0.066254 | -0.05305 | -0.052413
Puukolii 2 | 1272 | -0.052743 | -0.052743 | -0.048438 | -0.050113 | -0.051257 | -0.046721 | -0.049549 | -0.055183 | -0.044185 | -0.043655
Puukolii 2 | 1273 | -0.01034 | -0.01034 | -0.0094964 | -0.0098248 | -0.010049 | -0.0091598 | -0.0097143 | -0.010819 | -0.0086626 | -0.0085586
Puukolii 3 | 1657 | -0.06745 | -0.06745 | -0.061945 | -0.064087 | -0.06555 | -0.059749 | -0.063366 | -0.070571 | -0.056506 | -0.055828
Spreckelsville | 4043 | -0.01 | -0.01 | -0.0091838 | -0.0095014 | -0.0097183 | -0.0088583 | -0.0093945 | -0.010463 | -0.0083775 | -0.0082769
Waiehu | 1378 | -0.037788 | -0.037788 | -0.034704 | -0.035904 | -0.036723 | -0.033474 | -0.0355 | -0.039536 | -0.031657 | -0.031277
Waiehu | 1379 | -0.044955 | -0.044955 | -0.041285 | -0.042713 | -0.043688 | -0.039822 | -0.042233 | -0.047035 | -0.037661 | -0.037208
Waiinu 2 | 1266 | -0.02682 | -0.02682 | -0.024631 | -0.025483 | -0.026064 | -0.023758 | -0.025196 | -0.028061 | -0.022468 | -0.022199
Waiinu 2 | 1267 | -0.021255 | -0.021255 | -0.01952 | -0.020196 | -0.020656 | -0.018829 | -0.019968 | -0.022239 | -0.017807 | -0.017593
Waiinu 3 | 1492 | -0.03864 | -0.03864 | -0.035486 | -0.036714 | -0.037551 | -0.034228 | -0.0363 | -0.040428 | -0.032371 | -0.031982
Waiinu 3 | 1493 | -0.10754 | -0.10754 | -0.09876 | -0.10218 | -0.10451 | -0.095259 | -0.10103 | -0.11251 | -0.090089 | -0.089007
Waiinu 5 | 2030 | -0.0069521 | -0.0069521 | -0.0063847 | -0.0066055 | -0.0067563 | -0.0061584 | -0.0065312 | -0.0072739 | -0.0058242 | -0.0057542
Waikapu | 1636 | -0.052252 | -0.052252 | -0.047988 | -0.049647 | -0.05078 | -0.046287 | -0.049088 | -0.05467 | -0.043774 | -0.043249
Wailea 1 | 1280 | -0.075547 | -0.075547 | -0.069381 | -0.071781 | -0.073419 | -0.066922 | -0.070973 | -0.079043 | -0.06329 | -0.06253
Wailea 1 | 1281 | -0.035374 | -0.035374 | -0.032486 | -0.03361 | -0.034377 | -0.031335 | -0.033232 | -0.03701 | -0.029634 | -0.029278
Wailea 2 | 1320 | -0.063212 | -0.063212 | -0.058053 | -0.06006 | -0.061431 | -0.055995 | -0.059384 | -0.066137 | -0.052956 | -0.05232
Wailea 2 | 1321 | -0.034986 | -0.034986 | -0.03213 | -0.033241 | -0.034 | -0.030991 | -0.032867 | -0.036605 | -0.029309 | -0.028957
Wailea 3 | 1395 | -0.036704 | -0.036704 | -0.033709 | -0.034874 | -0.03567 | -0.032514 | -0.034482 | -0.038403 | -0.030749 | -0.03038
Wailea 3 | 1396 | -0.014188 | -0.014188 | -0.01303 | -0.013481 | -0.013788 | -0.012568 | -0.013329 | -0.014845 | -0.011886 | -0.011743
Wailea 4 | 1517 | -0.029586 | -0.029586 | -0.027171 | -0.028111 | -0.028752 | -0.026208 | -0.027794 | -0.030955 | -0.024785 | -0.024488
Wailea 4 | 1518 | -0.054116 | -0.054116 | -0.049699 | -0.051418 | -0.052592 | -0.047938 | -0.05084 | -0.05662 | -0.045336 | -0.044791
Wailuku 1 | 4037 | -0.012398 | -0.012398 | -0.011386 | -0.01178 | -0.012049 | -0.010983 | -0.011648 | -0.012972 | -0.010387 | -0.010262
Wailuku 2 | 4031 | -0.013781 | -0.013781 | -0.012657 | -0.013094 | -0.013393 | -0.012208 | -0.012947 | -0.014419 | -0.011545 | -0.011407
Wailuku 3 | 1290 | -0.029402 | -0.029402 | -0.027002 | -0.027936 | -0.028573 | -0.026045 | -0.027621 | -0.030762 | -0.024631 | -0.024335
Wailuku 4 | 1447 | -0.051005 | -0.051005 | -0.046842 | -0.048462 | -0.049568 | -0.045182 | -0.047917 | -0.053365 | -0.042729 | -0.042216
Wailuku Heights | 493 | -0.016923 | -0.016923 | -0.015542 | -0.01608 | -0.016447 | -0.014991 | -0.015899 | -0.017707 | -0.014178 | -0.014007
Wailuku Heights | 529 | -0.019142 | -0.019142 | -0.017579 | -0.018187 | -0.018602 | -0.016956 | -0.017983 | -0.020027 | -0.016036 | -0.015843
Waipio | Waipio 74B | -0.0014595 | -0.0014595 | -0.0013404 | -0.0013868 | -0.0014184 | -0.0012929 | -0.0013711 | -0.0015271 | -0.0012227 | -0.001208

## Managed EV Charging
Return to Assumptions Summary
Managed Electric Vehicle (EV) Charging - Base Forecast
The Managed Electric Vehicle (EV) Load layer represents the future electric light-duty vehicle (LDV) charging behavior with the impacts of Managed Charging. The peak incremental amount added in megawatts (MW) to each distribution circuit per year for the EV Load layer by circuit is shown for 2021-2030.
Amount Added Per Year (MW)
Substation Transformer | Circuit | 2021 | 2022 | 2023 | 2024 | 2025 | 2026 | 2027 | 2028 | 2029 | 2030
Haiku | 1358 | 0.0052943 | 0.0052943 | 0.0071787 | 0.0089533 | 0.013078 | 0.020243 | 0.028698 | 0.033497 | 0.032337 | 0.038948
Haiku | 1361 | 0.0015369 | 0.0015369 | 0.0020839 | 0.002599 | 0.0037964 | 0.0058762 | 0.0083307 | 0.0097238 | 0.0093871 | 0.011306
Haleakala | 1275 | 0 | 0 | 0 | 0 | 0 | 0 | 0 | 0 | 0 | 0
Hana 1 | 537 | 0.00029865 | 0.00029865 | 0.00040495 | 0.00050505 | 0.00073772 | 0.0011419 | 0.0016188 | 0.0018896 | 0.0018241 | 0.002197
Hana 1 | 6528 | 9.3522e-05 | 9.3522e-05 | 0.00012681 | 0.00015816 | 0.00023102 | 0.00035758 | 0.00050694 | 0.00059171 | 0.00057122 | 0.000688
Hana 2 | 10277 | 0.00018549 | 0.00018549 | 0.00025152 | 0.00031369 | 0.0004582 | 0.00070923 | 0.0010055 | 0.0011736 | 0.001133 | 0.0013646
Hana Plantation | Hana Plantation | 5.0781e-05 | 5.0781e-05 | 6.8856e-05 | 8.5877e-05 | 0.00012544 | 0.00019416 | 0.00027526 | 0.00032129 | 0.00031017 | 0.00037358
Huelo | Huelo 74A | 0.00038458 | 0.00038458 | 0.00052147 | 0.00065038 | 0.00095 | 0.0014704 | 0.0020846 | 0.0024333 | 0.002349 | 0.0028292
Kahului 3 | 1264 | 0.0021071 | 0.0021071 | 0.0028572 | 0.0035634 | 0.0052051 | 0.0080566 | 0.011422 | 0.013332 | 0.01287 | 0.015501
Kahului 3 | 1265 | 0.0061274 | 0.0061274 | 0.0083083 | 0.010362 | 0.015136 | 0.023428 | 0.033214 | 0.038768 | 0.037425 | 0.045077
Kahului 4 | 4048 | 0.0027431 | 0.0027431 | 0.0037194 | 0.0046388 | 0.0067759 | 0.010488 | 0.014869 | 0.017355 | 0.016754 | 0.02018
Kahului 5 | 4049 | 0.0023313 | 0.0023313 | 0.0031611 | 0.0039425 | 0.0057588 | 0.0089136 | 0.012637 | 0.01475 | 0.014239 | 0.01715
Kahului 6 | 4050 | 0.001011 | 0.001011 | 0.0013709 | 0.0017098 | 0.0024974 | 0.0038656 | 0.0054803 | 0.0063968 | 0.0061752 | 0.0074377
Kailua | Kailua | 3.219e-05 | 3.219e-05 | 4.3647e-05 | 5.4437e-05 | 7.9515e-05 | 0.00012308 | 0.00017448 | 0.00020366 | 0.00019661 | 0.00023681
Kamole Weir | 4028 | 0.0001862 | 0.0001862 | 0.00025247 | 0.00031488 | 0.00045995 | 0.00071192 | 0.0010093 | 0.0011781 | 0.0011373 | 0.0013698
Kanaha 1 | 1347 | 0.0046057 | 0.0046057 | 0.006245 | 0.0077888 | 0.011377 | 0.01761 | 0.024965 | 0.02914 | 0.028131 | 0.033882
Kanaha 1 | 1348 | 0.0014444 | 0.0014444 | 0.0019585 | 0.0024427 | 0.003568 | 0.0055227 | 0.0078296 | 0.0091389 | 0.0088224 | 0.010626
Kanaha 2 | 1244 | 0.0038141 | 0.0038141 | 0.0051717 | 0.0064501 | 0.0094216 | 0.014583 | 0.020675 | 0.024132 | 0.023296 | 0.028059
Kanaha 2 | 1245 | 0.002582 | 0.002582 | 0.003501 | 0.0043664 | 0.006378 | 0.0098721 | 0.013996 | 0.016336 | 0.01577 | 0.018994
Kanaha 3 | 1304 | 0.0040854 | 0.0040854 | 0.0055396 | 0.006909 | 0.010092 | 0.015621 | 0.022145 | 0.025849 | 0.024954 | 0.030055
Kanaha 3 | 1305 | 0.0049582 | 0.0049582 | 0.006723 | 0.008385 | 0.012248 | 0.018958 | 0.026876 | 0.031371 | 0.030284 | 0.036476
Kaonoulu 4 | 1596 | 0.0094666 | 0.0094666 | 0.012836 | 0.016009 | 0.023385 | 0.036196 | 0.051314 | 0.059896 | 0.057821 | 0.069642
Kaonoulu 4 | 1597 | 0.0025613 | 0.0025613 | 0.0034729 | 0.0043314 | 0.0063268 | 0.0097929 | 0.013883 | 0.016205 | 0.015644 | 0.018842
Kauhikoa | 1295 | 0.0020048 | 0.0020048 | 0.0027184 | 0.0033904 | 0.0049523 | 0.0076653 | 0.010867 | 0.012684 | 0.012245 | 0.014749
Keanae | Keanae | 7.0162e-05 | 7.0162e-05 | 9.5136e-05 | 0.00011865 | 0.00017332 | 0.00026827 | 0.00038032 | 0.00044392 | 0.00042855 | 0.00051616
Kihei 1 | 1253 | 0.003701 | 0.003701 | 0.0050183 | 0.0062588 | 0.0091422 | 0.014151 | 0.020061 | 0.023416 | 0.022605 | 0.027227
Kihei 1 | 1254 | 0.0081611 | 0.0081611 | 0.011066 | 0.013802 | 0.02016 | 0.031204 | 0.044238 | 0.051636 | 0.049848 | 0.060038
Kihei 2 | 1384 | 0.010751 | 0.010751 | 0.014577 | 0.018181 | 0.026556 | 0.041105 | 0.058274 | 0.068019 | 0.065663 | 0.079087
Kihei 2 | 1385 | 0.0030977 | 0.0030977 | 0.0042003 | 0.0052386 | 0.0076519 | 0.011844 | 0.016791 | 0.019599 | 0.01892 | 0.022789
Kihei 3 | 1473 | 0.0076312 | 0.0076312 | 0.010347 | 0.012905 | 0.018851 | 0.029178 | 0.041365 | 0.048283 | 0.046611 | 0.056139
Kihei 4 | 1515 | 0.015588 | 0.015588 | 0.021136 | 0.026361 | 0.038506 | 0.059601 | 0.084495 | 0.098626 | 0.09521 | 0.11467
Kuau | 4066 | 0.0017619 | 0.0017619 | 0.002389 | 0.0029796 | 0.0043523 | 0.0067366 | 0.0095505 | 0.011148 | 0.010762 | 0.012962
Kuihelani | 1653 | 0.010489 | 0.010489 | 0.014222 | 0.017738 | 0.025909 | 0.040103 | 0.056854 | 0.066362 | 0.064064 | 0.077161
Kuihelani | 1708 | 0.00499 | 0.00499 | 0.0067661 | 0.0084386 | 0.012326 | 0.019079 | 0.027048 | 0.031572 | 0.030478 | 0.036709
Kula | 1237 | 0.0066914 | 0.0066914 | 0.0090732 | 0.011316 | 0.016529 | 0.025585 | 0.036271 | 0.042337 | 0.040871 | 0.049226
Kula | 1238 | 0.0067449 | 0.0067449 | 0.0091456 | 0.011406 | 0.016661 | 0.025789 | 0.036561 | 0.042675 | 0.041197 | 0.049619
Kula Ag Park | 1322 | 0.0012434 | 0.0012434 | 0.001686 | 0.0021028 | 0.0030715 | 0.0047542 | 0.0067401 | 0.0078672 | 0.0075948 | 0.0091474
Lahaina 1 | 1225 | 0.0013844 | 0.0013844 | 0.0018771 | 0.0023412 | 0.0034197 | 0.0052931 | 0.0075041 | 0.008759 | 0.0084557 | 0.010184
Lahaina 1 | 1226 | 0.00077483 | 0.00077483 | 0.0010506 | 0.0013103 | 0.001914 | 0.0029626 | 0.0042 | 0.0049024 | 0.0047326 | 0.0057001
Lahaina 2 | 1390 | 0.0061663 | 0.0061663 | 0.0083612 | 0.010428 | 0.015232 | 0.023577 | 0.033425 | 0.039015 | 0.037664 | 0.045363
Lahaina 4 | 1221 | 0.0049077 | 0.0049077 | 0.0066546 | 0.0082996 | 0.012123 | 0.018765 | 0.026603 | 0.031051 | 0.029976 | 0.036104
Lahaina 4 | 1223 | 0.0068676 | 0.0068676 | 0.009312 | 0.011614 | 0.016964 | 0.026258 | 0.037226 | 0.043451 | 0.041947 | 0.050522
Lahaina 5 | 1397 | 0.00048392 | 0.00048392 | 0.00065616 | 0.00081836 | 0.0011954 | 0.0018502 | 0.0026231 | 0.0030617 | 0.0029557 | 0.00356
Lahaina 5 | 1398 | 0.0087973 | 0.0087973 | 0.011929 | 0.014877 | 0.021731 | 0.033636 | 0.047686 | 0.055661 | 0.053733 | 0.064718
Lower Nahiku | Lower Nahiku | 1.6447e-05 | 1.6447e-05 | 2.2302e-05 | 2.7815e-05 | 4.0629e-05 | 6.2886e-05 | 8.9154e-05 | 0.00010406 | 0.00010046 | 0.000121
Maalaea | 1285 | 0.0019722 | 0.0019722 | 0.0026742 | 0.0033353 | 0.0048718 | 0.0075407 | 0.01069 | 0.012478 | 0.012046 | 0.014509
Maalaea | 1286 | 0.0026266 | 0.0026266 | 0.0035615 | 0.004442 | 0.0064883 | 0.010043 | 0.014238 | 0.016619 | 0.016043 | 0.019323
Mahinahina 1 | 1219 | 0.0050007 | 0.0050007 | 0.0067807 | 0.0084568 | 0.012353 | 0.01912 | 0.027107 | 0.03164 | 0.030544 | 0.036788
Mahinahina 2 | 1380 | 0.001183 | 0.001183 | 0.001604 | 0.0020006 | 0.0029222 | 0.0045231 | 0.0064124 | 0.0074847 | 0.0072255 | 0.0087027
Mahinahina 2 | 1381 | 0.0052326 | 0.0052326 | 0.007095 | 0.0088489 | 0.012926 | 0.020007 | 0.028363 | 0.033107 | 0.03196 | 0.038494
Makawao | 1234 | 0.0019435 | 0.0019435 | 0.0026353 | 0.0032868 | 0.004801 | 0.0074311 | 0.010535 | 0.012297 | 0.011871 | 0.014298
Makawao | 1235 | 0.0029936 | 0.0029936 | 0.0040591 | 0.0050625 | 0.0073947 | 0.011446 | 0.016227 | 0.01894 | 0.018284 | 0.022023
Makawao | 1236 | 0.0026678 | 0.0026678 | 0.0036173 | 0.0045115 | 0.0065899 | 0.0102 | 0.014461 | 0.016879 | 0.016294 | 0.019626
Maui Hardwoods | 1615 | 0.00047858 | 0.00047858 | 0.00064893 | 0.00080934 | 0.0011822 | 0.0018299 | 0.0025942 | 0.003028 | 0.0029231 | 0.0035207
Napili 1 | 1232 | 0.001212 | 0.001212 | 0.0016435 | 0.0020497 | 0.002994 | 0.0046342 | 0.0065699 | 0.0076686 | 0.0074031 | 0.0089165
Napili 2 | 1420 | 0.0039032 | 0.0039032 | 0.0052925 | 0.0066009 | 0.0096418 | 0.014924 | 0.021158 | 0.024696 | 0.023841 | 0.028715
Napili 2 | 1421 | 0.0022801 | 0.0022801 | 0.0030917 | 0.003856 | 0.0056324 | 0.008718 | 0.01236 | 0.014426 | 0.013927 | 0.016774
Onehee | 4055 | 0.0030078 | 0.0030078 | 0.0040784 | 0.0050866 | 0.0074299 | 0.0115 | 0.016304 | 0.019031 | 0.018372 | 0.022127
Onehee | 4056 | 0.0012336 | 0.0012336 | 0.0016727 | 0.0020861 | 0.0030472 | 0.0047166 | 0.0066867 | 0.0078049 | 0.0075346 | 0.009075
Paia Mauka | 4042 | 0.0029796 | 0.0029796 | 0.0040402 | 0.005039 | 0.0073603 | 0.011393 | 0.016151 | 0.018852 | 0.018199 | 0.02192
Peahi | 1294 | 0.0026893 | 0.0026893 | 0.0036465 | 0.0045479 | 0.0066431 | 0.010282 | 0.014577 | 0.017015 | 0.016426 | 0.019784
Pukalani 1 | 1282 | 0.0071402 | 0.0071402 | 0.0096817 | 0.012075 | 0.017638 | 0.027301 | 0.038704 | 0.045176 | 0.043612 | 0.052528
Pukalani 1 | 1283 | 1.5911e-05 | 1.5911e-05 | 2.1575e-05 | 2.6908e-05 | 3.9304e-05 | 6.0837e-05 | 8.6248e-05 | 0.00010067 | 9.7186e-05 | 0.00011705
Pukalani 3 | 1308 | 0.010015 | 0.010015 | 0.01358 | 0.016937 | 0.02474 | 0.038293 | 0.054289 | 0.063367 | 0.061173 | 0.073679
Pukalani 3 | 1309 | 0.0010635 | 0.0010635 | 0.001442 | 0.0017985 | 0.0026271 | 0.0040663 | 0.0057647 | 0.0067288 | 0.0064958 | 0.0078237
Puukolii 1 | 1270 | 0.012998 | 0.012998 | 0.017625 | 0.021982 | 0.032109 | 0.049699 | 0.070458 | 0.082241 | 0.079393 | 0.095624
Puukolii 2 | 1272 | 0.0072836 | 0.0072836 | 0.0098761 | 0.012318 | 0.017992 | 0.027849 | 0.039481 | 0.046084 | 0.044488 | 0.053583
Puukolii 2 | 1273 | 0.00025072 | 0.00025072 | 0.00033996 | 0.000424 | 0.00061934 | 0.00095864 | 0.0013591 | 0.0015863 | 0.0015314 | 0.0018445
Puukolii 3 | 1657 | 0.0026973 | 0.0026973 | 0.0036573 | 0.0045614 | 0.0066628 | 0.010313 | 0.014621 | 0.017066 | 0.016475 | 0.019843
Spreckelsville | 4043 | 0.002441 | 0.002441 | 0.0033098 | 0.004128 | 0.0060297 | 0.009333 | 0.013231 | 0.015444 | 0.014909 | 0.017957
Waiehu | 1378 | 0.0046354 | 0.0046354 | 0.0062853 | 0.0078391 | 0.01145 | 0.017723 | 0.025126 | 0.029328 | 0.028313 | 0.034101
Waiehu | 1379 | 0.0085576 | 0.0085576 | 0.011604 | 0.014472 | 0.021139 | 0.03272 | 0.046387 | 0.054144 | 0.052269 | 0.062955
Waiinu 2 | 1266 | 0.0025648 | 0.0025648 | 0.0034777 | 0.0043373 | 0.0063355 | 0.0098064 | 0.013902 | 0.016227 | 0.015665 | 0.018868
Waiinu 2 | 1267 | 0.0013763 | 0.0013763 | 0.0018662 | 0.0023275 | 0.0033998 | 0.0052623 | 0.0074603 | 0.0087079 | 0.0084064 | 0.010125
Waiinu 3 | 1492 | 0.002335 | 0.002335 | 0.0031661 | 0.0039488 | 0.0057679 | 0.0089278 | 0.012657 | 0.014774 | 0.014262 | 0.017178
Waiinu 3 | 1493 | 0.019113 | 0.019113 | 0.025916 | 0.032322 | 0.047213 | 0.073078 | 0.1036 | 0.12093 | 0.11674 | 0.14061
Waiinu 5 | 2030 | 0.00073519 | 0.00073519 | 0.00099687 | 0.0012433 | 0.0018161 | 0.002811 | 0.0039851 | 0.0046516 | 0.0044905 | 0.0054085
Waikapu | 1636 | 0 | 0 | 0 | 0 | 0 | 0 | 0 | 0 | 0 | 0
Wailea 1 | 1280 | 0.0065315 | 0.0065315 | 0.0088563 | 0.011046 | 0.016134 | 0.024973 | 0.035404 | 0.041325 | 0.039894 | 0.04805
Wailea 1 | 1281 | 0.001608 | 0.001608 | 0.0021804 | 0.0027194 | 0.0039722 | 0.0061483 | 0.0087164 | 0.010174 | 0.0098218 | 0.01183
Wailea 2 | 1320 | 0.0057001 | 0.0057001 | 0.007729 | 0.0096396 | 0.01408 | 0.021794 | 0.030898 | 0.036065 | 0.034816 | 0.041933
Wailea 2 | 1321 | 7.3068e-05 | 7.3068e-05 | 9.9076e-05 | 0.00012357 | 0.00018049 | 0.00027938 | 0.00039607 | 0.0004623 | 0.0004463 | 0.00053753
Wailea 3 | 1395 | 0.0011206 | 0.0011206 | 0.0015194 | 0.001895 | 0.002768 | 0.0042845 | 0.0060741 | 0.0070899 | 0.0068443 | 0.0082436
Wailea 3 | 1396 | 0.0020685 | 0.0020685 | 0.0028047 | 0.0034981 | 0.0051096 | 0.0079088 | 0.011212 | 0.013087 | 0.012634 | 0.015217
Wailea 4 | 1517 | 0.0063741 | 0.0063741 | 0.0086429 | 0.010779 | 0.015745 | 0.024371 | 0.034551 | 0.040329 | 0.038932 | 0.046892
Wailea 4 | 1518 | 0.0038588 | 0.0038588 | 0.0052323 | 0.0065257 | 0.009532 | 0.014754 | 0.020917 | 0.024415 | 0.023569 | 0.028388
Wailuku 1 | 4037 | 0.0020643 | 0.0020643 | 0.0027991 | 0.003491 | 0.0050993 | 0.0078929 | 0.01119 | 0.013061 | 0.012609 | 0.015186
Wailuku 2 | 4031 | 0.0013196 | 0.0013196 | 0.0017893 | 0.0022316 | 0.0032597 | 0.0050455 | 0.007153 | 0.0083492 | 0.0080601 | 0.0097079
Wailuku 3 | 1290 | 0.010292 | 0.010292 | 0.013955 | 0.017404 | 0.025422 | 0.03935 | 0.055786 | 0.065115 | 0.062861 | 0.075712
Wailuku 4 | 1447 | 0.0068629 | 0.0068629 | 0.0093057 | 0.011606 | 0.016953 | 0.02624 | 0.037201 | 0.043422 | 0.041918 | 0.050488
Wailuku Heights | 493 | 0.0020277 | 0.0020277 | 0.0027494 | 0.003429 | 0.0050087 | 0.0077527 | 0.010991 | 0.012829 | 0.012385 | 0.014917
Wailuku Heights | 529 | 0.0013017 | 0.0013017 | 0.001765 | 0.0022013 | 0.0032154 | 0.0049769 | 0.0070557 | 0.0082356 | 0.0079504 | 0.0095758
Waipio | Waipio 74B | 0.00018448 | 0.00018448 | 0.00025014 | 0.00031197 | 0.00045569 | 0.00070534 | 0.00099996 | 0.0011672 | 0.0011268 | 0.0013571

## Forecasted Load Growth
Return to Assumptions Summary
Forecasted Load Growth
The Forecasted Load Growth layer represents the future increases in the Underlying Load layer and known service requests for residential and commercial customers. The peak incremental amount added in megawatts (MW) to each distribution circuit per year for the Forecasted Load Growth layer is shown for 2021-2030.
Amount Added Per Year (MW)
Substation Transformer | Circuit | 2021 | 2022 | 2023 | 2024 | 2025 | 2026 | 2027 | 2028 | 2029 | 2030
Haiku | 1358 | -0.0036389 | -0.0036389 | 0.0063029 | 0.037114 | 0.040831 | 0.026748 | 0.047107 | 0.027852 | 0.057131 | 0.025332
Haiku | 1361 | -0.0017598 | -0.0017598 | 0.0030481 | 0.017949 | 0.019746 | 0.012935 | 0.022781 | 0.013469 | 0.027629 | 0.012251
Haleakala | 1275 | -0.00048148 | -0.00048148 | 0.00083397 | 0.0049108 | 0.0054025 | 0.0035391 | 0.006233 | 0.0036852 | 0.0075593 | 0.0033518
Hana 1 | 537 | -0.00090703 | -0.00090703 | 0.0015711 | 0.0092512 | 0.010178 | 0.0066672 | 0.011742 | 0.0069424 | 0.014241 | 0.0063143
Hana 1 | 6528 | -0.00034694 | -0.00034694 | 0.00060093 | 0.0035386 | 0.0038929 | 0.0025502 | 0.0044913 | 0.0026555 | 0.005447 | 0.0024152
Hana 2 | 10277 | -0.00058966 | -0.00058966 | 0.0010213 | 0.0060141 | 0.0066163 | 0.0043343 | 0.0076334 | 0.0045132 | 0.0092577 | 0.0041049
Hana Plantation | Hana Plantation | -5.3731e-05 | -5.3731e-05 | 9.3068e-05 | 0.00054803 | 0.0006029 | 0.00039495 | 0.00069558 | 0.00041126 | 0.00084359 | 0.00037405
Huelo | Huelo 74A | -0.00020918 | -0.00020918 | 0.00036232 | 0.0021335 | 0.0023472 | 0.0015376 | 0.0027079 | 0.0016011 | 0.0032842 | 0.0014562
Kahului 3 | 1264 | -0.0038477 | -0.0038477 | 0.0066645 | 0.039244 | 0.043173 | 0.028282 | 0.04981 | 0.02945 | 0.060409 | 0.026785
Kahului 3 | 1265 | -0.0046061 | -0.0046061 | 0.0079783 | 0.04698 | 0.051684 | 0.033858 | 0.059629 | 0.035255 | 0.072318 | 0.032065
Kahului 4 | 4048 | -0.0014959 | -0.0014959 | 0.002591 | 0.015257 | 0.016784 | 0.010995 | 0.019365 | 0.011449 | 0.023485 | 0.010413
Kahului 5 | 4049 | -0.0011802 | -0.0011802 | 0.0020442 | 0.012037 | 0.013242 | 0.008675 | 0.015278 | 0.009033 | 0.018529 | 0.0082158
Kahului 6 | 4050 | -0.00065018 | -0.00065018 | 0.0011262 | 0.0066314 | 0.0072954 | 0.0047792 | 0.0084168 | 0.0049764 | 0.010208 | 0.0045262
Kailua | Kailua | -7.1941e-05 | -7.1941e-05 | 0.00012461 | 0.00073376 | 0.00080723 | 0.00052881 | 0.00093131 | 0.00055064 | 0.0011295 | 0.00050081
Kamole Weir | 4028 | -0.00062895 | -0.00062895 | 0.0010894 | 0.0064149 | 0.0070572 | 0.0046231 | 0.008142 | 0.0048139 | 0.0098746 | 0.0043784
Kanaha 1 | 1347 | -0.0046117 | -0.0046117 | 0.007988 | 0.047037 | 0.051747 | 0.033899 | 0.059701 | 0.035298 | 0.072405 | 0.032104
Kanaha 1 | 1348 | -0.00099443 | -0.00099443 | 0.0017224 | 0.010143 | 0.011158 | 0.0073096 | 0.012873 | 0.0076113 | 0.015613 | 0.0069227
Kanaha 2 | 1244 | -0.0028868 | -0.0028868 | 0.0050001 | 0.029443 | 0.032391 | 0.021219 | 0.03737 | 0.022095 | 0.045323 | 0.020096
Kanaha 2 | 1245 | -0.0026987 | -0.0026987 | 0.0046744 | 0.027525 | 0.030282 | 0.019837 | 0.034936 | 0.020656 | 0.042371 | 0.018787
Kanaha 3 | 1304 | -0.0015369 | -0.0015369 | 0.0026621 | 0.015676 | 0.017245 | 0.011297 | 0.019896 | 0.011764 | 0.02413 | 0.010699
Kanaha 3 | 1305 | -0.003324 | -0.003324 | 0.0057574 | 0.033903 | 0.037297 | 0.024433 | 0.04303 | 0.025442 | 0.052187 | 0.02314
Kaonoulu 4 | 1596 | -0.0066524 | -0.0066524 | 0.011523 | 0.06785 | 0.074644 | 0.048898 | 0.086118 | 0.050917 | 0.10444 | 0.04631
Kaonoulu 4 | 1597 | -0.00061841 | -0.00061841 | 0.0010712 | 0.0063075 | 0.006939 | 0.0045457 | 0.0080056 | 0.0047333 | 0.0097092 | 0.004305
Kauhikoa | 1295 | -0.0026288 | -0.0026288 | 0.0045534 | 0.026813 | 0.029497 | 0.019323 | 0.034032 | 0.020121 | 0.041274 | 0.018301
Keanae | Keanae | -0.00023168 | -0.00023168 | 0.0004013 | 0.002363 | 0.0025997 | 0.001703 | 0.0029993 | 0.0017733 | 0.0036375 | 0.0016129
Kihei 1 | 1253 | -0.0035735 | -0.0035735 | 0.0061896 | 0.036448 | 0.040097 | 0.026267 | 0.04626 | 0.027351 | 0.056105 | 0.024877
Kihei 1 | 1254 | -0.0056756 | -0.0056756 | 0.0098307 | 0.057888 | 0.063684 | 0.041719 | 0.073474 | 0.043441 | 0.089109 | 0.039511
Kihei 2 | 1384 | 1.4375 | -0.0025019 | 0.0043335 | 0.025518 | 0.028073 | 0.01839 | 0.032388 | 0.019149 | 0.03928 | 0.017417
Kihei 2 | 1385 | -0.0050886 | -0.0050886 | 0.008814 | 0.051901 | 0.057098 | 0.037404 | 0.065874 | 0.038948 | 0.079893 | 0.035424
Kihei 3 | 1473 | -0.0021157 | -0.0021157 | 0.0036645 | 0.021579 | 0.023739 | 0.015551 | 0.027388 | 0.016193 | 0.033216 | 0.014728
Kihei 4 | 1515 | -0.0053646 | -0.0053646 | 0.0092921 | 0.054716 | 0.060195 | 0.039433 | 0.069448 | 0.041061 | 0.084226 | 0.037346
Kuau | 4066 | -0.00060755 | -0.00060755 | 0.0010523 | 0.0061967 | 0.0068172 | 0.0044659 | 0.0078651 | 0.0046502 | 0.0095387 | 0.0042294
Kuihelani | 1653 | -0.0034064 | -0.0034064 | 0.0059003 | 0.034744 | 0.038223 | 0.025039 | 0.044098 | 0.026073 | 0.053482 | 0.023714
Kuihelani | 1708 | -0.0020996 | -0.0020996 | 0.0036367 | 0.021415 | 0.023559 | 0.015433 | 0.02718 | 0.01607 | 0.032964 | 0.014616
Kula | 1237 | -0.0037318 | -0.0037318 | 0.0064639 | 0.038063 | 0.041874 | 0.027431 | 0.04831 | 0.028563 | 0.058591 | 0.025979
Kula | 1238 | -0.0028177 | -0.0028177 | 0.0048805 | 0.028739 | 0.031616 | 0.020712 | 0.036476 | 0.021566 | 0.044238 | 0.019615
Kula Ag Park | 1322 | -0.00032499 | -0.00032499 | 0.00056292 | 0.0033147 | 0.0036466 | 0.0023889 | 0.0042072 | 0.0024875 | 0.0051024 | 0.0022624
Lahaina 1 | 1225 | -0.0014405 | -0.0014405 | 0.0024951 | 0.014693 | 0.016164 | 0.010589 | 0.018648 | 0.011026 | 0.022617 | 0.010028
Lahaina 1 | 1226 | -0.0013192 | -0.0013192 | 0.002285 | 0.013455 | 0.014802 | 0.0096968 | 0.017078 | 0.010097 | 0.020712 | 0.0091835
Lahaina 2 | 1390 | -0.0042292 | -0.0042292 | 0.0073253 | 0.043135 | 0.047454 | 0.031087 | 0.054749 | 0.03237 | 0.066399 | 0.029441
Lahaina 4 | 1221 | -0.0044408 | -0.0044408 | 0.007692 | 0.045294 | 0.56983 | 0.032643 | 0.057489 | 0.03399 | 0.069722 | 0.030915
Lahaina 4 | 1223 | -0.002621 | -0.002621 | 0.0045399 | 0.026733 | 0.02941 | 0.019266 | 0.033931 | 0.020061 | 0.041151 | 0.018246
Lahaina 5 | 1398 | -0.0047588 | -0.0047588 | 0.0082427 | 0.048537 | 0.7454 | 0.03498 | 0.061605 | 0.036424 | 0.074714 | 0.033128
Lahaina 5 | 1397 | -0.0029535 | -0.0029535 | 0.0051157 | 0.030124 | 0.03314 | 0.02171 | 0.038234 | 0.022606 | 0.046371 | 0.020561
Lower Nahiku | Lower Nahiku | -0.00010232 | -0.00010232 | 0.00017723 | 0.0010436 | 0.0011481 | 0.00075211 | 0.0013246 | 0.00078315 | 0.0016064 | 0.00071229
Maalaea | 1285 | -0.0070924 | -0.0070924 | 0.012285 | 0.072339 | 0.079582 | 0.052133 | 0.091815 | 0.054285 | 0.11135 | 0.049374
Maalaea | 1286 | -0.0014199 | -0.0014199 | 0.0024593 | 0.014482 | 0.015932 | 0.010437 | 0.018381 | 0.010867 | 0.022292 | 0.0098842
Mahinahina 1 | 1219 | -0.0083803 | -0.0083803 | 0.014515 | 0.085474 | 0.094032 | 0.0616 | 0.10849 | 0.064142 | 0.13157 | 0.058339
Mahinahina 2 | 1380 | -0.0011655 | -0.0011655 | 0.0020187 | 0.011887 | 0.013077 | 0.0085667 | 0.015087 | 0.0089203 | 0.018298 | 0.0081132
Mahinahina 2 | 1381 | -0.0049282 | -0.0049282 | 0.0085361 | 0.050265 | 0.055297 | 0.036225 | 0.063797 | 0.03772 | 0.077374 | 0.034307
Makawao | 1234 | -0.00084283 | -0.00084283 | 0.0014599 | 0.0085964 | 0.0094571 | 0.0061952 | 0.010911 | 0.006451 | 0.013233 | 0.0058673
Makawao | 1235 | -0.0018507 | -0.0018507 | 0.0032055 | 0.018876 | 0.020766 | 0.013603 | 0.023958 | 0.014165 | 0.029056 | 0.012883
Makawao | 1236 | -0.0038628 | -0.0038628 | 0.0066908 | 0.039398 | 0.043343 | 0.028394 | 0.050006 | 0.029566 | 0.060647 | 0.026891
Maui Hardwoods | 1615 | -7.2017e-05 | -7.2017e-05 | 0.00012474 | 0.00073454 | 0.00080809 | 0.00052937 | 0.0009323 | 0.00055122 | 0.0011307 | 0.00050135
Napili 1 | 1232 | -0.0036413 | -0.0036413 | 0.0063071 | 0.037139 | 0.040858 | 0.026765 | 0.047138 | 0.02787 | 0.057169 | 0.025349
Napili 2 | 1420 | -0.0033 | -0.0033 | 0.0057158 | 0.033658 | 0.037028 | 0.024257 | 0.042719 | 0.025258 | 0.05181 | 0.022972
Napili 2 | 1421 | -0.0027698 | -0.0027698 | 0.0047975 | 0.02825 | 0.031079 | 0.020359 | 0.035856 | 0.0212 | 0.043486 | 0.019282
Onehee | 4055 | -0.0015925 | -0.0015925 | 0.0027584 | 0.016243 | 0.017869 | 0.011706 | 0.020616 | 0.012189 | 0.025003 | 0.011086
Onehee | 4056 | -0.00065195 | -0.00065195 | 0.0011292 | 0.0066496 | 0.0073154 | 0.0047922 | 0.0084398 | 0.00499 | 0.010236 | 0.0045385
Paia Mauka | 4042 | -0.0019315 | -0.0019315 | 0.0033455 | 0.0197 | 0.021673 | 0.014198 | 0.025004 | 0.014784 | 0.030325 | 0.013446
Peahi | 1294 | -0.0014355 | -0.0014355 | 0.0024864 | 0.014641 | 0.016107 | 0.010552 | 0.018583 | 0.010987 | 0.022537 | 0.009993
Pukalani 1 | 1282 | -0.0038333 | -0.0038333 | 0.0066397 | 0.039098 | 0.043013 | 0.028177 | 0.049624 | 0.02934 | 0.060184 | 0.026686
Pukalani 1 | 1283 | -0.00082713 | -0.00082713 | 0.0014327 | 0.0084363 | 0.009281 | 0.0060799 | 0.010708 | 0.0063308 | 0.012986 | 0.005758
Pukalani 3 | 1308 | 0.97848 | -0.001522 | 0.0026363 | 0.015524 | 0.017078 | 0.011188 | 0.019703 | 0.011649 | 0.023896 | 0.010595
Pukalani 3 | 1309 | -0.00067432 | -0.00067432 | 0.001168 | 0.0068776 | 0.0075663 | 0.0049566 | 0.0087293 | 0.0051612 | 0.010587 | 0.0046942
Puukolii 1 | 1270 | -0.0050454 | -0.0050454 | 0.0087391 | 0.05146 | 0.056613 | 0.037086 | 0.065315 | 0.038617 | 0.079214 | 0.035123
Puukolii 2 | 1273 | 0.43918 | -0.00082388 | 0.001427 | 0.0084031 | 0.0092445 | 0.006056 | 0.010665 | 0.0063059 | 0.012935 | 0.0057354
Puukolii 2 | 1272 | 0.6958 | -0.0042023 | 0.0072788 | 0.042861 | 0.047153 | 0.030889 | 0.054401 | 0.032164 | 0.065977 | 0.029254
Puukolii 3 | 1657 | -0.0053741 | -0.0053741 | 0.0093085 | 0.054813 | 0.060301 | 0.039503 | 0.069571 | 0.041133 | 0.084375 | 0.037412
Spreckelsville | 4043 | -0.00079676 | -0.00079676 | 0.0013801 | 0.0081265 | 0.0089402 | 0.0058566 | 0.010314 | 0.0060984 | 0.012509 | 0.0055466
Waiehu | 1378 | -0.0030108 | -0.0030108 | 0.005215 | 0.030708 | 0.033783 | 0.022131 | 0.038976 | 0.023044 | 0.04727 | 0.020959
Waiehu | 1379 | -0.0035818 | -0.0035818 | 0.006204 | 0.036532 | 0.04019 | 0.026328 | 0.046368 | 0.027415 | 0.056235 | 0.024934
Waiinu 2 | 1266 | -0.0021369 | -0.0021369 | 0.0037013 | 0.021795 | 0.023977 | 0.015707 | 0.027663 | 0.016356 | 0.03355 | 0.014876
Waiinu 2 | 1267 | -0.0016935 | -0.0016935 | 0.0029334 | 0.017273 | 0.019003 | 0.012448 | 0.021923 | 0.012962 | 0.026589 | 0.011789
Waiinu 3 | 1493 | 0.74143 | -0.0085681 | 0.67084 | 0.087389 | 0.47514 | 0.06298 | 0.11092 | 0.06558 | 0.13452 | 0.059646
Waiinu 3 | 1492 | -0.0030787 | -0.0030787 | 0.0053326 | 0.031401 | 0.034545 | 0.02263 | 0.039855 | 0.023564 | 0.048336 | 0.021432
Waiinu 5 | 2030 | -0.00055392 | -0.00055392 | 0.00095944 | 0.0056496 | 0.0062153 | 0.0040716 | 0.0071707 | 0.0042397 | 0.0086967 | 0.0038561
Waikapu | 1636 | -0.0041632 | -0.0041632 | 0.0072111 | 0.042463 | 0.046714 | 0.030602 | 0.053895 | 0.031865 | 0.065364 | 0.028982
Wailea 1 | 1280 | -0.0060193 | -0.0060193 | 0.010426 | 0.061393 | 0.067541 | 0.044245 | 0.077923 | 0.046071 | 0.094504 | 0.041903
Wailea 1 | 1281 | -0.0028184 | -0.0028184 | 0.0048818 | 0.028746 | 0.031625 | 0.020717 | 0.036486 | 0.021572 | 0.04425 | 0.01962
Wailea 2 | 1320 | -0.0050365 | -0.0050365 | 0.0087236 | 0.051369 | 0.056513 | 0.037021 | 0.065199 | 0.038549 | 0.079074 | 0.035061
Wailea 2 | 1321 | -0.0027875 | -0.0027875 | 0.0048282 | 0.028431 | 0.031278 | 0.02049 | 0.036086 | 0.021336 | 0.043765 | 0.019405
Wailea 3 | 1395 | -0.0029244 | -0.0029244 | 0.0050654 | 0.029828 | 0.032814 | 0.021496 | 0.037858 | 0.022384 | 0.045914 | 0.020358
Wailea 3 | 1396 | -0.0011304 | -0.0011304 | 0.001958 | 0.01153 | 0.012684 | 0.0083094 | 0.014634 | 0.0086524 | 0.017748 | 0.0078695
Wailea 4 | 1517 | -0.0023573 | -0.0023573 | 0.004083 | 0.024043 | 0.02645 | 0.017327 | 0.030516 | 0.018042 | 0.037009 | 0.01641
Wailea 4 | 1518 | -0.0043118 | -0.0043118 | 0.0074684 | 0.043977 | 0.048381 | 0.031694 | 0.055818 | 0.033002 | 0.067696 | 0.030016
Wailuku 1 | 4037 | -0.00098785 | -0.00098785 | 0.001711 | 0.010075 | 0.011084 | 0.0072612 | 0.012788 | 0.0075609 | 0.015509 | 0.0068768
Wailuku 2 | 4031 | -0.001098 | -0.001098 | 0.0019019 | 0.011199 | 0.012321 | 0.0080712 | 0.014215 | 0.0084044 | 0.01724 | 0.007644
Wailuku 3 | 1290 | -0.0023426 | -0.0023426 | 0.0040576 | 0.023893 | 0.026285 | 0.017219 | 0.030326 | 0.01793 | 0.036779 | 0.016308
Wailuku 4 | 1447 | -0.0040639 | -0.0040639 | 0.007039 | 0.041449 | 0.045599 | 0.029872 | 0.052608 | 0.031105 | 0.063804 | 0.02829
Wailuku Heights | 493 | -0.0013484 | -0.0013484 | 0.0023355 | 0.013753 | 0.01513 | 0.0099114 | 0.017455 | 0.010321 | 0.02117 | 0.0093867
Wailuku Heights | 529 | -0.0015251 | -0.0015251 | 0.0026417 | 0.015555 | 0.017113 | 0.011211 | 0.019743 | 0.011673 | 0.023945 | 0.010617
Waipio | Waipio 74B | -0.00011629 | -0.00011629 | 0.00020142 | 0.0011861 | 0.0013048 | 0.00085478 | 0.0015054 | 0.00089007 | 0.0018258 | 0.00080954

## Base Load
Return to Assumptions Summary
Base Load
The Base Load layer represents the starting point for each circuit forecast. This layer is developed based on the circuit historical peak demands. The base load is shown in megawatts (MW) for each distribution circuit.
Substation Transformer | Circuit | Base Load (MW)
Haiku | 1358 | 3.2951
Haiku | 1361 | 1.5936
Haleakala | 1275 | 0.82136
Hana 1 | 537 | 0.31417
Hana 1 | 6528 | 0.53396
Hana 2 | 10277 | 0.048656
Hana Plantation | Hana Plantation | 0.18942
Huelo | Huelo 74A | 3.4842
Kahului 3 | 1264 | 4.1711
Kahului 3 | 1265 | 1.3546
Kahului 4 | 4048 | 1.0687
Kahului 5 | 4049 | 0.58876
Kahului 6 | 4050 | 0.065146
Kailua | Kailua | 0.56954
Kamole Weir | 4028 | 4.1761
Kanaha 1 | 1347 | 0.9005
Kanaha 1 | 1348 | 2.6141
Kanaha 2 | 1244 | 2.4438
Kanaha 2 | 1245 | 1.3918
Kanaha 3 | 1304 | 3.01
Kanaha 3 | 1305 | 6.024
Kaonoulu 4 | 1596 | 0.56
Kaonoulu 4 | 1597 | 2.3805
Kauhikoa | 1295 | 0.2098
Keanae | Keanae | 3.236
Kihei 1 | 1253 | 5.1395
Kihei 1 | 1254 | 2.2655
Kihei 2 | 1384 | 4.608
Kihei 2 | 1385 | 1.9158
Kihei 3 | 1473 | 4.8579
Kihei 4 | 1515 | 0.55017
Kuau | 4066 | 3.0847
Kuihelani | 1653 | 1.9013
Kuihelani | 1708 | 3.3793
Kula | 1237 | 2.5515
Kula | 1238 | 0.29429
Kula Ag Park | 1322 | 1.3045
Lahaina 1 | 1225 | 1.1946
Lahaina 1 | 1226 | 3.8297
Lahaina 2 | 1390 | 4.0214
Lahaina 4 | 1221 | 2.3735
Lahaina 4 | 1223 | 2.6745
Lahaina 5 | 1398 | 4.3093
Lahaina 5 | 1397 | 0.092655
Lower Nahiku | Lower Nahiku | 6.4225
Maalaea | 1285 | 1.2857
Maalaea | 1286 | 7.5887
Mahinahina 1 | 1219 | 1.0554
Mahinahina 2 | 1380 | 4.4627
Mahinahina 2 | 1381 | 0.76322
Makawao | 1234 | 1.6759
Makawao | 1235 | 3.4979
Makawao | 1236 | 0.065215
Maui Hardwoods | 1615 | 3.2973
Napili 1 | 1232 | 2.9883
Napili 2 | 1420 | 2.5082
Napili 2 | 1421 | 1.4421
Onehee | 4055 | 0.59037
Onehee | 4056 | 1.7491
Paia Mauka | 4042 | 1.2999
Peahi | 1294 | 3.4713
Pukalani 1 | 1282 | 0.749
Pukalani 1 | 1283 | 1.3783
Pukalani 3 | 1308 | 0.61062
Pukalani 3 | 1309 | 4.5688
Puukolii 1 | 1270 | 3.8054
Puukolii 2 | 1273 | 0.74606
Puukolii 2 | 1272 | 4.8665
Puukolii 3 | 1657 | 0.7215
Spreckelsville | 4043 | 2.7264
Waiehu | 1378 | 3.2435
Waiehu | 1379 | 1.9351
Waiinu 2 | 1266 | 1.5336
Waiinu 2 | 1267 | 2.7879
Waiinu 3 | 1493 | 7.7588
Waiinu 3 | 1492 | 0.5016
Waiinu 5 | 2030 | 3.77
Waikapu | 1636 | 5.4507
Wailea 1 | 1280 | 2.5522
Wailea 1 | 1281 | 4.5607
Wailea 2 | 1320 | 2.5242
Wailea 2 | 1321 | 2.6482
Wailea 3 | 1395 | 1.0237
Wailea 3 | 1396 | 2.1346
Wailea 4 | 1517 | 3.9045
Wailea 4 | 1518 | 0.89454
Wailuku 1 | 4037 | 0.99433
Wailuku 2 | 4031 | 2.1213
Wailuku 3 | 1290 | 3.68
Wailuku 4 | 1447 | 1.221
Wailuku Heights | 493 | 1.3811
Wailuku Heights | 529 | 0.1053
Waipio | Waipio 74B | 0.436