## Assumptions Summary
2020-2021 Location-Based Forecasts
This workbook presents the IGP location-based forecasts. The Scenarios worksheet describes the DBESS, DGPV, EE, and EV load layers that correspond to each scenario. The forecasts include the Base Load, DGPV, DBESS, Managed EV Charging, Energy Efficiency, and the Forecasted Load Growth for Scenario 3.
Version History
Date | Version | Description
2021-10-08 | 1 | First Release of the Draft Location-Based Forecasts Workbooks
Worksheet Descriptions
Worksheet | Category | Description | Source
Assumptions Summary | Assumptions Summary | Includes Workbook Version History, Worksheet Descriptions, and References | HECO
Glossary | Glossary | Definitions of All Acronyms and Common Terms Used in the Workbook | HECO
References | References | Provides Links to All Pertinent and Related Documents and Workbooks | HECO
Scenarios | Scenarios | Scenarios for Current Exisiting Modeling Cases | HECO
Demand Forecast by Circuit | Demand Forecast | Demand Forecast by Circuit Base Forecast | HECO
Demand Forecast by Transformer |  | Demand Forecast by Substation Transformer Base Forecast | HECO
DBESS Forecast | DER Forecasts | Distributed Battery Energy Storage Systems (DBESS) Base Forecast | HECO
DGPV Forecast |  | Distributed Generation Photovoltaic Systems (DGPV) Base Forecast | HECO
Energy Efficiency Forecast | Energy Efficiency Forecast | Energy Efficiency (EE) Base Forecast | HECO
Managed EV Charging | Managed EV Forecast | Managed Electric Vehicle (EV) Charging Base Forecast | HECO
Forecasted Load Growth | Other Base Load Forecasts | Forecasted Load Growth Base Forecast | HECO
Base Load |  | Base Load | HECO

## Glossary
Glossary |  | Return to Assumptions Summary
Acronym/ Terminology | Definition
8760 | 365 days/year x 24 hours/day = 8760 hours/year
Base Load | Created using historical load data and serves as the basis for creating the location-based forecasts
CBRE Phase 2 Small Projects | Community Based Renewable Energy Phase 2 small projects < 250 kW
CGS | Customer Grid Supply
CGS+ | Customer Grid Supply Plus
Conductor Overload Violation | Circuit condition exceeding thermal rating of conductors
CSS | Customer Self Supply
DBESS | Distributed Battery Energy Storage System
DER | Distributed Energy Resources
DER/BESS | Combined DER and DBESS
DGPV | Distributed Generation Photovoltaics
DR | Demand Response
EDR | Emergency Demand Response
EE | Energy Efficiency
EoT | Electrification of Transportation
EV | Electric Vehicle
Executed DER | DER that has been installed and energized on the system
Fct | Forecast, Forecasted
FIT | Feed-In Tariff
Gross Load | Load Without the Impacts of DER
Historical Peak Demand | Peak load determined using the historical data for the circuit or transformer
LDV | Light Duty Vehicle
LTC | Load Tap Changer
Managed Charging | Charging during hours of higher renewable penetration and lower system cost through rates and/or demand response (DR) programs
MVA | Megavolt-amperes. Unit of Apparent Power
MW | Megawatt, Unit of Real Power/ Capacity
NEM | Net Energy Metering
NEM+ | Net Energy Metering Plus
Net Load | Underlying Load Plus the Impacts of DGPV, DBESS, EE, and EV, Load Layers
PPA | Power Purchase Agreement
PV | Utility-scale Photovoltaic Generator
Rating | Represents the Assumed Power (MW) Produced in Every Hour
Schedule-G | General Service Non-Demand Rate (Small Commercial Customer)
Schedule-J | General Service Demand Rate (Medium Commercial Customer)
Schedule-P | Large Power Service Rate (Large Commercial Customer)
Schedule-R | Residential Service Rate (Residential Customer)
SE | Smart Export
Service Requests | Request for electrical service including location and estimated demand information
SIA | Standard Interconnection Agreement
Solar | Utility-scale Photovoltaic Generator
Total Anticipated DER | Executed DER + Forecasted DER
Underlying Load | Load based on customer-level sales forecast
Voltage Violation | Circuit condition where voltage exceeds (low and/or high) tariff limits

## References
References |  | Return to Assumptions Summary
Source | Materials
Revised Draft IGP Inputs and Assumptions Document, August 3, 2021 | https://www.hawaiianelectric.com/documents/clean_energy_hawaii/integrated_grid_planning/20210803_heco_submittal_of_igp_inputs_and_assum_and_der_hosting_capacity.pdf
Revised Draft IGP Inputs and Assumptions Document, August 19, 2021 | https://www.hawaiianelectric.com/documents/clean_energy_hawaii/integrated_grid_planning/stakeholder_engagement/working_groups/forecast_assumptions/20210819_heco_submittal_of_revised_igp_inputs_and_assumptions.pdf
Revised Draft Oahu IGP Inputs and Assumptions Workbooks 3, August 3, 2021 | https://www.hawaiianelectric.com/documents/clean_energy_hawaii/integrated_grid_planning/Revised%202021-08-03%20Draft%20Oahu%20Inputs%20Workbook%203.xlsx
Revised Draft Oahu IGP Inputs and Assumptions Workbooks 4, August 3, 2021 | https://www.hawaiianelectric.com/documents/clean_energy_hawaii/integrated_grid_planning/Revised%202021-08-03%20Draft%20Oahu%20Inputs%20Workbook%204.xlsx
Revised Draft Hawaii IGP Inputs and Assumptions Workbooks 3, August 3, 2021 | https://www.hawaiianelectric.com/documents/clean_energy_hawaii/integrated_grid_planning/Revised%202021-08-03%20Draft%20Hawaii%20Island%20Inputs%20Workbook%203.xlsx
Revised Draft Hawaii IGP Inputs and Assumptions Workbooks 4, August 3, 2021 | https://www.hawaiianelectric.com/documents/clean_energy_hawaii/integrated_grid_planning/Revised%202021-08-03%20Draft%20Hawaii%20Island%20Inputs%20Workbook%204.xlsx
Revised Draft Maui IGP Inputs and Assumptions Workbooks 3, August 3, 2021 | https://www.hawaiianelectric.com/documents/clean_energy_hawaii/integrated_grid_planning/Revised%202021-08-03%20Draft%20Maui%20Inputs%20Workbook%203.xlsx
Revised Draft Maui IGP Inputs and Assumptions Workbooks 4, August 3, 2021 | https://www.hawaiianelectric.com/documents/clean_energy_hawaii/integrated_grid_planning/Revised%202021-08-03%20Draft%20Maui%20Inputs%20Workbook%204.xlsx
Revised Draft Molokai IGP Inputs and Assumptions Workbooks 3, August 3, 2021 | https://www.hawaiianelectric.com/documents/clean_energy_hawaii/integrated_grid_planning/Revised%202021-08-03%20Draft%20Molokai%20Inputs%20Workbook%203.xlsx
Revised Draft Molokai IGP Inputs and Assumptions Workbooks 4, August 3, 2021 | https://www.hawaiianelectric.com/documents/clean_energy_hawaii/integrated_grid_planning/Revised%202021-08-03%20Draft%20Molokai%20Inputs%20Workbook%204.xlsx
Revised Draft Lanai IGP Inputs and Assumptions Workbooks 3, August 3, 2021 | https://www.hawaiianelectric.com/documents/clean_energy_hawaii/integrated_grid_planning/Revised%202021-08-03%20Draft%20Lanai%20Inputs%20Workbook%203.xlsx
Revised Draft Lanai IGP Inputs and Assumptions Workbooks 4, August 3, 2021 | https://www.hawaiianelectric.com/documents/clean_energy_hawaii/integrated_grid_planning/Revised%202021-08-03%20Draft%20Lanai%20Inputs%20Workbook%204.xlsx
Revised Draft IGP Inputs and Assumptions Document, March 30, 2021 | https://www.hawaiianelectric.com/documents/clean_energy_hawaii/integrated_grid_planning/stakeholder_engagement/working_groups/forecast_assumptions/20210330_wg_fa_deliverable_draft.pdf
Revised Draft IGP Grid Needs Assessment & Solution Evaluation Methodology Document, March 30, 2021 | https://www.hawaiianelectric.com/documents/clean_energy_hawaii/integrated_grid_planning/stakeholder_engagement/working_groups/solution_evaluation_and_optimization/20210330_wg_seo_deliverable_draft.pdf
IGP DER Forecast - Oahu, January 29, 2020 | https://www.hawaiianelectric.com/documents/clean_energy_hawaii/integrated_grid_planning/stakeholder_engagement/working_groups/forecast_assumptions/HE_DER_forecast_IGP.xlsx
IGP DER Forecast - Hawaii, January 29, 2020 | https://www.hawaiianelectric.com/documents/clean_energy_hawaii/integrated_grid_planning/stakeholder_engagement/working_groups/forecast_assumptions/HL_DER_forecast_IGP.xlsx
IGP DER Forecast - Maui (Maui BESS Included from Slide 31), January 29, 2020 | https://www.hawaiianelectric.com/documents/clean_energy_hawaii/integrated_grid_planning/stakeholder_engagement/working_groups/forecast_assumptions/ME_DER_forecast_IGP.xlsx
Distribution Planning Methodology | https://www.hawaiianelectric.com/documents/clean_energy_hawaii/integrated_grid_planning/stakeholder_engagement/working_groups/distribution_planning/20200602_dpwg_distribution_planning_methodology.pdf

## Scenarios
|  |  | Forecast Types |  |  |  | Return to Assumptions Summary
No. | Modeling Case | Purpose | DER Forecast | EV Forecast | EE Forecast | TOU Load Shape
1 | Base | Reference Case | Base Forecast | Base Forecast | Base Forecast | Managed EV Charging
2 | High Load Customer Technology Adoption Bookend | Understand the impact of customer adoption of technologies for DER, electric vehicles, energy efficiency, and time-of-use rates that lead to higher loads. | Low Forecast | High Forecast | Low Forecast | Unmanaged EV Charging
3 | Low Load Customer Technology Adoption Bookend | Understand the impact of customer adoption of technologies for DER, electric vehicles, energy efficiency, and time-of-use rates that leads to lower loads. | High Forecast | Low Forecast | High Forecast | Managed EV Charging

## Demand Forecast by Circuit
Return to Assumptions Summary
Demand Forecast by Circuit - Low Load Customer Technology Adoption Bookend
The Demand Forecast by Circuit shows the net peak forecast by year in megawatts (MW) for each circuit for 2021-2030. For Maui, this forecast is the sum of the Base Load, Distributed Battery Energy Storage Systems (DBESS), Distributed Generation Photovoltaic Systems (DGPV), Energy Efficiency (EE), Electric Vehicle (EV), and the Forecasted Load Growth layers. The corresponding substation transformer that feeds each distribution circuit is shown. The Equipment Rating (MVA) is the thermal rating under normal conditions of the main conductor out of the substation.
Demand Forecast Peak (MW)
Substation Transformer | Circuit | Equipment Rating (MVA) | 2021 | 2022 | 2023 | 2024 | 2025 | 2026 | 2027 | 2028 | 2029 | 2030
Haiku | 1358 | 7.214 | 2.8331 | 2.3 | 1.8203 | 1.3878 | 0.97194 | 0.59594 | 0.26176 | -0.092577 | -0.39364 | -0.71028
Haiku | 1361 | 7.214 | 1.4473 | 1.2805 | 1.131 | 0.99986 | 0.8744 | 0.76006 | 0.66166 | 0.55106 | 0.46417 | 0.36652
Haleakala | 1275 | 1.7653 | 0.81308 | 0.80479 | 0.7978 | 0.79397 | 0.79073 | 0.78717 | 0.78623 | 0.78093 | 0.78127 | 0.77735
Hana 1 | 537 | 2.1408 | 0.27604 | 0.23389 | 0.19664 | 0.16666 | 0.13848 | 0.11208 | 0.091853 | 0.064135 | 0.047658 | 0.024082
Hana 1 | 6528 | 2.1408 | 0.52094 | 0.50666 | 0.49408 | 0.48419 | 0.47494 | 0.46621 | 0.45975 | 0.45038 | 0.44526 | 0.43737
Hana 2 | 10277 | 2.1408 | 0.024519 | -0.0021102 | -0.025629 | -0.044456 | -0.062139 | -0.078727 | -0.091344 | -0.10885 | -0.11906 | -0.13392
Hana Plantation | Hana Plantation | 5.2917 | 0.18467 | 0.17923 | 0.17436 | 0.17006 | 0.16594 | 0.1622 | 0.15895 | 0.15535 | 0.15247 | 0.14928
Huelo | Huelo 74A | 1.0184 | 3.4516 | 3.4138 | 3.3798 | 3.3488 | 3.319 | 3.2921 | 3.2679 | 3.2428 | 3.2209 | 3.1983
Kahului 3 | 1264 | 7.6675 | 3.9459 | 3.6924 | 3.4667 | 3.2755 | 3.0938 | 2.9264 | 2.7887 | 2.6212 | 2.5031 | 2.3576
Kahului 3 | 1265 | 7.6675 | 0.81306 | 0.18922 | -0.37169 | -0.87537 | -1.3593 | -1.7974 | -2.185 | -2.5994 | -2.9475 | -3.3172
Kahului 4 | 4048 | 2.4066 | 0.83603 | 0.56649 | 0.32361 | 0.10263 | -0.11021 | -0.30215 | -0.47453 | -0.65382 | -0.81009 | -0.97097
Kahului 5 | 4049 | 1.9454 | 0.39258 | 0.16507 | -0.040023 | -0.22711 | -0.40739 | -0.56984 | -0.71616 | -0.86754 | -1.0004 | -1.1364
Kahului 6 | 4050 | 2.1904 | -0.022313 | -0.12336 | -0.21431 | -0.29655 | -0.37566 | -0.44713 | -0.51086 | -0.57804 | -0.63556 | -0.69566
Kailua | Kailua | 1.0808 | 0.56587 | 0.56177 | 0.55813 | 0.55511 | 0.55224 | 0.54959 | 0.54746 | 0.54476 | 0.54296 | 0.54063
Kamole Weir | 4028 | 2.6299 | 4.1513 | 4.1239 | 4.0997 | 4.0805 | 4.0625 | 4.0456 | 4.0329 | 4.0149 | 4.0047 | 3.9895
Kanaha 1 | 1347 | 10.281 | 0.47371 | -0.014982 | -0.45328 | -0.84102 | -1.2125 | -1.5503 | -1.8439 | -2.168 | -2.4289 | -2.7161
Kanaha 1 | 1348 | 10.281 | 2.488 | 2.3425 | 2.2116 | 2.0936 | 1.9801 | 1.8775 | 1.7864 | 1.6897 | 1.6075 | 1.5211
Kanaha 2 | 1244 | 11.1449 | 2.1064 | 1.7177 | 1.3683 | 1.0546 | 0.75325 | 0.48041 | 0.23914 | -0.019054 | -0.23576 | -0.46603
Kanaha 2 | 1245 | 11.1449 | 1.1505 | 0.87464 | 0.62728 | 0.40901 | 0.19997 | 0.0097769 | -0.15502 | -0.338 | -0.48416 | -0.64611
Kanaha 3 | 1304 | 11.1233 | 2.6753 | 2.2858 | 1.9341 | 1.6104 | 1.2981 | 1.0173 | 0.76195 | 0.50252 | 0.26928 | 0.035294
Kanaha 3 | 1305 | 11.1233 | 5.5928 | 5.0949 | 4.6469 | 4.2425 | 3.8536 | 3.5021 | 3.1893 | 2.8583 | 2.5763 | 2.2805
Kaonoulu 4 | 1596 | 10.281 | -0.26862 | -1.2245 | -2.0843 | -2.8588 | -3.6034 | -4.2768 | -4.8746 | -5.5098 | -6.048 | -6.6154
Kaonoulu 4 | 1597 | 10.281 | 2.1767 | 1.9384 | 1.7229 | 1.5228 | 1.3293 | 1.1558 | 0.99637 | 0.83753 | 0.69106 | 0.54718
Kauhikoa | 1295 | 4.3197 | 0.013332 | -0.21008 | -0.40989 | -0.58361 | -0.74951 | -0.90113 | -1.0301 | -1.1781 | -1.2912 | -1.4213
Keanae | Keanae | 0.49883 | 3.2267 | 3.2165 | 3.2074 | 3.2002 | 3.1935 | 3.1872 | 3.1824 | 3.1757 | 3.1718 | 3.1661
Kihei 1 | 1253 | 8.5315 | 4.7989 | 4.4084 | 4.0581 | 3.7476 | 3.45 | 3.1795 | 2.9439 | 2.6849 | 2.4751 | 2.2454
Kihei 1 | 1254 | 6.9116 | 1.5522 | 0.7292 | -0.011206 | -0.67842 | -1.3199 | -1.9 | -2.4153 | -2.9622 | -3.4263 | -3.9149
Kihei 2 | 1384 | 8.5315 | 5.1939 | 4.1953 | 3.2922 | 2.4529 | 1.6413 | 0.91395 | 0.24495 | -0.42073 | -1.0356 | -1.6388
Kihei 2 | 1385 | 8.5315 | 1.5946 | 1.2317 | 0.90809 | 0.63151 | 0.36825 | 0.12639 | -0.074956 | -0.31487 | -0.4889 | -0.69826
Kihei 3 | 1473 | 11.1233 | 4.2458 | 3.5311 | 2.8852 | 2.2866 | 1.7083 | 1.1895 | 0.71391 | 0.23764 | -0.19857 | -0.62949
Kihei 4 | 1515 | 11.1233 | -0.71812 | -2.1959 | -3.5306 | -4.7614 | -5.9498 | -7.0174 | -7.9908 | -8.9752 | -9.8654 | -10.7542
Kuau | 4066 | 3.7107 | 2.9413 | 2.7743 | 2.6234 | 2.4843 | 2.3499 | 2.2292 | 2.1192 | 2.0079 | 1.9073 | 1.8069
Kuihelani | 1653 | 10.281 | 1.0514 | 0.060551 | -0.83455 | -1.6611 | -2.4594 | -3.1762 | -3.8308 | -4.4909 | -5.0901 | -5.6864
Kuihelani | 1708 | 10.281 | 2.9668 | 2.4871 | 2.0543 | 1.6573 | 1.2743 | 0.92972 | 0.61735 | 0.29804 | 0.013321 | -0.27428
Kula | 1237 | 11.1233 | 1.9825 | 1.3236 | 0.72989 | 0.19017 | -0.3296 | -0.79841 | -1.2191 | -1.6574 | -2.0385 | -2.4317
Kula | 1238 | 11.1233 | -0.26303 | -0.91099 | -1.4957 | -2.0322 | -2.5498 | -3.0154 | -3.4376 | -3.869 | -4.2538 | -4.6424
Kula Ag Park | 1322 | 11.1233 | 1.2051 | 1.089 | 0.98399 | 0.88662 | 0.79252 | 0.70812 | 0.63067 | 0.55329 | 0.4822 | 0.41214
Lahaina 1 | 1225 | 6.566 | 1.0654 | 0.91755 | 0.78501 | 0.66803 | 0.556 | 0.45407 | 0.36572 | 0.26768 | 0.18931 | 0.10253
Lahaina 1 | 1226 | 6.566 | 3.7486 | 3.657 | 3.5754 | 3.5058 | 3.4397 | 3.3788 | 3.3284 | 3.2678 | 3.2243 | 3.1716
Lahaina 2 | 1390 | 9.2442 | 3.4834 | 2.8626 | 2.304 | 1.8004 | 1.3161 | 0.87821 | 0.48899 | 0.076395 | -0.27427 | -0.64299
Lahaina 4 | 1221 | 6.566 | 1.9268 | 1.4142 | 0.95407 | 0.54466 | 0.67198 | 0.31554 | 0.0036587 | -0.33656 | -0.61488 | -0.91709
Lahaina 4 | 1223 | 3.6718 | 2.1113 | 1.4558 | 0.86408 | 0.31976 | -0.20555 | -0.67777 | -1.1071 | -1.5437 | -1.9357 | -2.3293
Lahaina 5 | 1397 | 9.2442 | 4.222 | 4.1282 | 4.0463 | 3.9859 | 3.9302 | 3.8765 | 3.8408 | 3.7795 | 3.7539 | 3.7036
Lahaina 5 | 1398 | 11.1233 | -0.6529 | -1.5167 | -2.2951 | -3.0035 | -2.9938 | -3.6091 | -4.1619 | -4.7365 | -5.2376 | -5.7533
Lower Nahiku | Lower Nahiku | 3.0553 | 6.4195 | 6.4163 | 6.4135 | 6.4114 | 6.4095 | 6.4077 | 6.4065 | 6.4044 | 6.4035 | 6.4018
Maalaea | 1285 | 7.214 | 1.015 | 0.71766 | 0.45565 | 0.24893 | 0.055374 | -0.12708 | -0.26284 | -0.45802 | -0.56604 | -0.73071
Maalaea | 1286 | 7.214 | 7.3661 | 7.1082 | 6.8758 | 6.6643 | 6.4606 | 6.2769 | 6.1119 | 5.9403 | 5.7907 | 5.6367
Mahinahina 1 | 1219 | 10.1298 | 0.53395 | -0.054675 | -0.57956 | -1.0274 | -1.4535 | -1.8451 | -2.1705 | -2.5596 | -2.8404 | -3.1798
Mahinahina 2 | 1380 | 9.2442 | 4.3534 | 4.2282 | 4.1159 | 4.0165 | 3.9212 | 3.8345 | 3.7592 | 3.6761 | 3.6091 | 3.5355
Mahinahina 2 | 1381 | 9.2442 | -0.71631 | -1.2662 | -1.7596 | -2.1976 | -2.6176 | -2.9991 | -3.332 | -3.6969 | -3.9935 | -4.3173
Makawao | 1234 | 5.7884 | 1.5147 | 1.3275 | 1.1586 | 1.0037 | 0.85436 | 0.71997 | 0.59826 | 0.47361 | 0.36274 | 0.25051
Makawao | 1235 | 4.7517 | 3.2403 | 2.9424 | 2.6741 | 2.4312 | 2.1975 | 1.9864 | 1.7978 | 1.5998 | 1.4294 | 1.252
Makawao | 1236 | 5.7884 | -0.20249 | -0.50605 | -0.77724 | -1.0113 | -1.2345 | -1.439 | -1.6114 | -1.8123 | -1.9625 | -2.1386
Maui Hardwoods | 1615 | 10.3674 | 3.26 | 3.2162 | 3.1766 | 3.1395 | 3.1037 | 3.0716 | 3.0419 | 3.0127 | 2.9853 | 2.9588
Napili 1 | 1232 | 10.281 | 2.8342 | 2.6638 | 2.5132 | 2.3919 | 2.2778 | 2.1709 | 2.0889 | 1.9769 | 1.91 | 1.8146
Napili 2 | 1420 | 10.281 | 1.4069 | 1.0032 | 0.64062 | 0.31685 | 0.0061018 | -0.27566 | -0.52326 | -0.79129 | -1.0128 | -1.2513
Napili 2 | 1421 | 10.281 | 1.2224 | 0.97214 | 0.74808 | 0.55226 | 0.36506 | 0.19424 | 0.04795 | -0.1179 | -0.2467 | -0.39286
Onehee | 4055 | 1.4411 | 0.33606 | 0.041325 | -0.2243 | -0.46624 | -0.6993 | -0.90941 | -1.0983 | -1.2944 | -1.4658 | -1.6418
Onehee | 4056 | 1.4411 | 1.6448 | 1.5239 | 1.415 | 1.3158 | 1.2202 | 1.134 | 1.0566 | 0.97616 | 0.90587 | 0.83368
Paia Mauka | 4042 | 2.6299 | 1.0419 | 0.74381 | 0.47552 | 0.23304 | -0.00022069 | -0.21097 | -0.39883 | -0.59697 | -0.76649 | -0.94375
Peahi | 1294 | 4.3197 | 3.2437 | 2.98 | 2.7423 | 2.5259 | 2.3174 | 2.1295 | 1.9605 | 1.7851 | 1.6319 | 1.4744
Pukalani 1 | 1282 | 9.2442 | 0.14438 | -0.5562 | -1.1875 | -1.7623 | -2.3159 | -2.8151 | -3.2637 | -3.7297 | -4.1365 | -4.5548
Pukalani 1 | 1283 | 9.2442 | 1.3628 | 1.3472 | 1.3339 | 1.3261 | 1.3194 | 1.3122 | 1.3096 | 1.2995 | 1.2992 | 1.2916
Pukalani 3 | 1308 | 11.1233 | 0.80885 | -0.10751 | -0.93709 | -1.7126 | -2.4632 | -3.1349 | -3.7565 | -4.3678 | -4.9412 | -5.4965
Pukalani 3 | 1309 | 9.2442 | 4.477 | 4.3709 | 4.2753 | 4.1889 | 4.1057 | 4.0306 | 3.9636 | 3.8931 | 3.8325 | 3.7694
Puukolii 1 | 1270 | 8.5315 | 2.7379 | 1.4958 | 0.37459 | -0.65633 | -1.6512 | -2.5456 | -3.3584 | -4.1855 | -4.9275 | -5.6732
Puukolii 2 | 1272 | 8.5315 | 0.82427 | 0.1046 | -0.54366 | -1.1323 | -1.699 | -2.2103 | -2.6685 | -3.1471 | -3.5619 | -3.991
Puukolii 2 | 1273 | 8.5315 | 5.2734 | 5.237 | 5.2048 | 5.1791 | 5.1551 | 5.1324 | 5.1153 | 5.0914 | 5.0776 | 5.0573
Puukolii 3 | 1657 | 8.5315 | 0.42557 | 0.09339 | -0.20212 | -0.45045 | -0.68603 | -0.90359 | -1.0808 | -1.3001 | -1.4509 | -1.6409
Spreckelsville | 4043 | 1.2249 | 2.5285 | 2.2979 | 2.0895 | 1.8971 | 1.7113 | 1.5445 | 1.3921 | 1.2384 | 1.099 | 0.96018
Waiehu | 1378 | 10.281 | 2.842 | 2.3782 | 1.9607 | 1.5835 | 1.2205 | 0.89262 | 0.60036 | 0.29206 | 0.028332 | -0.24747
Waiehu | 1379 | 10.281 | 1.2278 | 0.40561 | -0.33636 | -1.0171 | -1.6738 | -2.2646 | -2.8003 | -3.3477 | -3.836 | -4.329
Waiinu 2 | 1266 | 6.566 | 1.3033 | 1.0386 | 0.80078 | 0.58829 | 0.38431 | 0.1994 | 0.036767 | -0.13901 | -0.28459 | -0.44102
Waiinu 2 | 1267 | 7.6675 | 2.6549 | 2.5035 | 2.3679 | 2.2495 | 2.1364 | 2.0331 | 1.9448 | 1.8444 | 1.7667 | 1.6783
Waiinu 3 | 1492 | 9.2442 | 7.5296 | 7.2692 | 7.0362 | 6.8337 | 6.6404 | 6.4637 | 6.3134 | 6.1409 | 6.0091 | 5.8575
Waiinu 3 | 1493 | 11.1233 | -0.33773 | -2.1839 | -3.1933 | -4.7183 | -5.8099 | -7.1335 | -8.331 | -9.5599 | -10.65 | -11.7559
Waiinu 5 | 2030 | 2.6299 | 3.705 | 3.6301 | 3.5628 | 3.5024 | 3.4443 | 3.3917 | 3.3452 | 3.2955 | 3.2537 | 3.2093
Waikapu | 1636 | 7.8835 | 5.3791 | 5.3075 | 5.2471 | 5.214 | 5.1859 | 5.1552 | 5.147 | 5.1011 | 5.1041 | 5.0702
Wailea 1 | 1280 | 9.5034 | 1.9559 | 1.2718 | 0.65782 | 0.1121 | -0.41125 | -0.88642 | -1.3017 | -1.7557 | -2.126 | -2.5291
Wailea 1 | 1281 | 8.5315 | 4.3909 | 4.1995 | 4.029 | 3.884 | 3.7461 | 3.6193 | 3.5144 | 3.3879 | 3.2977 | 3.1876
Wailea 2 | 1320 | 8.5315 | 2.0075 | 1.4143 | 0.88157 | 0.40703 | -0.048243 | -0.46133 | -0.82333 | -1.2171 | -1.5405 | -1.8905
Wailea 2 | 1321 | 8.5315 | 2.5947 | 2.5403 | 2.4939 | 2.4662 | 2.442 | 2.4166 | 2.4066 | 2.3716 | 2.3694 | 2.3427
Wailea 3 | 1395 | 8.5315 | 0.88883 | 0.73893 | 0.60611 | 0.49744 | 0.39492 | 0.29942 | 0.22445 | 0.12573 | 0.063556 | -0.021005
Wailea 3 | 1396 | 8.5315 | 1.9591 | 1.7558 | 1.5726 | 1.406 | 1.2454 | 1.1007 | 0.97069 | 0.83546 | 0.71763 | 0.59629
Wailea 4 | 1517 | 8.5315 | 3.3831 | 2.776 | 2.2278 | 1.7232 | 1.2362 | 0.79843 | 0.40006 | -0.0042575 | -0.36818 | -0.73292
Wailea 4 | 1518 | 8.5315 | 0.52925 | 0.11211 | -0.26162 | -0.59004 | -0.90432 | -1.1906 | -1.4375 | -1.714 | -1.9322 | -2.1765
Wailuku 1 | 4037 | 2.2337 | 0.8216 | 0.62112 | 0.44034 | 0.27514 | 0.11589 | -0.027534 | -0.15699 | -0.29041 | -0.40811 | -0.52806
Wailuku 2 | 4031 | 2.2337 | 2.0029 | 1.8667 | 1.7444 | 1.635 | 1.5301 | 1.435 | 1.3513 | 1.2609 | 1.186 | 1.1055
Wailuku 3 | 1290 | 10.281 | 2.8633 | 1.9082 | 1.0445 | 0.24135 | -0.53519 | -1.2311 | -1.8715 | -2.5082 | -3.0968 | -3.6738
Wailuku 4 | 1447 | 10.281 | 0.63336 | -0.046534 | -0.65887 | -1.2143 | -1.749 | -2.2316 | -2.6635 | -3.1156 | -3.5063 | -3.9115
Wailuku Heights | 493 | 3.7107 | 1.2049 | 1.0015 | 0.81843 | 0.65315 | 0.49418 | 0.35051 | 0.22261 | 0.087402 | -0.027935 | -0.14884
Wailuku Heights | 529 | 3.7107 | -0.019131 | -0.16106 | -0.28815 | -0.3995 | -0.50599 | -0.60309 | -0.68649 | -0.78055 | -0.85412 | -0.9371
Waipio | Waipio 74B | 1.0184 | 0.42008 | 0.40169 | 0.38512 | 0.37014 | 0.35572 | 0.34269 | 0.33107 | 0.31884 | 0.30834 | 0.29739

## Demand Forecast by Transformer
Return to Assumptions Summary
Demand Forecast by Transformer - Low Load Customer Technology Adoption Bookend
The Demand Forecast by Substation Transformer shows the demand forecast by year in megawatts (MW) for each substation transformer for 2021-2030. For Maui, the forecast for each substation transformer is the sum of the Demand Forecast Peaks for each of the distribution circuits that are fed by that transformer. The Equipment Rating (MW) is the largest nameplate capacity rating of the substation transformer.
Demand Forecast Peak (MW)
Substation Transformer | Equipment Rating (MVA) | 2021 | 2022 | 2023 | 2024 | 2025 | 2026 | 2027 | 2028 | 2029 | 2030
Haiku | 9.375 | 4.2805 | 3.5804 | 2.9513 | 2.3877 | 1.8463 | 1.356 | 0.92342 | 0.45848 | 0.070525 | -0.34376
Haleakala | 0.45 | 0.81308 | 0.80479 | 0.7978 | 0.79397 | 0.79073 | 0.78717 | 0.78623 | 0.78093 | 0.78127 | 0.77735
Hana 1 | 1.5 | 0.79697 | 0.74055 | 0.69072 | 0.65085 | 0.61342 | 0.57829 | 0.5516 | 0.51451 | 0.49292 | 0.46145
Hana 2 | 1 | 0.024519 | -0.0021102 | -0.025629 | -0.044456 | -0.062139 | -0.078727 | -0.091344 | -0.10885 | -0.11906 | -0.13392
Hana Plantation | 0.3 | 0.18467 | 0.17923 | 0.17436 | 0.17006 | 0.16594 | 0.1622 | 0.15895 | 0.15535 | 0.15247 | 0.14928
Huelo | 0.167 | 3.4516 | 3.4138 | 3.3798 | 3.3488 | 3.319 | 3.2921 | 3.2679 | 3.2428 | 3.2209 | 3.1983
Kahului 3 | 12.5 | 4.759 | 3.8817 | 3.095 | 2.4001 | 1.7345 | 1.129 | 0.60374 | 0.021851 | -0.4444 | -0.95964
Kahului 4 | 2.5 | 0.83603 | 0.56649 | 0.32361 | 0.10263 | -0.11021 | -0.30215 | -0.47453 | -0.65382 | -0.81009 | -0.97097
Kahului 5 | 2.5 | 0.39258 | 0.16507 | -0.040023 | -0.22711 | -0.40739 | -0.56984 | -0.71616 | -0.86754 | -1.0004 | -1.1364
Kahului 6 | 2.5 | -0.022313 | -0.12336 | -0.21431 | -0.29655 | -0.37566 | -0.44713 | -0.51086 | -0.57804 | -0.63556 | -0.69566
Kailua | 0.15 | 0.56587 | 0.56177 | 0.55813 | 0.55511 | 0.55224 | 0.54959 | 0.54746 | 0.54476 | 0.54296 | 0.54063
Kamole Weir | 2.5 | 4.1513 | 4.1239 | 4.0997 | 4.0805 | 4.0625 | 4.0456 | 4.0329 | 4.0149 | 4.0047 | 3.9895
Kanaha 1 | 12.5 | 2.9617 | 2.3275 | 1.7583 | 1.2526 | 0.76761 | 0.32724 | -0.0575 | -0.47837 | -0.82137 | -1.195
Kanaha 2 | 12.5 | 3.257 | 2.5924 | 1.9956 | 1.4636 | 0.95323 | 0.49019 | 0.084119 | -0.35705 | -0.71992 | -1.1121
Kanaha 3 | 12.5 | 8.2681 | 7.3807 | 6.5809 | 5.8529 | 5.1517 | 4.5194 | 3.9512 | 3.3609 | 2.8456 | 2.3158
Kaonoulu 4 | 16 | 1.908 | 0.71392 | -0.36141 | -1.336 | -2.2741 | -3.121 | -3.8782 | -4.6723 | -5.357 | -6.0682
Kauhikoa | 2.5 | 0.013332 | -0.21008 | -0.40989 | -0.58361 | -0.74951 | -0.90113 | -1.0301 | -1.1781 | -1.2912 | -1.4213
Keanae | 0.3 | 3.2267 | 3.2165 | 3.2074 | 3.2002 | 3.1935 | 3.1872 | 3.1824 | 3.1757 | 3.1718 | 3.1661
Kihei 1 | 12.5 | 6.3511 | 5.1376 | 4.0469 | 3.0692 | 2.1301 | 1.2795 | 0.52861 | -0.27737 | -0.95113 | -1.6695
Kihei 2 | 12.5 | 6.7885 | 5.427 | 4.2003 | 3.0844 | 2.0096 | 1.0403 | 0.16999 | -0.73561 | -1.5245 | -2.337
Kihei 3 | 12.5 | 4.2458 | 3.5311 | 2.8852 | 2.2866 | 1.7083 | 1.1895 | 0.71391 | 0.23764 | -0.19857 | -0.62949
Kihei 4 | 12.5 | -0.71812 | -2.1959 | -3.5306 | -4.7614 | -5.9498 | -7.0174 | -7.9908 | -8.9752 | -9.8654 | -10.7542
Kuau | 2.5 | 2.9413 | 2.7743 | 2.6234 | 2.4843 | 2.3499 | 2.2292 | 2.1192 | 2.0079 | 1.9073 | 1.8069
Kuihelani | 16 | 4.0182 | 2.5477 | 1.2198 | -0.003859 | -1.1851 | -2.2465 | -3.2134 | -4.1929 | -5.0768 | -5.9607
Kula | 9.375 | 1.7195 | 0.41259 | -0.76582 | -1.8421 | -2.8794 | -3.8138 | -4.6567 | -5.5263 | -6.2923 | -7.0741
Kula Ag Park | 12.5 | 1.2051 | 1.089 | 0.98399 | 0.88662 | 0.79252 | 0.70812 | 0.63067 | 0.55329 | 0.4822 | 0.41214
Lahaina 1 | 9.375 | 4.8139 | 4.5745 | 4.3604 | 4.1739 | 3.9957 | 3.8329 | 3.6941 | 3.5355 | 3.4137 | 3.2741
Lahaina 2 | 12.5 | 3.4834 | 2.8626 | 2.304 | 1.8004 | 1.3161 | 0.87821 | 0.48899 | 0.076395 | -0.27427 | -0.64299
Lahaina 4 | 9.375 | 4.0382 | 2.8701 | 1.8181 | 0.86442 | 0.46643 | -0.36223 | -1.1035 | -1.8802 | -2.5506 | -3.2464
Lahaina 5 | 12.5 | 3.5691 | 2.6115 | 1.7512 | 0.98242 | 0.93642 | 0.26742 | -0.32105 | -0.9569 | -1.4837 | -2.0497
Lower Nahiku | 0.167 | 6.4195 | 6.4163 | 6.4135 | 6.4114 | 6.4095 | 6.4077 | 6.4065 | 6.4044 | 6.4035 | 6.4018
Maalaea | 9.375 | 8.3811 | 7.8259 | 7.3315 | 6.9133 | 6.516 | 6.1498 | 5.849 | 5.4823 | 5.2246 | 4.906
Mahinahina 1 | 12.5 | 0.53395 | -0.054675 | -0.57956 | -1.0274 | -1.4535 | -1.8451 | -2.1705 | -2.5596 | -2.8404 | -3.1798
Mahinahina 2 | 12.5 | 3.6371 | 2.962 | 2.3563 | 1.8188 | 1.3035 | 0.83546 | 0.42719 | -0.020741 | -0.38436 | -0.78177
Makawao | 9.375 | 4.5525 | 3.7638 | 3.0554 | 2.4236 | 1.8173 | 1.2674 | 0.78475 | 0.26113 | -0.17037 | -0.63602
Maui Hardwoods | 4.687 | 3.26 | 3.2162 | 3.1766 | 3.1395 | 3.1037 | 3.0716 | 3.0419 | 3.0127 | 2.9853 | 2.9588
Napili 1 | 12.5 | 2.8342 | 2.6638 | 2.5132 | 2.3919 | 2.2778 | 2.1709 | 2.0889 | 1.9769 | 1.91 | 1.8146
Napili 2 | 12.5 | 2.6294 | 1.9754 | 1.3887 | 0.86911 | 0.37116 | -0.081426 | -0.47531 | -0.90919 | -1.2595 | -1.6441
Onehee | 2.5 | 1.9808 | 1.5652 | 1.1907 | 0.84954 | 0.5209 | 0.22463 | -0.041777 | -0.31826 | -0.55993 | -0.80814
Paia Mauka | 2.5 | 1.0419 | 0.74381 | 0.47552 | 0.23304 | -0.00022069 | -0.21097 | -0.39883 | -0.59697 | -0.76649 | -0.94375
Peahi | 2.5 | 3.2437 | 2.98 | 2.7423 | 2.5259 | 2.3174 | 2.1295 | 1.9605 | 1.7851 | 1.6319 | 1.4744
Pukalani 1 | 12.5 | 1.5072 | 0.79099 | 0.14635 | -0.43618 | -0.99655 | -1.5029 | -1.9541 | -2.4302 | -2.8373 | -3.2632
Pukalani 3 | 9.375 | 5.2858 | 4.2633 | 3.3382 | 2.4763 | 1.6425 | 0.89576 | 0.20708 | -0.47472 | -1.1086 | -1.7271
Puukolii 1 | 12.5 | 2.7379 | 1.4958 | 0.37459 | -0.65633 | -1.6512 | -2.5456 | -3.3584 | -4.1855 | -4.9275 | -5.6732
Puukolii 2 | 12.5 | 6.0977 | 5.3416 | 4.6611 | 4.0469 | 3.4561 | 2.9221 | 2.4468 | 1.9442 | 1.5157 | 1.0663
Puukolii 3 | 12.5 | 0.42557 | 0.09339 | -0.20212 | -0.45045 | -0.68603 | -0.90359 | -1.0808 | -1.3001 | -1.4509 | -1.6409
Spreckelsville | 2.5 | 2.5285 | 2.2979 | 2.0895 | 1.8971 | 1.7113 | 1.5445 | 1.3921 | 1.2384 | 1.099 | 0.96018
Waiehu | 9.375 | 4.0698 | 2.7838 | 1.6244 | 0.56632 | -0.45331 | -1.372 | -2.1999 | -3.0556 | -3.8076 | -4.5765
Waiinu 2 | 12.5 | 3.9582 | 3.542 | 3.1687 | 2.8378 | 2.5207 | 2.2325 | 1.9815 | 1.7054 | 1.4821 | 1.2373
Waiinu 3 | 12.5 | 7.1919 | 5.0852 | 3.8429 | 2.1154 | 0.83053 | -0.66984 | -2.0176 | -3.419 | -4.6409 | -5.8984
Waiinu 5 | 2.5 | 3.705 | 3.6301 | 3.5628 | 3.5024 | 3.4443 | 3.3917 | 3.3452 | 3.2955 | 3.2537 | 3.2093
Waikapu | 3.75 | 5.3791 | 5.3075 | 5.2471 | 5.214 | 5.1859 | 5.1552 | 5.147 | 5.1011 | 5.1041 | 5.0702
Wailea 1 | 12.5 | 6.3469 | 5.4714 | 4.6868 | 3.9961 | 3.3349 | 2.7329 | 2.2127 | 1.6322 | 1.1717 | 0.65847
Wailea 2 | 12.5 | 4.6023 | 3.9546 | 3.3755 | 2.8732 | 2.3938 | 1.9553 | 1.5833 | 1.1544 | 0.82891 | 0.45224
Wailea 3 | 12.5 | 2.8479 | 2.4947 | 2.1787 | 1.9034 | 1.6404 | 1.4001 | 1.1951 | 0.96119 | 0.78118 | 0.57528
Wailea 4 | 12.5 | 3.9123 | 2.8881 | 1.9662 | 1.1332 | 0.33185 | -0.3922 | -1.0374 | -1.7183 | -2.3004 | -2.9095
Wailuku 1 | 1.5 | 0.8216 | 0.62112 | 0.44034 | 0.27514 | 0.11589 | -0.027534 | -0.15699 | -0.29041 | -0.40811 | -0.52806
Wailuku 2 | 2.5 | 2.0029 | 1.8667 | 1.7444 | 1.635 | 1.5301 | 1.435 | 1.3513 | 1.2609 | 1.186 | 1.1055
Wailuku 3 | 12.5 | 2.8633 | 1.9082 | 1.0445 | 0.24135 | -0.53519 | -1.2311 | -1.8715 | -2.5082 | -3.0968 | -3.6738
Wailuku 4 | 9.375 | 0.63336 | -0.046534 | -0.65887 | -1.2143 | -1.749 | -2.2316 | -2.6635 | -3.1156 | -3.5063 | -3.9115
Wailuku Heights | 3.75 | 1.1858 | 0.84043 | 0.53027 | 0.25365 | -0.011808 | -0.25258 | -0.46388 | -0.69315 | -0.88205 | -1.0859
Waipio | 0.25 | 0.42008 | 0.40169 | 0.38512 | 0.37014 | 0.35572 | 0.34269 | 0.33107 | 0.31884 | 0.30834 | 0.29739

## DBESS Forecast
Return to Assumptions Summary
Distributed Battery Energy Storage Systems (DBESS) - High Forecast
Distributed Energy Resources (DER) include Distributed Generation Photovoltaic (DGPV) and Distributed Battery Energy Storage Systems (DBESS). The DBESS Load layer represents the impacts of future behind the meter battery energy storage systems paired with PV systems in the DGPV Load layer for residential and commercial customers. The peak incremental amount added in megawatts (MW) to each distribution circuit per year for the DBESS Load layer is shown for 2021-2030.
Amount Added Per Year (MW)
Substation Transformer | Circuit | 2021 | 2022 | 2023 | 2024 | 2025 | 2026 | 2027 | 2028 | 2029 | 2030
Haiku | 1358 | -0.17602 | -0.21687 | -0.17981 | -0.16946 | -0.16457 | -0.15857 | -0.15025 | -0.14491 | -0.13923 | -0.13274
Haiku | 1361 | -0.051096 | -0.062955 | -0.052198 | -0.049193 | -0.047774 | -0.046032 | -0.043615 | -0.042065 | -0.040418 | -0.038534
Haleakala | 1275 | 0 | 0 | 0 | 0 | 0 | 0 | 0 | 0 | 0 | 0
Hana 1 | 537 | -0.0099291 | -0.012233 | -0.010143 | -0.0095592 | -0.0092835 | -0.0089451 | -0.0084755 | -0.0081743 | -0.0078541 | -0.007488
Hana 1 | 6528 | -0.0031093 | -0.0038309 | -0.0031764 | -0.0029935 | -0.0029071 | -0.0028012 | -0.0026541 | -0.0025598 | -0.0024595 | -0.0023449
Hana 2 | 10277 | -0.006167 | -0.0075983 | -0.0063 | -0.0059373 | -0.005766 | -0.0055558 | -0.0052641 | -0.0050771 | -0.0048782 | -0.0046508
Hana Plantation | Hana Plantation | -0.0016883 | -0.0020801 | -0.0017247 | -0.0016254 | -0.0015785 | -0.001521 | -0.0014411 | -0.0013899 | -0.0013355 | -0.0012732
Huelo | Huelo 74A | -0.012786 | -0.015754 | -0.013062 | -0.01231 | -0.011955 | -0.011519 | -0.010914 | -0.010526 | -0.010114 | -0.0096426
Kahului 3 | 1264 | -0.070055 | -0.086314 | -0.071567 | -0.067446 | -0.0655 | -0.063113 | -0.059799 | -0.057674 | -0.055416 | -0.052832
Kahului 3 | 1265 | -0.20371 | -0.25099 | -0.20811 | -0.19613 | -0.19047 | -0.18353 | -0.17389 | -0.16771 | -0.16114 | -0.15363
Kahului 4 | 4048 | -0.091197 | -0.11236 | -0.093164 | -0.0878 | -0.085268 | -0.08216 | -0.077846 | -0.075079 | -0.072139 | -0.068776
Kahului 5 | 4049 | -0.077507 | -0.095496 | -0.079179 | -0.07462 | -0.072468 | -0.069826 | -0.06616 | -0.063809 | -0.06131 | -0.058452
Kahului 6 | 4050 | -0.033613 | -0.041414 | -0.034338 | -0.032361 | -0.031428 | -0.030282 | -0.028692 | -0.027672 | -0.026589 | -0.025349
Kailua | Kailua | -0.0010702 | -0.0013186 | -0.0010933 | -0.0010303 | -0.0010006 | -0.00096414 | -0.00091352 | -0.00088105 | -0.00084655 | -0.00080709
Kamole Weir | 4028 | -0.0061904 | -0.0076271 | -0.006324 | -0.0059598 | -0.0057879 | -0.005577 | -0.0052842 | -0.0050964 | -0.0048968 | -0.0046685
Kanaha 1 | 1347 | -0.15312 | -0.18866 | -0.15643 | -0.14742 | -0.14317 | -0.13795 | -0.13071 | -0.12606 | -0.12112 | -0.11548
Kanaha 1 | 1348 | -0.048022 | -0.059168 | -0.049058 | -0.046233 | -0.0449 | -0.043263 | -0.040992 | -0.039535 | -0.037987 | -0.036216
Kanaha 2 | 1244 | -0.12681 | -0.15624 | -0.12954 | -0.12208 | -0.11856 | -0.11424 | -0.10824 | -0.1044 | -0.10031 | -0.095631
Kanaha 2 | 1245 | -0.085842 | -0.10576 | -0.087693 | -0.082644 | -0.08026 | -0.077335 | -0.073274 | -0.07067 | -0.067903 | -0.064737
Kanaha 3 | 1304 | -0.13583 | -0.16735 | -0.13876 | -0.13077 | -0.127 | -0.12237 | -0.11594 | -0.11182 | -0.10744 | -0.10243
Kanaha 3 | 1305 | -0.16484 | -0.2031 | -0.1684 | -0.1587 | -0.15413 | -0.14851 | -0.14071 | -0.13571 | -0.1304 | -0.12432
Kaonoulu 4 | 1596 | -0.31473 | -0.38778 | -0.32152 | -0.30301 | -0.29427 | -0.28354 | -0.26866 | -0.25911 | -0.24896 | -0.23736
Kaonoulu 4 | 1597 | -0.085153 | -0.10492 | -0.08699 | -0.081981 | -0.079616 | -0.076714 | -0.072687 | -0.070103 | -0.067358 | -0.064218
Kauhikoa | 1295 | -0.066653 | -0.082122 | -0.068091 | -0.06417 | -0.062319 | -0.060048 | -0.056895 | -0.054873 | -0.052724 | -0.050266
Keanae | Keanae | -0.0023327 | -0.002874 | -0.002383 | -0.0022458 | -0.002181 | -0.0021015 | -0.0019912 | -0.0019204 | -0.0018452 | -0.0017592
Kihei 1 | 1253 | -0.12304 | -0.1516 | -0.1257 | -0.11846 | -0.11504 | -0.11085 | -0.10503 | -0.1013 | -0.097332 | -0.092794
Kihei 1 | 1254 | -0.27133 | -0.3343 | -0.27718 | -0.26122 | -0.25369 | -0.24444 | -0.23161 | -0.22338 | -0.21463 | -0.20462
Kihei 2 | 1384 | -0.35742 | -0.44037 | -0.36513 | -0.34411 | -0.33418 | -0.322 | -0.30509 | -0.29425 | -0.28273 | -0.26955
Kihei 2 | 1385 | -0.10299 | -0.12689 | -0.10521 | -0.099152 | -0.096292 | -0.092782 | -0.087911 | -0.084786 | -0.081466 | -0.077668
Kihei 3 | 1473 | -0.25371 | -0.31259 | -0.25918 | -0.24426 | -0.23721 | -0.22857 | -0.21657 | -0.20887 | -0.20069 | -0.19134
Kihei 4 | 1515 | -0.51825 | -0.63853 | -0.52943 | -0.49894 | -0.48455 | -0.46689 | -0.44238 | -0.42666 | -0.40995 | -0.39084
Kuau | 4066 | -0.058577 | -0.072173 | -0.059841 | -0.056395 | -0.054769 | -0.052772 | -0.050002 | -0.048225 | -0.046336 | -0.044176
Kuihelani | 1653 | -0.34871 | -0.42964 | -0.35623 | -0.33572 | -0.32604 | -0.31415 | -0.29766 | -0.28708 | -0.27584 | -0.26298
Kuihelani | 1708 | -0.1659 | -0.2044 | -0.16948 | -0.15972 | -0.15511 | -0.14946 | -0.14161 | -0.13658 | -0.13123 | -0.12511
Kula | 1237 | -0.22247 | -0.2741 | -0.22727 | -0.21418 | -0.208 | -0.20042 | -0.1899 | -0.18315 | -0.17598 | -0.16777
Kula | 1238 | -0.22424 | -0.27629 | -0.22908 | -0.21589 | -0.20966 | -0.20202 | -0.19141 | -0.18461 | -0.17738 | -0.16911
Kula Ag Park | 1322 | -0.04134 | -0.050934 | -0.042232 | -0.0398 | -0.038652 | -0.037243 | -0.035288 | -0.034034 | -0.032701 | -0.031176
Lahaina 1 | 1225 | -0.046026 | -0.056708 | -0.047019 | -0.044311 | -0.043033 | -0.041465 | -0.039288 | -0.037891 | -0.036408 | -0.03471
Lahaina 1 | 1226 | -0.025761 | -0.031739 | -0.026316 | -0.024801 | -0.024086 | -0.023208 | -0.021989 | -0.021208 | -0.020377 | -0.019427
Lahaina 2 | 1390 | -0.20501 | -0.25259 | -0.20943 | -0.19737 | -0.19168 | -0.18469 | -0.175 | -0.16878 | -0.16217 | -0.15461
Lahaina 4 | 1221 | -0.16317 | -0.20103 | -0.16668 | -0.15709 | -0.15256 | -0.147 | -0.13928 | -0.13433 | -0.12907 | -0.12305
Lahaina 4 | 1223 | -0.22832 | -0.28131 | -0.23325 | -0.21982 | -0.21348 | -0.2057 | -0.1949 | -0.18797 | -0.18061 | -0.17219
Lahaina 5 | 1397 | -0.016089 | -0.019822 | -0.016436 | -0.015489 | -0.015042 | -0.014494 | -0.013733 | -0.013245 | -0.012726 | -0.012133
Lahaina 5 | 1398 | -0.29248 | -0.36036 | -0.29879 | -0.28158 | -0.27346 | -0.26349 | -0.24966 | -0.24079 | -0.23136 | -0.22057
Lower Nahiku | Lower Nahiku | -0.00054682 | -0.00067373 | -0.00055862 | -0.00052645 | -0.00051127 | -0.00049263 | -0.00046677 | -0.00045018 | -0.00043255 | -0.00041239
Maalaea | 1285 | -0.06557 | -0.080787 | -0.066984 | -0.063127 | -0.061306 | -0.059072 | -0.05597 | -0.053981 | -0.051867 | -0.049449
Maalaea | 1286 | -0.087327 | -0.10759 | -0.08921 | -0.084074 | -0.081649 | -0.078673 | -0.074542 | -0.071893 | -0.069077 | -0.065857
Mahinahina 1 | 1219 | -0.16626 | -0.20484 | -0.16984 | -0.16006 | -0.15545 | -0.14978 | -0.14192 | -0.13687 | -0.13151 | -0.12538
Mahinahina 2 | 1380 | -0.03933 | -0.048458 | -0.040178 | -0.037865 | -0.036773 | -0.035432 | -0.033572 | -0.032379 | -0.031111 | -0.029661
Mahinahina 2 | 1381 | -0.17397 | -0.21434 | -0.17772 | -0.16749 | -0.16265 | -0.15673 | -0.1485 | -0.14322 | -0.13761 | -0.1312
Makawao | 1234 | -0.064616 | -0.079613 | -0.06601 | -0.062209 | -0.060415 | -0.058213 | -0.055157 | -0.053196 | -0.051113 | -0.04873
Makawao | 1235 | -0.099526 | -0.12262 | -0.10167 | -0.095819 | -0.093055 | -0.089663 | -0.084956 | -0.081936 | -0.078728 | -0.075058
Makawao | 1236 | -0.088694 | -0.10928 | -0.090607 | -0.08539 | -0.082927 | -0.079904 | -0.075709 | -0.073019 | -0.070159 | -0.066889
Maui Hardwoods | 1615 | -0.015911 | -0.019604 | -0.016255 | -0.015319 | -0.014877 | -0.014334 | -0.013582 | -0.013099 | -0.012586 | -0.011999
Napili 1 | 1232 | -0.040296 | -0.049649 | -0.041166 | -0.038795 | -0.037676 | -0.036303 | -0.034397 | -0.033175 | -0.031875 | -0.030389
Napili 2 | 1420 | -0.12977 | -0.15989 | -0.13257 | -0.12494 | -0.12133 | -0.11691 | -0.11077 | -0.10683 | -0.10265 | -0.097865
Napili 2 | 1421 | -0.075806 | -0.0934 | -0.077442 | -0.072983 | -0.070878 | -0.068294 | -0.064708 | -0.062409 | -0.059965 | -0.057169
Onehee | 4055 | -0.1 | -0.12321 | -0.10216 | -0.096275 | -0.093498 | -0.09009 | -0.08536 | -0.082326 | -0.079102 | -0.075415
Onehee | 4056 | -0.041013 | -0.050531 | -0.041897 | -0.039485 | -0.038346 | -0.036948 | -0.035008 | -0.033764 | -0.032442 | -0.03093
Paia Mauka | 4042 | -0.099063 | -0.12205 | -0.1012 | -0.095373 | -0.092622 | -0.089246 | -0.08456 | -0.081555 | -0.078361 | -0.074708
Peahi | 1294 | -0.089409 | -0.11016 | -0.091338 | -0.086079 | -0.083596 | -0.080549 | -0.07632 | -0.073608 | -0.070725 | -0.067428
Pukalani 1 | 1282 | -0.23739 | -0.29248 | -0.24251 | -0.22855 | -0.22195 | -0.21386 | -0.20264 | -0.19543 | -0.18778 | -0.17903
Pukalani 1 | 1283 | -0.000529 | -0.00065177 | -0.00054041 | -0.00050929 | -0.0004946 | -0.00047658 | -0.00045155 | -0.00043551 | -0.00041845 | -0.00039895
Pukalani 3 | 1308 | -0.33298 | -0.41026 | -0.34016 | -0.32057 | -0.31133 | -0.29998 | -0.28423 | -0.27413 | -0.26339 | -0.25111
Pukalani 3 | 1309 | -0.035358 | -0.043564 | -0.03612 | -0.034041 | -0.033059 | -0.031854 | -0.030181 | -0.029109 | -0.027969 | -0.026665
Puukolii 1 | 1270 | -0.43215 | -0.53245 | -0.44147 | -0.41605 | -0.40405 | -0.38933 | -0.36889 | -0.35578 | -0.34184 | -0.32591
Puukolii 2 | 1272 | -0.24216 | -0.29836 | -0.24738 | -0.23314 | -0.22641 | -0.21816 | -0.2067 | -0.19936 | -0.19155 | -0.18262
Puukolii 2 | 1273 | -0.0083357 | -0.01027 | -0.0085155 | -0.0080252 | -0.0077937 | -0.0075096 | -0.0071154 | -0.0068625 | -0.0065937 | -0.0062864
Puukolii 3 | 1657 | -0.089675 | -0.11049 | -0.091609 | -0.086335 | -0.083844 | -0.080788 | -0.076547 | -0.073826 | -0.070935 | -0.067628
Spreckelsville | 4043 | -0.081154 | -0.099988 | -0.082904 | -0.078131 | -0.075877 | -0.073111 | -0.069273 | -0.066811 | -0.064195 | -0.061202
Waiehu | 1378 | -0.15411 | -0.18988 | -0.15744 | -0.14837 | -0.14409 | -0.13884 | -0.13155 | -0.12687 | -0.12191 | -0.11622
Waiehu | 1379 | -0.28451 | -0.35054 | -0.29065 | -0.27391 | -0.26601 | -0.25632 | -0.24286 | -0.23423 | -0.22505 | -0.21456
Waiinu 2 | 1266 | -0.08527 | -0.10506 | -0.087109 | -0.082094 | -0.079726 | -0.07682 | -0.072786 | -0.0702 | -0.067451 | -0.064306
Waiinu 2 | 1267 | -0.045758 | -0.056377 | -0.046745 | -0.044053 | -0.042782 | -0.041223 | -0.039059 | -0.037671 | -0.036195 | -0.034508
Waiinu 3 | 1492 | -0.077631 | -0.095648 | -0.079305 | -0.074739 | -0.072583 | -0.069938 | -0.066266 | -0.063911 | -0.061408 | -0.058545
Waiinu 3 | 1493 | -0.63544 | -0.78292 | -0.64915 | -0.61177 | -0.59413 | -0.57247 | -0.54241 | -0.52314 | -0.50265 | -0.47922
Waiinu 5 | 2030 | -0.024443 | -0.030115 | -0.02497 | -0.023532 | -0.022853 | -0.02202 | -0.020864 | -0.020123 | -0.019335 | -0.018433
Waikapu | 1636 | 0 | 0 | 0 | 0 | 0 | 0 | 0 | 0 | 0 | 0
Wailea 1 | 1280 | -0.21715 | -0.26755 | -0.22183 | -0.20906 | -0.20303 | -0.19563 | -0.18536 | -0.17877 | -0.17177 | -0.16376
Wailea 1 | 1281 | -0.053462 | -0.06587 | -0.054615 | -0.05147 | -0.049986 | -0.048164 | -0.045635 | -0.044013 | -0.04229 | -0.040318
Wailea 2 | 1320 | -0.18951 | -0.23349 | -0.1936 | -0.18245 | -0.17719 | -0.17073 | -0.16177 | -0.15602 | -0.14991 | -0.14292
Wailea 2 | 1321 | -0.0024293 | -0.0029931 | -0.0024817 | -0.0023388 | -0.0022713 | -0.0021885 | -0.0020736 | -0.0019999 | -0.0019216 | -0.001832
Wailea 3 | 1395 | -0.037255 | -0.045902 | -0.038059 | -0.035867 | -0.034833 | -0.033563 | -0.031801 | -0.030671 | -0.02947 | -0.028096
Wailea 3 | 1396 | -0.06877 | -0.084731 | -0.070254 | -0.066208 | -0.064299 | -0.061955 | -0.058702 | -0.056616 | -0.054399 | -0.051863
Wailea 4 | 1517 | -0.21192 | -0.2611 | -0.21649 | -0.20402 | -0.19814 | -0.19092 | -0.18089 | -0.17446 | -0.16763 | -0.15982
Wailea 4 | 1518 | -0.12829 | -0.15807 | -0.13106 | -0.12351 | -0.11995 | -0.11558 | -0.10951 | -0.10562 | -0.10148 | -0.096751
Wailuku 1 | 4037 | -0.068632 | -0.08456 | -0.070112 | -0.066075 | -0.064169 | -0.06183 | -0.058584 | -0.056502 | -0.054289 | -0.051759
Wailuku 2 | 4031 | -0.043873 | -0.054055 | -0.044819 | -0.042239 | -0.04102 | -0.039525 | -0.03745 | -0.036119 | -0.034704 | -0.033087
Wailuku 3 | 1290 | -0.34216 | -0.42157 | -0.34954 | -0.32942 | -0.31991 | -0.30825 | -0.29207 | -0.28169 | -0.27066 | -0.25804
Wailuku 4 | 1447 | -0.22817 | -0.28112 | -0.23309 | -0.21967 | -0.21333 | -0.20556 | -0.19477 | -0.18784 | -0.18049 | -0.17207
Wailuku Heights | 493 | -0.067413 | -0.083058 | -0.068867 | -0.064902 | -0.063029 | -0.060732 | -0.057543 | -0.055498 | -0.053325 | -0.050839
Wailuku Heights | 529 | -0.043276 | -0.053319 | -0.044209 | -0.041664 | -0.040462 | -0.038987 | -0.03694 | -0.035627 | -0.034232 | -0.032636
Waipio | Waipio 74B | -0.0061332 | -0.0075566 | -0.0062655 | -0.0059048 | -0.0057344 | -0.0055254 | -0.0052353 | -0.0050493 | -0.0048515 | -0.0046254

## DGPV Forecast
Return to Assumptions Summary
Distributed Generation Photovoltaic Systems (DGPV) - High Forecast
Distributed Energy Resources (DER) include Distributed Generation Photovoltaic Systems (DGPV) and Distributed Battery Energy Storage Systems (DBESS). The DGPV Load layer represents the impacts of future behind the meter PV for residential and commercial customers. This includes forecasted DGPV load for customers participating in Emergency Demand Response Program (EDRP) and in a future DER program, based on the Company's proposed, "Standard DER Tariff" and "Scheduled Dispatch Program". The peak incremental amount in megawatts (MW) added to each distribution circuit per year for the DGPV Load layer is shown for 2021-2030.
Amount Added Per Year (MW)
Substation Transformer | Circuit | 2021 | 2022 | 2023 | 2024 | 2025 | 2026 | 2027 | 2028 | 2029 | 2030
Haiku | 1358 | -0.22746 | -0.25776 | -0.25191 | -0.24 | -0.23497 | -0.20264 | -0.19303 | -0.18743 | -0.1814 | -0.17396
Haiku | 1361 | -0.066029 | -0.074824 | -0.073128 | -0.069669 | -0.068209 | -0.058825 | -0.056034 | -0.054409 | -0.052659 | -0.0505
Haleakala | 1275 | 0 | 0 | 0 | 0 | 0 | 0 | 0 | 0 | 0 | 0
Hana 1 | 537 | -0.012831 | -0.01454 | -0.01421 | -0.013538 | -0.013255 | -0.011431 | -0.010889 | -0.010573 | -0.010233 | -0.0098133
Hana 1 | 6528 | -0.004018 | -0.0045532 | -0.00445 | -0.0042395 | -0.0041507 | -0.0035796 | -0.0034098 | -0.0033109 | -0.0032044 | -0.003073
Hana 2 | 10277 | -0.0079693 | -0.0090309 | -0.0088262 | -0.0084087 | -0.0082325 | -0.0070998 | -0.0067629 | -0.0065668 | -0.0063557 | -0.0060951
Hana Plantation | Hana Plantation | -0.0021817 | -0.0024723 | -0.0024163 | -0.002302 | -0.0022538 | -0.0019437 | -0.0018515 | -0.0017978 | -0.00174 | -0.0016686
Huelo | Huelo 74A | -0.016523 | -0.018724 | -0.018299 | -0.017434 | -0.017068 | -0.01472 | -0.014022 | -0.013615 | -0.013177 | -0.012637
Kahului 3 | 1264 | -0.090529 | -0.10259 | -0.10026 | -0.095521 | -0.093519 | -0.080652 | -0.076826 | -0.074598 | -0.072199 | -0.069239
Kahului 3 | 1265 | -0.26325 | -0.29832 | -0.29155 | -0.27776 | -0.27194 | -0.23453 | -0.2234 | -0.21692 | -0.20995 | -0.20134
Kahului 4 | 4048 | -0.11785 | -0.13355 | -0.13052 | -0.12435 | -0.12174 | -0.10499 | -0.10001 | -0.09711 | -0.093988 | -0.090134
Kahului 5 | 4049 | -0.10016 | -0.1135 | -0.11093 | -0.10568 | -0.10347 | -0.089232 | -0.084998 | -0.082533 | -0.079879 | -0.076604
Kahului 6 | 4050 | -0.043437 | -0.049223 | -0.048107 | -0.045831 | -0.044871 | -0.038698 | -0.036861 | -0.035792 | -0.034642 | -0.033221
Kailua | Kailua | -0.001383 | -0.0015672 | -0.0015317 | -0.0014592 | -0.0014286 | -0.0012321 | -0.0011736 | -0.0011396 | -0.0011029 | -0.0010577
Kamole Weir | 4028 | -0.0079996 | -0.0090652 | -0.0088597 | -0.0084407 | -0.0082638 | -0.0071268 | -0.0067887 | -0.0065918 | -0.0063798 | -0.0061183
Kanaha 1 | 1347 | -0.19787 | -0.22423 | -0.21915 | -0.20878 | -0.20441 | -0.17629 | -0.16792 | -0.16305 | -0.15781 | -0.15134
Kanaha 1 | 1348 | -0.062057 | -0.070323 | -0.068729 | -0.065478 | -0.064106 | -0.055286 | -0.052663 | -0.051136 | -0.049492 | -0.047462
Kanaha 2 | 1244 | -0.16387 | -0.18569 | -0.18148 | -0.1729 | -0.16928 | -0.14599 | -0.13906 | -0.13503 | -0.13069 | -0.12533
Kanaha 2 | 1245 | -0.11093 | -0.12571 | -0.12286 | -0.11705 | -0.11459 | -0.098826 | -0.094137 | -0.091407 | -0.088468 | -0.084841
Kanaha 3 | 1304 | -0.17552 | -0.1989 | -0.1944 | -0.1852 | -0.18132 | -0.15637 | -0.14895 | -0.14463 | -0.13998 | -0.13424
Kanaha 3 | 1305 | -0.21302 | -0.2414 | -0.23593 | -0.22477 | -0.22005 | -0.18978 | -0.18077 | -0.17553 | -0.16989 | -0.16292
Kaonoulu 4 | 1596 | -0.40672 | -0.46089 | -0.45045 | -0.42914 | -0.42015 | -0.36234 | -0.34515 | -0.33514 | -0.32436 | -0.31106
Kaonoulu 4 | 1597 | -0.11004 | -0.1247 | -0.12187 | -0.11611 | -0.11367 | -0.098034 | -0.093382 | -0.090674 | -0.087758 | -0.08416
Kauhikoa | 1295 | -0.086132 | -0.097606 | -0.095394 | -0.090881 | -0.088977 | -0.076735 | -0.073094 | -0.070975 | -0.068692 | -0.065876
Keanae | Keanae | -0.0030144 | -0.0034159 | -0.0033385 | -0.0031806 | -0.0031139 | -0.0026855 | -0.0025581 | -0.0024839 | -0.002404 | -0.0023055
Kihei 1 | 1253 | -0.15901 | -0.18019 | -0.1761 | -0.16777 | -0.16426 | -0.14166 | -0.13494 | -0.13102 | -0.12681 | -0.12161
Kihei 1 | 1254 | -0.35063 | -0.39733 | -0.38833 | -0.36996 | -0.36221 | -0.31237 | -0.29755 | -0.28892 | -0.27963 | -0.26817
Kihei 2 | 1384 | -0.46188 | -0.5234 | -0.51154 | -0.48734 | -0.47713 | -0.41148 | -0.39196 | -0.38059 | -0.36836 | -0.35325
Kihei 2 | 1385 | -0.13309 | -0.15081 | -0.1474 | -0.14042 | -0.13748 | -0.11857 | -0.11294 | -0.10967 | -0.10614 | -0.10179
Kihei 3 | 1473 | -0.32786 | -0.37153 | -0.36311 | -0.34593 | -0.33868 | -0.29209 | -0.27823 | -0.27016 | -0.26147 | -0.25075
Kihei 4 | 1515 | -0.66971 | -0.75892 | -0.74172 | -0.70663 | -0.69182 | -0.59664 | -0.56833 | -0.55185 | -0.53411 | -0.51221
Kuau | 4066 | -0.075697 | -0.08578 | -0.083836 | -0.07987 | -0.078197 | -0.067438 | -0.064238 | -0.062376 | -0.06037 | -0.057895
Kuihelani | 1653 | -0.45062 | -0.51065 | -0.49907 | -0.47547 | -0.4655 | -0.40146 | -0.38241 | -0.37132 | -0.35938 | -0.34465
Kuihelani | 1708 | -0.21438 | -0.24294 | -0.23743 | -0.2262 | -0.22146 | -0.19099 | -0.18193 | -0.17666 | -0.17098 | -0.16397
Kula | 1237 | -0.28748 | -0.32578 | -0.3184 | -0.30334 | -0.29698 | -0.25612 | -0.24397 | -0.23689 | -0.22927 | -0.21987
Kula | 1238 | -0.28978 | -0.32838 | -0.32094 | -0.30576 | -0.29935 | -0.25816 | -0.24591 | -0.23878 | -0.23111 | -0.22163
Kula Ag Park | 1322 | -0.053422 | -0.060538 | -0.059165 | -0.056367 | -0.055186 | -0.047593 | -0.045335 | -0.04402 | -0.042605 | -0.040858
Lahaina 1 | 1225 | -0.059477 | -0.0674 | -0.065872 | -0.062756 | -0.061441 | -0.052988 | -0.050474 | -0.04901 | -0.047434 | -0.045489
Lahaina 1 | 1226 | -0.033289 | -0.037724 | -0.036869 | -0.035125 | -0.034388 | -0.029657 | -0.02825 | -0.027431 | -0.026549 | -0.02546
Lahaina 2 | 1390 | -0.26492 | -0.30022 | -0.29341 | -0.27953 | -0.27367 | -0.23602 | -0.22482 | -0.2183 | -0.21128 | -0.20262
Lahaina 4 | 1221 | -0.21085 | -0.23894 | -0.23352 | -0.22248 | -0.21781 | -0.18785 | -0.17893 | -0.17374 | -0.16816 | -0.16126
Lahaina 4 | 1223 | -0.29505 | -0.33435 | -0.32678 | -0.31132 | -0.30479 | -0.26286 | -0.25039 | -0.24313 | -0.23531 | -0.22566
Lahaina 5 | 1397 | -0.02079 | -0.02356 | -0.023026 | -0.021937 | -0.021477 | -0.018522 | -0.017643 | -0.017132 | -0.016581 | -0.015901
Lahaina 5 | 1398 | -0.37796 | -0.4283 | -0.4186 | -0.3988 | -0.39044 | -0.33672 | -0.32074 | -0.31144 | -0.30143 | -0.28907
Lower Nahiku | Lower Nahiku | -0.00070663 | -0.00080076 | -0.00078261 | -0.00074559 | -0.00072996 | -0.00062954 | -0.00059967 | -0.00058228 | -0.00056355 | -0.00054045
Maalaea | 1285 | -0.084732 | -0.096019 | -0.093843 | -0.089404 | -0.08753 | -0.075488 | -0.071906 | -0.069821 | -0.067576 | -0.064805
Maalaea | 1286 | -0.11285 | -0.12788 | -0.12498 | -0.11907 | -0.11657 | -0.10054 | -0.095766 | -0.092989 | -0.089999 | -0.086309
Mahinahina 1 | 1219 | -0.21485 | -0.24347 | -0.23795 | -0.22669 | -0.22194 | -0.19141 | -0.18232 | -0.17704 | -0.17134 | -0.16432
Mahinahina 2 | 1380 | -0.050824 | -0.057594 | -0.056289 | -0.053626 | -0.052502 | -0.045279 | -0.043131 | -0.04188 | -0.040533 | -0.038871
Mahinahina 2 | 1381 | -1.2248 | -0.25475 | -0.24898 | -0.2372 | -0.23223 | -0.20028 | -0.19078 | -0.18524 | -0.17929 | -0.17194
Makawao | 1234 | -0.083501 | -0.094624 | -0.092479 | -0.088104 | -0.086258 | -0.074391 | -0.070861 | -0.068806 | -0.066593 | -0.063863
Makawao | 1235 | -0.12861 | -0.14575 | -0.14244 | -0.1357 | -0.13286 | -0.11458 | -0.10914 | -0.10598 | -0.10257 | -0.098366
Makawao | 1236 | -0.11461 | -0.12988 | -0.12694 | -0.12093 | -0.1184 | -0.10211 | -0.097265 | -0.094445 | -0.091408 | -0.08766
Maui Hardwoods | 1615 | -0.020561 | -0.0233 | -0.022772 | -0.021695 | -0.02124 | -0.018318 | -0.017449 | -0.016943 | -0.016398 | -0.015726
Napili 1 | 1232 | -0.052073 | -0.05901 | -0.057672 | -0.054944 | -0.053793 | -0.046392 | -0.04419 | -0.042909 | -0.041529 | -0.039827
Napili 2 | 1420 | -0.91769 | -0.19003 | -0.18573 | -0.17694 | -0.17323 | -0.1494 | -0.14231 | -0.13818 | -0.13374 | -0.12826
Napili 2 | 1421 | -0.097961 | -0.11101 | -0.10849 | -0.10336 | -0.1012 | -0.087273 | -0.083132 | -0.080722 | -0.078126 | -0.074923
Onehee | 4055 | -0.12922 | -0.14644 | -0.14312 | -0.13635 | -0.13349 | -0.11513 | -0.10966 | -0.10648 | -0.10306 | -0.098834
Onehee | 4056 | -0.052999 | -0.060058 | -0.058697 | -0.055921 | -0.054749 | -0.047216 | -0.044976 | -0.043672 | -0.042267 | -0.040534
Paia Mauka | 4042 | -0.12801 | -0.14507 | -0.14178 | -0.13507 | -0.13224 | -0.11405 | -0.10864 | -0.10549 | -0.10209 | -0.097908
Peahi | 1294 | -0.11554 | -0.13093 | -0.12796 | -0.12191 | -0.11935 | -0.10293 | -0.09805 | -0.095207 | -0.092145 | -0.088367
Pukalani 1 | 1282 | -0.30677 | -0.34763 | -0.33975 | -0.32368 | -0.3169 | -0.2733 | -0.26033 | -0.25278 | -0.24465 | -0.23462
Pukalani 1 | 1283 | -0.0006836 | -0.00077466 | -0.0007571 | -0.00072129 | -0.00070618 | -0.00060902 | -0.00058012 | -0.0005633 | -0.00054519 | -0.00052283
Pukalani 3 | 1308 | -0.43029 | -0.48761 | -0.47655 | -0.45401 | -0.4445 | -0.38334 | -0.36515 | -0.35457 | -0.34316 | -0.32909
Pukalani 3 | 1309 | -0.045691 | -0.051777 | -0.050604 | -0.04821 | -0.0472 | -0.040706 | -0.038775 | -0.03765 | -0.03644 | -0.034945
Puukolii 1 | 1270 | -0.55845 | -0.63284 | -0.61849 | -0.58924 | -0.57689 | -0.49752 | -0.47391 | -0.46017 | -0.44537 | -0.42711
Puukolii 2 | 1272 | -0.31293 | -0.35461 | -0.34657 | -0.33018 | -0.32326 | -0.27879 | -0.26556 | -0.25786 | -0.24957 | -0.23933
Puukolii 2 | 1273 | -0.010772 | -0.012207 | -0.01193 | -0.011366 | -0.011128 | -0.0095966 | -0.0091412 | -0.0088762 | -0.0085907 | -0.0082385
Puukolii 3 | 1657 | -0.11588 | -0.13132 | -0.12834 | -0.12227 | -0.11971 | -0.10324 | -0.098341 | -0.095489 | -0.092419 | -0.08863
Spreckelsville | 4043 | -0.10487 | -0.11884 | -0.11615 | -0.11065 | -0.10833 | -0.093429 | -0.088996 | -0.086416 | -0.083637 | -0.080208
Waiehu | 1378 | -0.19915 | -0.22568 | -0.22056 | -0.21013 | -0.20573 | -0.17742 | -0.169 | -0.1641 | -0.15883 | -0.15232
Waiehu | 1379 | -0.36766 | -0.41663 | -0.40719 | -0.38793 | -0.3798 | -0.32755 | -0.31201 | -0.30296 | -0.29322 | -0.28119
Waiinu 2 | 1266 | -0.11019 | -0.12487 | -0.12204 | -0.11627 | -0.11383 | -0.098168 | -0.09351 | -0.090799 | -0.087879 | -0.084276
Waiinu 2 | 1267 | -0.05913 | -0.067007 | -0.065488 | -0.062391 | -0.061083 | -0.052679 | -0.05018 | -0.048724 | -0.047158 | -0.045224
Waiinu 3 | 1492 | -0.10032 | -0.11368 | -0.1111 | -0.10585 | -0.10363 | -0.089374 | -0.085133 | -0.082664 | -0.080006 | -0.076726
Waiinu 3 | 1493 | -0.82115 | -0.93054 | -0.90944 | -0.86643 | -0.84827 | -0.73156 | -0.69685 | -0.67664 | -0.65488 | -0.62803
Waiinu 5 | 2030 | -0.031586 | -0.035793 | -0.034982 | -0.033327 | -0.032629 | -0.02814 | -0.026805 | -0.026027 | -0.02519 | -0.024158
Waikapu | 1636 | 0 | 0 | 0 | 0 | 0 | 0 | 0 | 0 | 0 | 0
Wailea 1 | 1280 | -0.28061 | -0.31799 | -0.31078 | -0.29608 | -0.28988 | -0.25 | -0.23814 | -0.23123 | -0.22379 | -0.21462
Wailea 1 | 1281 | -0.069086 | -0.078289 | -0.076514 | -0.072895 | -0.071368 | -0.061549 | -0.058628 | -0.056928 | -0.055098 | -0.052839
Wailea 2 | 1320 | -0.24489 | -0.27752 | -0.27123 | -0.2584 | -0.25298 | -0.21818 | -0.20782 | -0.2018 | -0.19531 | -0.1873
Wailea 2 | 1321 | -0.0031392 | -0.0035574 | -0.0034768 | -0.0033123 | -0.0032429 | -0.0027967 | -0.002664 | -0.0025868 | -0.0025036 | -0.002401
Wailea 3 | 1395 | -0.048143 | -0.054556 | -0.053319 | -0.050797 | -0.049733 | -0.042891 | -0.040855 | -0.039671 | -0.038395 | -0.036821
Wailea 3 | 1396 | -0.088868 | -0.10071 | -0.098423 | -0.093768 | -0.091803 | -0.079173 | -0.075416 | -0.073229 | -0.070874 | -0.067968
Wailea 4 | 1517 | -0.27385 | -0.31033 | -0.3033 | -0.28895 | -0.28289 | -0.24397 | -0.2324 | -0.22566 | -0.2184 | -0.20945
Wailea 4 | 1518 | -0.16578 | -0.18787 | -0.18361 | -0.17493 | -0.17126 | -0.1477 | -0.14069 | -0.13661 | -0.13222 | -0.1268
Wailuku 1 | 4037 | -0.088689 | -0.1005 | -0.098225 | -0.093579 | -0.091618 | -0.079013 | -0.075264 | -0.073082 | -0.070732 | -0.067832
Wailuku 2 | 4031 | -0.056695 | -0.064247 | -0.062791 | -0.059821 | -0.058567 | -0.050509 | -0.048113 | -0.046717 | -0.045215 | -0.043361
Wailuku 3 | 1290 | -0.44216 | -0.50106 | -0.4897 | -0.46654 | -0.45676 | -0.39392 | -0.37523 | -0.36435 | -0.35263 | -0.33817
Wailuku 4 | 1447 | -0.29485 | -0.33413 | -0.32655 | -0.31111 | -0.30459 | -0.26268 | -0.25022 | -0.24296 | -0.23515 | -0.22551
Wailuku Heights | 493 | -0.087114 | -0.098718 | -0.096481 | -0.091917 | -0.089991 | -0.07761 | -0.073927 | -0.071784 | -0.069475 | -0.066627
Wailuku Heights | 529 | -0.055923 | -0.063373 | -0.061936 | -0.059007 | -0.05777 | -0.049822 | -0.047458 | -0.046082 | -0.0446 | -0.042771
Waipio | Waipio 74B | -0.0079257 | -0.0089814 | -0.0087778 | -0.0083626 | -0.0081874 | -0.007061 | -0.0067259 | -0.0065309 | -0.0063209 | -0.0060617

## Energy Efficiency Forecast
Return to Assumptions Summary
Energy Efficiency (EE) - High Forecast
The Energy Efficiency (EE) Load layer represents the impacts of future EE for both residential and commercial customers. The peak incremental amount in megawatts (MW) added to each distribution circuit per year for the EE Load layer is shown for 2021-2030.
Amount Added Per Year (MW)
Substation Transformer | Circuit | 2021 | 2022 | 2023 | 2024 | 2025 | 2026 | 2027 | 2028 | 2029 | 2030
Haiku | 1358 | -0.058952 | -0.058952 | -0.05915 | -0.066046 | -0.065337 | -0.053633 | -0.054255 | -0.067931 | -0.054511 | -0.054963
Haiku | 1361 | -0.02851 | -0.02851 | -0.028605 | -0.03194 | -0.031597 | -0.025937 | -0.026238 | -0.032852 | -0.026362 | -0.026581
Haleakala | 1275 | -0.0078003 | -0.0078003 | -0.0078264 | -0.008739 | -0.0086451 | -0.0070964 | -0.0071788 | -0.0089883 | -0.0072127 | -0.0072725
Hana 1 | 537 | -0.014695 | -0.014695 | -0.014744 | -0.016463 | -0.016286 | -0.013369 | -0.013524 | -0.016933 | -0.013588 | -0.0137
Hana 1 | 6528 | -0.0056207 | -0.0056207 | -0.0056395 | -0.006297 | -0.0062294 | -0.0051135 | -0.0051728 | -0.0064767 | -0.0051973 | -0.0052404
Hana 2 | 10277 | -0.0095529 | -0.0095529 | -0.0095848 | -0.010702 | -0.010587 | -0.0086909 | -0.0087917 | -0.011008 | -0.0088332 | -0.0089065
Hana Plantation | Hana Plantation | -0.00087049 | -0.00087049 | -0.0008734 | -0.00097524 | -0.00096477 | -0.00079194 | -0.00080113 | -0.0010031 | -0.00080491 | -0.00081159
Huelo | Huelo 74A | -0.0033889 | -0.0033889 | -0.0034002 | -0.0037967 | -0.0037559 | -0.0030831 | -0.0031189 | -0.003905 | -0.0031336 | -0.0031596
Kahului 3 | 1264 | -0.062335 | -0.062335 | -0.062543 | -0.069836 | -0.069086 | -0.05671 | -0.057368 | -0.071828 | -0.057639 | -0.058117
Kahului 3 | 1265 | -0.074623 | -0.074623 | -0.074873 | -0.083603 | -0.082705 | -0.067889 | -0.068677 | -0.085988 | -0.069001 | -0.069574
Kahului 4 | 4048 | -0.024234 | -0.024234 | -0.024315 | -0.02715 | -0.026859 | -0.022047 | -0.022303 | -0.027925 | -0.022408 | -0.022594
Kahului 5 | 4049 | -0.01912 | -0.01912 | -0.019184 | -0.021421 | -0.021191 | -0.017395 | -0.017596 | -0.022032 | -0.017679 | -0.017826
Kahului 6 | 4050 | -0.010533 | -0.010533 | -0.010569 | -0.011801 | -0.011674 | -0.0095829 | -0.0096941 | -0.012138 | -0.0097399 | -0.0098206
Kailua | Kailua | -0.0011655 | -0.0011655 | -0.0011694 | -0.0013058 | -0.0012917 | -0.0010603 | -0.0010726 | -0.001343 | -0.0010777 | -0.0010866
Kamole Weir | 4028 | -0.010189 | -0.010189 | -0.010223 | -0.011416 | -0.011293 | -0.00927 | -0.0093775 | -0.011741 | -0.0094218 | -0.0095
Kanaha 1 | 1347 | -0.074714 | -0.074714 | -0.074963 | -0.083704 | -0.082805 | -0.067972 | -0.06876 | -0.086092 | -0.069085 | -0.069658
Kanaha 1 | 1348 | -0.016111 | -0.016111 | -0.016164 | -0.018049 | -0.017855 | -0.014657 | -0.014827 | -0.018564 | -0.014897 | -0.01502
Kanaha 2 | 1244 | -0.046768 | -0.046768 | -0.046924 | -0.052395 | -0.051833 | -0.042548 | -0.043041 | -0.05389 | -0.043245 | -0.043603
Kanaha 2 | 1245 | -0.043721 | -0.043721 | -0.043868 | -0.048983 | -0.048457 | -0.039776 | -0.040238 | -0.05038 | -0.040428 | -0.040763
Kanaha 3 | 1304 | -0.0249 | -0.0249 | -0.024983 | -0.027896 | -0.027596 | -0.022653 | -0.022916 | -0.028692 | -0.023024 | -0.023215
Kanaha 3 | 1305 | -0.053851 | -0.053851 | -0.054031 | -0.060331 | -0.059683 | -0.048992 | -0.04956 | -0.062052 | -0.049794 | -0.050207
Kaonoulu 4 | 1596 | -0.10777 | -0.10777 | -0.10813 | -0.12074 | -0.11945 | -0.098048 | -0.099186 | -0.12419 | -0.099654 | -0.10048
Kaonoulu 4 | 1597 | -0.010019 | -0.010019 | -0.010052 | -0.011224 | -0.011104 | -0.0091147 | -0.0092205 | -0.011545 | -0.009264 | -0.0093408
Kauhikoa | 1295 | -0.042589 | -0.042589 | -0.042732 | -0.047714 | -0.047202 | -0.038746 | -0.039196 | -0.049076 | -0.039381 | -0.039708
Keanae | Keanae | -0.0037535 | -0.0037535 | -0.003766 | -0.0042051 | -0.00416 | -0.0034148 | -0.0034544 | -0.0043251 | -0.0034707 | -0.0034995
Kihei 1 | 1253 | -0.057893 | -0.057893 | -0.058087 | -0.06486 | -0.064163 | -0.052669 | -0.05328 | -0.06671 | -0.053532 | -0.053976
Kihei 1 | 1254 | -0.09195 | -0.09195 | -0.092257 | -0.10301 | -0.10191 | -0.083652 | -0.084623 | -0.10595 | -0.085023 | -0.085728
Kihei 2 | 1384 | -0.040532 | -0.040532 | -0.040668 | -0.045409 | -0.044922 | -0.036875 | -0.037302 | -0.046705 | -0.037479 | -0.037789
Kihei 2 | 1385 | -0.08244 | -0.08244 | -0.082715 | -0.09236 | -0.091368 | -0.075 | -0.075871 | -0.094995 | -0.076229 | -0.076861
Kihei 3 | 1473 | -0.034275 | -0.034275 | -0.03439 | -0.0384 | -0.037988 | -0.031182 | -0.031544 | -0.039495 | -0.031693 | -0.031956
Kihei 4 | 1515 | -0.086911 | -0.086911 | -0.087202 | -0.09737 | -0.096324 | -0.079069 | -0.079986 | -0.10015 | -0.080364 | -0.08103
Kuau | 4066 | -0.0098428 | -0.0098428 | -0.0098757 | -0.011027 | -0.010909 | -0.0089546 | -0.0090586 | -0.011342 | -0.0091013 | -0.0091768
Kuihelani | 1653 | -0.055187 | -0.055187 | -0.055372 | -0.061828 | -0.061164 | -0.050207 | -0.05079 | -0.063592 | -0.05103 | -0.051453
Kuihelani | 1708 | -0.034015 | -0.034015 | -0.034129 | -0.038109 | -0.037699 | -0.030946 | -0.031305 | -0.039196 | -0.031453 | -0.031714
Kula | 1237 | -0.060459 | -0.060459 | -0.060661 | -0.067734 | -0.067007 | -0.055003 | -0.055641 | -0.069666 | -0.055904 | -0.056368
Kula | 1238 | -0.045649 | -0.045649 | -0.045801 | -0.051142 | -0.050593 | -0.04153 | -0.042011 | -0.052601 | -0.04221 | -0.04256
Kula Ag Park | 1322 | -0.0052651 | -0.0052651 | -0.0052827 | -0.0058987 | -0.0058353 | -0.00479 | -0.0048456 | -0.006067 | -0.0048685 | -0.0049088
Lahaina 1 | 1225 | -0.023338 | -0.023338 | -0.023416 | -0.026146 | -0.025865 | -0.021232 | -0.021478 | -0.026892 | -0.02158 | -0.021759
Lahaina 1 | 1226 | -0.021372 | -0.021372 | -0.021443 | -0.023944 | -0.023687 | -0.019443 | -0.019669 | -0.024627 | -0.019762 | -0.019926
Lahaina 2 | 1390 | -0.068516 | -0.068516 | -0.068745 | -0.076761 | -0.075936 | -0.062333 | -0.063057 | -0.078951 | -0.063354 | -0.06388
Lahaina 4 | 1221 | -0.071945 | -0.071945 | -0.072186 | -0.080603 | -0.079737 | -0.065453 | -0.066213 | -0.082902 | -0.066525 | -0.067077
Lahaina 4 | 1223 | -0.042463 | -0.042463 | -0.042605 | -0.047573 | -0.047062 | -0.038631 | -0.03908 | -0.04893 | -0.039264 | -0.03959
Lahaina 5 | 1397 | -0.047849 | -0.047849 | -0.048009 | -0.053607 | -0.053031 | -0.043531 | -0.044036 | -0.055136 | -0.044244 | -0.044611
Lahaina 5 | 1398 | -0.077096 | -0.077096 | -0.077354 | -0.086373 | -0.085446 | -0.070139 | -0.070953 | -0.088838 | -0.071288 | -0.071879
Lower Nahiku | Lower Nahiku | -0.0016577 | -0.0016577 | -0.0016632 | -0.0018571 | -0.0018372 | -0.0015081 | -0.0015256 | -0.0019101 | -0.0015328 | -0.0015455
Maalaea | 1285 | -0.1149 | -0.1149 | -0.11529 | -0.12873 | -0.12735 | -0.10453 | -0.10575 | -0.1324 | -0.10625 | -0.10713
Maalaea | 1286 | -0.023003 | -0.023003 | -0.02308 | -0.025771 | -0.025494 | -0.020927 | -0.02117 | -0.026506 | -0.02127 | -0.021446
Mahinahina 1 | 1219 | -0.13577 | -0.13577 | -0.13622 | -0.1521 | -0.15047 | -0.12352 | -0.12495 | -0.15644 | -0.12554 | -0.12658
Mahinahina 2 | 1380 | -0.018881 | -0.018881 | -0.018944 | -0.021153 | -0.020926 | -0.017177 | -0.017377 | -0.021757 | -0.017459 | -0.017604
Mahinahina 2 | 1381 | -0.07984 | -0.07984 | -0.080107 | -0.089448 | -0.088487 | -0.072636 | -0.073479 | -0.092 | -0.073826 | -0.074438
Makawao | 1234 | -0.013654 | -0.013654 | -0.0137 | -0.015298 | -0.015133 | -0.012422 | -0.012566 | -0.015734 | -0.012626 | -0.012731
Makawao | 1235 | -0.029982 | -0.029982 | -0.030082 | -0.03359 | -0.033229 | -0.027277 | -0.027593 | -0.034548 | -0.027724 | -0.027953
Makawao | 1236 | -0.062581 | -0.062581 | -0.06279 | -0.070111 | -0.069358 | -0.056933 | -0.057594 | -0.072111 | -0.057866 | -0.058346
Maui Hardwoods | 1615 | -0.0011667 | -0.0011667 | -0.0011706 | -0.0013071 | -0.0012931 | -0.0010615 | -0.0010738 | -0.0013444 | -0.0010788 | -0.0010878
Napili 1 | 1232 | -0.058992 | -0.058992 | -0.059189 | -0.06609 | -0.065381 | -0.053668 | -0.054291 | -0.067976 | -0.054548 | -0.055
Napili 2 | 1420 | -0.053462 | -0.053462 | -0.053641 | -0.059895 | -0.059252 | -0.048638 | -0.049202 | -0.061604 | -0.049434 | -0.049844
Napili 2 | 1421 | -0.044873 | -0.044873 | -0.045023 | -0.050272 | -0.049733 | -0.040823 | -0.041297 | -0.051707 | -0.041492 | -0.041836
Onehee | 4055 | -0.0258 | -0.0258 | -0.025887 | -0.028905 | -0.028595 | -0.023472 | -0.023745 | -0.02973 | -0.023857 | -0.024055
Onehee | 4056 | -0.010562 | -0.010562 | -0.010597 | -0.011833 | -0.011706 | -0.0096091 | -0.0097206 | -0.012171 | -0.0097665 | -0.0098475
Paia Mauka | 4042 | -0.031292 | -0.031292 | -0.031396 | -0.035057 | -0.034681 | -0.028468 | -0.028798 | -0.036057 | -0.028934 | -0.029174
Peahi | 1294 | -0.023256 | -0.023256 | -0.023334 | -0.026054 | -0.025774 | -0.021157 | -0.021403 | -0.026798 | -0.021504 | -0.021682
Pukalani 1 | 1282 | -0.062103 | -0.062103 | -0.062311 | -0.069576 | -0.068829 | -0.056499 | -0.057155 | -0.071561 | -0.057424 | -0.057901
Pukalani 1 | 1283 | -0.0134 | -0.0134 | -0.013445 | -0.015013 | -0.014851 | -0.012191 | -0.012332 | -0.015441 | -0.012391 | -0.012493
Pukalani 3 | 1308 | -0.024658 | -0.024658 | -0.02474 | -0.027625 | -0.027328 | -0.022433 | -0.022693 | -0.028413 | -0.0228 | -0.022989
Pukalani 3 | 1309 | -0.010924 | -0.010924 | -0.010961 | -0.012239 | -0.012108 | -0.0099387 | -0.010054 | -0.012588 | -0.010101 | -0.010185
Puukolii 1 | 1270 | -0.081739 | -0.081739 | -0.082012 | -0.091575 | -0.090592 | -0.074363 | -0.075226 | -0.094188 | -0.075581 | -0.076208
Puukolii 2 | 1272 | -0.068081 | -0.068081 | -0.068308 | -0.076273 | -0.075454 | -0.061937 | -0.062656 | -0.078449 | -0.062952 | -0.063474
Puukolii 2 | 1273 | -0.013347 | -0.013347 | -0.013392 | -0.014954 | -0.014793 | -0.012143 | -0.012284 | -0.01538 | -0.012342 | -0.012444
Puukolii 3 | 1657 | -0.087065 | -0.087065 | -0.087356 | -0.097542 | -0.096495 | -0.079209 | -0.080128 | -0.10033 | -0.080506 | -0.081174
Spreckelsville | 4043 | -0.012908 | -0.012908 | -0.012951 | -0.014461 | -0.014306 | -0.011743 | -0.01188 | -0.014874 | -0.011936 | -0.012035
Waiehu | 1378 | -0.048777 | -0.048777 | -0.04894 | -0.054647 | -0.05406 | -0.044375 | -0.04489 | -0.056206 | -0.045102 | -0.045476
Waiehu | 1379 | -0.058028 | -0.058028 | -0.058222 | -0.065011 | -0.064312 | -0.052792 | -0.053404 | -0.066865 | -0.053656 | -0.054101
Waiinu 2 | 1266 | -0.03462 | -0.03462 | -0.034735 | -0.038785 | -0.038369 | -0.031496 | -0.031861 | -0.039892 | -0.032011 | -0.032277
Waiinu 2 | 1267 | -0.027437 | -0.027437 | -0.027528 | -0.030738 | -0.030408 | -0.024961 | -0.02525 | -0.031615 | -0.02537 | -0.02558
Waiinu 3 | 1492 | -0.049877 | -0.049877 | -0.050044 | -0.055879 | -0.055279 | -0.045376 | -0.045903 | -0.057473 | -0.046119 | -0.046502
Waiinu 3 | 1493 | -0.13881 | -0.13881 | -0.13927 | -0.15551 | -0.15384 | -0.12628 | -0.12775 | -0.15995 | -0.12835 | -0.12942
Waiinu 5 | 2030 | -0.0089739 | -0.0089739 | -0.0090039 | -0.010054 | -0.0099458 | -0.0081641 | -0.0082589 | -0.010341 | -0.0082979 | -0.0083667
Waikapu | 1636 | -0.067448 | -0.067448 | -0.067673 | -0.075564 | -0.074753 | -0.061361 | -0.062074 | -0.07772 | -0.062367 | -0.062884
Wailea 1 | 1280 | -0.097517 | -0.097517 | -0.097843 | -0.10925 | -0.10808 | -0.088718 | -0.089747 | -0.11237 | -0.090171 | -0.090919
Wailea 1 | 1281 | -0.045661 | -0.045661 | -0.045813 | -0.051155 | -0.050606 | -0.04154 | -0.042022 | -0.052615 | -0.042221 | -0.042571
Wailea 2 | 1320 | -0.081595 | -0.081595 | -0.081867 | -0.091413 | -0.090432 | -0.074232 | -0.075093 | -0.094021 | -0.075448 | -0.076074
Wailea 2 | 1321 | -0.04516 | -0.04516 | -0.045311 | -0.050594 | -0.050051 | -0.041085 | -0.041562 | -0.052038 | -0.041758 | -0.042104
Wailea 3 | 1395 | -0.047378 | -0.047378 | -0.047537 | -0.053079 | -0.052509 | -0.043103 | -0.043603 | -0.054594 | -0.043809 | -0.044172
Wailea 3 | 1396 | -0.018314 | -0.018314 | -0.018375 | -0.020518 | -0.020298 | -0.016662 | -0.016855 | -0.021103 | -0.016934 | -0.017075
Wailea 4 | 1517 | -0.038189 | -0.038189 | -0.038317 | -0.042785 | -0.042325 | -0.034743 | -0.035146 | -0.044006 | -0.035312 | -0.035605
Wailea 4 | 1518 | -0.069854 | -0.069854 | -0.070087 | -0.07826 | -0.077419 | -0.06355 | -0.064288 | -0.080492 | -0.064591 | -0.065127
Wailuku 1 | 4037 | -0.016004 | -0.016004 | -0.016057 | -0.01793 | -0.017737 | -0.01456 | -0.014729 | -0.018441 | -0.014798 | -0.014921
Wailuku 2 | 4031 | -0.017789 | -0.017789 | -0.017849 | -0.01993 | -0.019716 | -0.016184 | -0.016372 | -0.020498 | -0.016449 | -0.016585
Wailuku 3 | 1290 | -0.037952 | -0.037952 | -0.038079 | -0.042519 | -0.042062 | -0.034527 | -0.034928 | -0.043732 | -0.035093 | -0.035384
Wailuku 4 | 1447 | -0.065838 | -0.065838 | -0.066058 | -0.07376 | -0.072968 | -0.059897 | -0.060592 | -0.075865 | -0.060878 | -0.061383
Wailuku Heights | 493 | -0.021845 | -0.021845 | -0.021918 | -0.024474 | -0.024211 | -0.019874 | -0.020104 | -0.025172 | -0.020199 | -0.020367
Wailuku Heights | 529 | -0.024708 | -0.024708 | -0.024791 | -0.027681 | -0.027384 | -0.022479 | -0.022739 | -0.028471 | -0.022847 | -0.023036
Waipio | Waipio 74B | -0.001884 | -0.001884 | -0.0018903 | -0.0021107 | -0.002088 | -0.001714 | -0.0017338 | -0.0021709 | -0.001742 | -0.0017565

## Managed EV Charging
Return to Assumptions Summary
Managed Electric Vehicle (EV) Charging - Low Forecast
The Managed Electric Vehicle (EV) Load layer represents the future electric light-duty vehicle (LDV) charging behavior with the impacts of Managed Charging. The peak incremental amount added in megawatts (MW) to each distribution circuit per year for the EV Load layer by circuit is shown for 2021-2030.
Amount Added Per Year (kW)
Substation Transformer | Circuit | 2021 | 2022 | 2023 | 2024 | 2025 | 2026 | 2027 | 2028 | 2029 | 2030
Haiku | 1358 | 0.0040567 | 0.0040567 | 0.0048838 | 0.0059012 | 0.0081879 | 0.012103 | 0.016236 | 0.018083 | 0.016952 | 0.019703
Haiku | 1361 | 0.0011776 | 0.0011776 | 0.0014177 | 0.0017131 | 0.0023769 | 0.0035133 | 0.004713 | 0.0052493 | 0.0049209 | 0.0057195
Haleakala | 1275 | 0 | 0 | 0 | 0 | 0 | 0 | 0 | 0 | 0 | 0
Hana 1 | 537 | 0.00022884 | 0.00022884 | 0.0002755 | 0.00033288 | 0.00046188 | 0.0006827 | 0.00091584 | 0.0010201 | 0.00095624 | 0.0011114
Hana 1 | 6528 | 7.1661e-05 | 7.1661e-05 | 8.6272e-05 | 0.00010424 | 0.00014464 | 0.00021379 | 0.0002868 | 0.00031943 | 0.00029944 | 0.00034804
Hana 2 | 10277 | 0.00014213 | 0.00014213 | 0.00017111 | 0.00020676 | 0.00028687 | 0.00042403 | 0.00056883 | 0.00063356 | 0.00059392 | 0.00069031
Hana Plantation | Hana Plantation | 3.8911e-05 | 3.8911e-05 | 4.6844e-05 | 5.6602e-05 | 7.8536e-05 | 0.00011608 | 0.00015573 | 0.00017345 | 0.00016259 | 0.00018898
Huelo | Huelo 74A | 0.00029468 | 0.00029468 | 0.00035477 | 0.00042867 | 0.00059478 | 0.00087914 | 0.0011794 | 0.0013136 | 0.0012314 | 0.0014312
Kahului 3 | 1264 | 0.0016146 | 0.0016146 | 0.0019438 | 0.0023487 | 0.0032588 | 0.0048169 | 0.0064618 | 0.0071971 | 0.0067468 | 0.0078418
Kahului 3 | 1265 | 0.0046951 | 0.0046951 | 0.0056523 | 0.0068298 | 0.0094763 | 0.014007 | 0.01879 | 0.020928 | 0.019619 | 0.022803
Kahului 4 | 4048 | 0.0021019 | 0.0021019 | 0.0025304 | 0.0030575 | 0.0042423 | 0.0062705 | 0.0084119 | 0.0093691 | 0.0087829 | 0.010208
Kahului 5 | 4049 | 0.0017863 | 0.0017863 | 0.0021506 | 0.0025985 | 0.0036055 | 0.0053293 | 0.0071492 | 0.0079627 | 0.0074645 | 0.0086759
Kahului 6 | 4050 | 0.00077469 | 0.00077469 | 0.00093265 | 0.0011269 | 0.0015636 | 0.0023112 | 0.0031004 | 0.0034532 | 0.0032372 | 0.0037625
Kailua | Kailua | 2.4665e-05 | 2.4665e-05 | 2.9694e-05 | 3.588e-05 | 4.9783e-05 | 7.3584e-05 | 9.8713e-05 | 0.00010995 | 0.00010307 | 0.00011979
Kamole Weir | 4028 | 0.00014267 | 0.00014267 | 0.00017176 | 0.00020754 | 0.00028796 | 0.00042564 | 0.000571 | 0.00063597 | 0.00059618 | 0.00069294
Kanaha 1 | 1347 | 0.0035291 | 0.0035291 | 0.0042486 | 0.0051336 | 0.0071229 | 0.010528 | 0.014124 | 0.015731 | 0.014747 | 0.01714
Kanaha 1 | 1348 | 0.0011068 | 0.0011068 | 0.0013324 | 0.00161 | 0.0022339 | 0.0033019 | 0.0044295 | 0.0049335 | 0.0046249 | 0.0053755
Kanaha 2 | 1244 | 0.0029226 | 0.0029226 | 0.0035184 | 0.0042513 | 0.0058987 | 0.0087189 | 0.011696 | 0.013027 | 0.012212 | 0.014194
Kanaha 2 | 1245 | 0.0019784 | 0.0019784 | 0.0023818 | 0.0028779 | 0.0039932 | 0.0059023 | 0.0079179 | 0.0088189 | 0.0082671 | 0.0096088
Kanaha 3 | 1304 | 0.0031305 | 0.0031305 | 0.0037687 | 0.0045538 | 0.0063184 | 0.0093392 | 0.012529 | 0.013954 | 0.013081 | 0.015204
Kanaha 3 | 1305 | 0.0037992 | 0.0037992 | 0.0045739 | 0.0055266 | 0.0076682 | 0.011334 | 0.015205 | 0.016935 | 0.015876 | 0.018452
Kaonoulu 4 | 1596 | 0.0072538 | 0.0072538 | 0.0087328 | 0.010552 | 0.014641 | 0.02164 | 0.029031 | 0.032334 | 0.030311 | 0.03523
Kaonoulu 4 | 1597 | 0.0019626 | 0.0019626 | 0.0023627 | 0.0028549 | 0.0039611 | 0.005855 | 0.0078544 | 0.0087481 | 0.0082008 | 0.0095317
Kauhikoa | 1295 | 0.0015362 | 0.0015362 | 0.0018494 | 0.0022346 | 0.0031005 | 0.0045829 | 0.006148 | 0.0068476 | 0.0064191 | 0.0074609
Keanae | Keanae | 5.3762e-05 | 5.3762e-05 | 6.4723e-05 | 7.8206e-05 | 0.00010851 | 0.00016039 | 0.00021516 | 0.00023965 | 0.00022465 | 0.00026111
Kihei 1 | 1253 | 0.0028359 | 0.0028359 | 0.0034141 | 0.0041252 | 0.0057238 | 0.0084603 | 0.011349 | 0.012641 | 0.01185 | 0.013773
Kihei 1 | 1254 | 0.0062535 | 0.0062535 | 0.0075285 | 0.0090967 | 0.012622 | 0.018656 | 0.025027 | 0.027875 | 0.026131 | 0.030372
Kihei 2 | 1384 | 0.0082376 | 0.0082376 | 0.0099171 | 0.011983 | 0.016626 | 0.024575 | 0.032968 | 0.036719 | 0.034422 | 0.040008
Kihei 2 | 1385 | 0.0023736 | 0.0023736 | 0.0028576 | 0.0034528 | 0.0047908 | 0.0070812 | 0.0094995 | 0.01058 | 0.0099184 | 0.011528
Kihei 3 | 1473 | 0.0058474 | 0.0058474 | 0.0070396 | 0.008506 | 0.011802 | 0.017445 | 0.023402 | 0.026065 | 0.024434 | 0.0284
Kihei 4 | 1515 | 0.011944 | 0.011944 | 0.01438 | 0.017375 | 0.024108 | 0.035634 | 0.047803 | 0.053242 | 0.049911 | 0.058011
Kuau | 4066 | 0.0013501 | 0.0013501 | 0.0016253 | 0.0019639 | 0.0027249 | 0.0040277 | 0.0054031 | 0.0060179 | 0.0056414 | 0.006557
Kuihelani | 1653 | 0.0080369 | 0.0080369 | 0.0096755 | 0.011691 | 0.016221 | 0.023977 | 0.032165 | 0.035825 | 0.033583 | 0.039034
Kuihelani | 1708 | 0.0038235 | 0.0038235 | 0.0046031 | 0.005562 | 0.0077173 | 0.011407 | 0.015302 | 0.017044 | 0.015977 | 0.01857
Kula | 1237 | 0.0051273 | 0.0051273 | 0.0061727 | 0.0074585 | 0.010349 | 0.015296 | 0.02052 | 0.022855 | 0.021425 | 0.024902
Kula | 1238 | 0.0051682 | 0.0051682 | 0.006222 | 0.0075181 | 0.010431 | 0.015419 | 0.020684 | 0.023038 | 0.021596 | 0.025101
Kula Ag Park | 1322 | 0.00095278 | 0.00095278 | 0.001147 | 0.001386 | 0.001923 | 0.0028424 | 0.0038131 | 0.004247 | 0.0039813 | 0.0046274
Lahaina 1 | 1225 | 0.0010608 | 0.0010608 | 0.0012771 | 0.0015431 | 0.002141 | 0.0031646 | 0.0042454 | 0.0047284 | 0.0044326 | 0.005152
Lahaina 1 | 1226 | 0.00059371 | 0.00059371 | 0.00071477 | 0.00086366 | 0.0011983 | 0.0017712 | 0.0023761 | 0.0026465 | 0.0024809 | 0.0028836
Lahaina 2 | 1390 | 0.0047249 | 0.0047249 | 0.0056883 | 0.0068732 | 0.0095366 | 0.014096 | 0.01891 | 0.021062 | 0.019744 | 0.022948
Lahaina 4 | 1221 | 0.0037605 | 0.0037605 | 0.0045273 | 0.0054703 | 0.0075901 | 0.011219 | 0.01505 | 0.016763 | 0.015714 | 0.018264
Lahaina 4 | 1223 | 0.0052623 | 0.0052623 | 0.0063352 | 0.0076548 | 0.010621 | 0.015699 | 0.02106 | 0.023457 | 0.021989 | 0.025558
Lahaina 5 | 1397 | 0.0003708 | 0.0003708 | 0.0004464 | 0.00053939 | 0.0007484 | 0.0011062 | 0.001484 | 0.0016528 | 0.0015494 | 0.0018009
Lahaina 5 | 1398 | 0.0067409 | 0.0067409 | 0.0081153 | 0.0098058 | 0.013605 | 0.02011 | 0.026978 | 0.030048 | 0.028168 | 0.032739
Lower Nahiku | Lower Nahiku | 1.2603e-05 | 1.2603e-05 | 1.5172e-05 | 1.8333e-05 | 2.5437e-05 | 3.7598e-05 | 5.0438e-05 | 5.6177e-05 | 5.2663e-05 | 6.1209e-05
Maalaea | 1285 | 0.0015112 | 0.0015112 | 0.0018193 | 0.0021983 | 0.0030501 | 0.0045084 | 0.006048 | 0.0067363 | 0.0063148 | 0.0073396
Maalaea | 1286 | 0.0020126 | 0.0020126 | 0.002423 | 0.0029277 | 0.0040622 | 0.0060044 | 0.0080549 | 0.0089715 | 0.0084101 | 0.0097751
Mahinahina 1 | 1219 | 0.0038318 | 0.0038318 | 0.0046131 | 0.005574 | 0.0077339 | 0.011432 | 0.015335 | 0.01708 | 0.016012 | 0.01861
Mahinahina 2 | 1380 | 0.00090645 | 0.00090645 | 0.0010913 | 0.0013186 | 0.0018295 | 0.0027042 | 0.0036277 | 0.0040405 | 0.0037877 | 0.0044025
Mahinahina 2 | 1381 | 0.0040094 | 0.0040094 | 0.0048269 | 0.0058324 | 0.0080925 | 0.011962 | 0.016046 | 0.017872 | 0.016754 | 0.019473
Makawao | 1234 | 0.0014892 | 0.0014892 | 0.0017929 | 0.0021663 | 0.0030058 | 0.0044429 | 0.0059601 | 0.0066383 | 0.006223 | 0.0072329
Makawao | 1235 | 0.0022938 | 0.0022938 | 0.0027615 | 0.0033367 | 0.0046297 | 0.0068432 | 0.0091802 | 0.010225 | 0.009585 | 0.011141
Makawao | 1236 | 0.0020442 | 0.0020442 | 0.0024609 | 0.0029736 | 0.0041258 | 0.0060984 | 0.008181 | 0.0091119 | 0.0085418 | 0.0099281
Maui Hardwoods | 1615 | 0.00036671 | 0.00036671 | 0.00044148 | 0.00053345 | 0.00074016 | 0.001094 | 0.0014676 | 0.0016346 | 0.0015324 | 0.0017811
Napili 1 | 1232 | 0.00092872 | 0.00092872 | 0.0011181 | 0.001351 | 0.0018745 | 0.0027707 | 0.0037169 | 0.0041398 | 0.0038808 | 0.0045106
Napili 2 | 1420 | 0.0029908 | 0.0029908 | 0.0036006 | 0.0043507 | 0.0060366 | 0.0089227 | 0.01197 | 0.013332 | 0.012498 | 0.014526
Napili 2 | 1421 | 0.0017471 | 0.0017471 | 0.0021034 | 0.0025415 | 0.0035263 | 0.0052123 | 0.0069923 | 0.0077879 | 0.0073007 | 0.0084855
Onehee | 4055 | 0.0023047 | 0.0023047 | 0.0027746 | 0.0033526 | 0.0046518 | 0.0068758 | 0.0092238 | 0.010273 | 0.0096307 | 0.011194
Onehee | 4056 | 0.00094523 | 0.00094523 | 0.001138 | 0.001375 | 0.0019078 | 0.0028199 | 0.0037829 | 0.0042134 | 0.0039498 | 0.0045908
Paia Mauka | 4042 | 0.0022831 | 0.0022831 | 0.0027487 | 0.0033212 | 0.0046082 | 0.0068114 | 0.0091374 | 0.010177 | 0.0095404 | 0.011089
Peahi | 1294 | 0.0020607 | 0.0020607 | 0.0024808 | 0.0029976 | 0.0041591 | 0.0061476 | 0.008247 | 0.0091854 | 0.0086107 | 0.010008
Pukalani 1 | 1282 | 0.0054712 | 0.0054712 | 0.0065867 | 0.0079588 | 0.011043 | 0.016322 | 0.021896 | 0.024388 | 0.022862 | 0.026573
Pukalani 1 | 1283 | 1.2192e-05 | 1.2192e-05 | 1.4678e-05 | 1.7735e-05 | 2.4608e-05 | 3.6373e-05 | 4.8794e-05 | 5.4347e-05 | 5.0946e-05 | 5.9215e-05
Pukalani 3 | 1308 | 0.0076742 | 0.0076742 | 0.0092389 | 0.011163 | 0.015489 | 0.022895 | 0.030713 | 0.034208 | 0.032068 | 0.037272
Pukalani 3 | 1309 | 0.0008149 | 0.0008149 | 0.00098105 | 0.0011854 | 0.0016448 | 0.0024311 | 0.0032613 | 0.0036325 | 0.0034052 | 0.0039578
Puukolii 1 | 1270 | 0.00996 | 0.00996 | 0.011991 | 0.014488 | 0.020103 | 0.029714 | 0.039861 | 0.044397 | 0.041619 | 0.048374
Puukolii 2 | 1272 | 0.0055811 | 0.0055811 | 0.006719 | 0.0081186 | 0.011265 | 0.01665 | 0.022336 | 0.024878 | 0.023321 | 0.027106
Puukolii 2 | 1273 | 0.00019212 | 0.00019212 | 0.00023129 | 0.00027946 | 0.00038776 | 0.00057315 | 0.00076887 | 0.00085636 | 0.00080278 | 0.00093307
Puukolii 3 | 1657 | 0.0020668 | 0.0020668 | 0.0024882 | 0.0030065 | 0.0041715 | 0.0061659 | 0.0082715 | 0.0092127 | 0.0086363 | 0.010038
Spreckelsville | 4043 | 0.0018704 | 0.0018704 | 0.0022517 | 0.0027208 | 0.0037751 | 0.00558 | 0.0074855 | 0.0083373 | 0.0078156 | 0.0090841
Waiehu | 1378 | 0.0035519 | 0.0035519 | 0.0042761 | 0.0051668 | 0.0071689 | 0.010596 | 0.014215 | 0.015833 | 0.014842 | 0.017251
Waiehu | 1379 | 0.0065572 | 0.0065572 | 0.0078942 | 0.0095386 | 0.013235 | 0.019562 | 0.026243 | 0.029229 | 0.0274 | 0.031847
Waiinu 2 | 1266 | 0.0019652 | 0.0019652 | 0.0023659 | 0.0028588 | 0.0039666 | 0.005863 | 0.0078652 | 0.0087602 | 0.0082121 | 0.0095448
Waiinu 2 | 1267 | 0.0010546 | 0.0010546 | 0.0012696 | 0.0015341 | 0.0021285 | 0.0031462 | 0.0042206 | 0.0047009 | 0.0044068 | 0.005122
Waiinu 3 | 1492 | 0.0017892 | 0.0017892 | 0.002154 | 0.0026027 | 0.0036112 | 0.0053377 | 0.0071606 | 0.0079754 | 0.0074764 | 0.0086897
Waiinu 3 | 1493 | 0.014645 | 0.014645 | 0.017631 | 0.021304 | 0.029559 | 0.043692 | 0.058612 | 0.065282 | 0.061197 | 0.071129
Waiinu 5 | 2030 | 0.00056334 | 0.00056334 | 0.00067819 | 0.00081947 | 0.001137 | 0.0016806 | 0.0022545 | 0.0025111 | 0.002354 | 0.002736
Waikapu | 1636 | 0 | 0 | 0 | 0 | 0 | 0 | 0 | 0 | 0 | 0
Wailea 1 | 1280 | 0.0050047 | 0.0050047 | 0.0060252 | 0.0072802 | 0.010101 | 0.014931 | 0.02003 | 0.022309 | 0.020913 | 0.024307
Wailea 1 | 1281 | 0.0012322 | 0.0012322 | 0.0014834 | 0.0017924 | 0.0024869 | 0.0036759 | 0.0049312 | 0.0054924 | 0.0051487 | 0.0059843
Wailea 2 | 1320 | 0.0043677 | 0.0043677 | 0.0052582 | 0.0063536 | 0.0088156 | 0.01303 | 0.01748 | 0.019469 | 0.018251 | 0.021213
Wailea 2 | 1321 | 5.5988e-05 | 5.5988e-05 | 6.7404e-05 | 8.1445e-05 | 0.000113 | 0.00016703 | 0.00022407 | 0.00024957 | 0.00023396 | 0.00027193
Wailea 3 | 1395 | 0.00085863 | 0.00085863 | 0.0010337 | 0.001249 | 0.001733 | 0.0025616 | 0.0034364 | 0.0038274 | 0.0035879 | 0.0041702
Wailea 3 | 1396 | 0.001585 | 0.001585 | 0.0019081 | 0.0023056 | 0.003199 | 0.0047285 | 0.0063433 | 0.0070651 | 0.006623 | 0.0076979
Wailea 4 | 1517 | 0.0048841 | 0.0048841 | 0.00588 | 0.0071048 | 0.0098579 | 0.014571 | 0.019547 | 0.021771 | 0.020409 | 0.023721
Wailea 4 | 1518 | 0.0029568 | 0.0029568 | 0.0035596 | 0.0043011 | 0.0059678 | 0.0088211 | 0.011833 | 0.01318 | 0.012355 | 0.014361
Wailuku 1 | 4037 | 0.0015818 | 0.0015818 | 0.0019043 | 0.002301 | 0.0031926 | 0.004719 | 0.0063305 | 0.0070508 | 0.0066097 | 0.0076824
Wailuku 2 | 4031 | 0.0010112 | 0.0010112 | 0.0012173 | 0.0014709 | 0.0020409 | 0.0030166 | 0.0040468 | 0.0045072 | 0.0042252 | 0.004911
Wailuku 3 | 1290 | 0.0078859 | 0.0078859 | 0.0094938 | 0.011471 | 0.015917 | 0.023526 | 0.031561 | 0.035152 | 0.032953 | 0.038301
Wailuku 4 | 1447 | 0.0052587 | 0.0052587 | 0.0063309 | 0.0076497 | 0.010614 | 0.015688 | 0.021046 | 0.023441 | 0.021974 | 0.02554
Wailuku Heights | 493 | 0.0015537 | 0.0015537 | 0.0018705 | 0.0022601 | 0.0031359 | 0.0046352 | 0.006218 | 0.0069256 | 0.0064923 | 0.007546
Wailuku Heights | 529 | 0.00099739 | 0.00099739 | 0.0012008 | 0.0014509 | 0.0020131 | 0.0029756 | 0.0039917 | 0.0044459 | 0.0041677 | 0.0048441
Waipio | Waipio 74B | 0.00014135 | 0.00014135 | 0.00017018 | 0.00020562 | 0.0002853 | 0.00042171 | 0.00056572 | 0.00063009 | 0.00059067 | 0.00068653

## Forecasted Load Growth
Return to Assumptions Summary
Forecasted Load Growth
The Forecasted Load Growth layer represents the future increases in the Underlying Load layer and known service requests for residential and commercial customers. The peak incremental amount added in megawatts (MW) to each distribution circuit per year for the Forecasted Load Growth layer is shown for 2021-2030.
Amount Added Per Year (kW)
Substation Transformer | Circuit | 2021 | 2022 | 2023 | 2024 | 2025 | 2026 | 2027 | 2028 | 2029 | 2030
Haiku | 1358 | -0.0036389 | -0.0036389 | 0.0063029 | 0.037114 | 0.040831 | 0.026748 | 0.047107 | 0.027852 | 0.057131 | 0.025332
Haiku | 1361 | -0.0017598 | -0.0017598 | 0.0030481 | 0.017949 | 0.019746 | 0.012935 | 0.022781 | 0.013469 | 0.027629 | 0.012251
Haleakala | 1275 | -0.00048148 | -0.00048148 | 0.00083397 | 0.0049108 | 0.0054025 | 0.0035391 | 0.006233 | 0.0036852 | 0.0075593 | 0.0033518
Hana 1 | 537 | -0.00090703 | -0.00090703 | 0.0015711 | 0.0092512 | 0.010178 | 0.0066672 | 0.011742 | 0.0069424 | 0.014241 | 0.0063143
Hana 1 | 6528 | -0.00034694 | -0.00034694 | 0.00060093 | 0.0035386 | 0.0038929 | 0.0025502 | 0.0044913 | 0.0026555 | 0.005447 | 0.0024152
Hana 2 | 10277 | -0.00058966 | -0.00058966 | 0.0010213 | 0.0060141 | 0.0066163 | 0.0043343 | 0.0076334 | 0.0045132 | 0.0092577 | 0.0041049
Hana Plantation | Hana Plantation | -5.3731e-05 | -5.3731e-05 | 9.3068e-05 | 0.00054803 | 0.0006029 | 0.00039495 | 0.00069558 | 0.00041126 | 0.00084359 | 0.00037405
Huelo | Huelo 74A | -0.00020918 | -0.00020918 | 0.00036232 | 0.0021335 | 0.0023472 | 0.0015376 | 0.0027079 | 0.0016011 | 0.0032842 | 0.0014562
Kahului 3 | 1264 | -0.0038477 | -0.0038477 | 0.0066645 | 0.039244 | 0.043173 | 0.028282 | 0.04981 | 0.02945 | 0.060409 | 0.026785
Kahului 3 | 1265 | -0.0046061 | -0.0046061 | 0.0079783 | 0.04698 | 0.051684 | 0.033858 | 0.059629 | 0.035255 | 0.072318 | 0.032065
Kahului 4 | 4048 | -0.0014959 | -0.0014959 | 0.002591 | 0.015257 | 0.016784 | 0.010995 | 0.019365 | 0.011449 | 0.023485 | 0.010413
Kahului 5 | 4049 | -0.0011802 | -0.0011802 | 0.0020442 | 0.012037 | 0.013242 | 0.008675 | 0.015278 | 0.009033 | 0.018529 | 0.0082158
Kahului 6 | 4050 | -0.00065018 | -0.00065018 | 0.0011262 | 0.0066314 | 0.0072954 | 0.0047792 | 0.0084168 | 0.0049764 | 0.010208 | 0.0045262
Kailua | Kailua | -7.1941e-05 | -7.1941e-05 | 0.00012461 | 0.00073376 | 0.00080723 | 0.00052881 | 0.00093131 | 0.00055064 | 0.0011295 | 0.00050081
Kamole Weir | 4028 | -0.00062895 | -0.00062895 | 0.0010894 | 0.0064149 | 0.0070572 | 0.0046231 | 0.008142 | 0.0048139 | 0.0098746 | 0.0043784
Kanaha 1 | 1347 | -0.0046117 | -0.0046117 | 0.007988 | 0.047037 | 0.051747 | 0.033899 | 0.059701 | 0.035298 | 0.072405 | 0.032104
Kanaha 1 | 1348 | -0.00099443 | -0.00099443 | 0.0017224 | 0.010143 | 0.011158 | 0.0073096 | 0.012873 | 0.0076113 | 0.015613 | 0.0069227
Kanaha 2 | 1244 | -0.0028868 | -0.0028868 | 0.0050001 | 0.029443 | 0.032391 | 0.021219 | 0.03737 | 0.022095 | 0.045323 | 0.020096
Kanaha 2 | 1245 | -0.0026987 | -0.0026987 | 0.0046744 | 0.027525 | 0.030282 | 0.019837 | 0.034936 | 0.020656 | 0.042371 | 0.018787
Kanaha 3 | 1304 | -0.0015369 | -0.0015369 | 0.0026621 | 0.015676 | 0.017245 | 0.011297 | 0.019896 | 0.011764 | 0.02413 | 0.010699
Kanaha 3 | 1305 | -0.003324 | -0.003324 | 0.0057574 | 0.033903 | 0.037297 | 0.024433 | 0.04303 | 0.025442 | 0.052187 | 0.02314
Kaonoulu 4 | 1596 | -0.0066524 | -0.0066524 | 0.011523 | 0.06785 | 0.074644 | 0.048898 | 0.086118 | 0.050917 | 0.10444 | 0.04631
Kaonoulu 4 | 1597 | -0.00061841 | -0.00061841 | 0.0010712 | 0.0063075 | 0.006939 | 0.0045457 | 0.0080056 | 0.0047333 | 0.0097092 | 0.004305
Kauhikoa | 1295 | -0.0026288 | -0.0026288 | 0.0045534 | 0.026813 | 0.029497 | 0.019323 | 0.034032 | 0.020121 | 0.041274 | 0.018301
Keanae | Keanae | -0.00023168 | -0.00023168 | 0.0004013 | 0.002363 | 0.0025997 | 0.001703 | 0.0029993 | 0.0017733 | 0.0036375 | 0.0016129
Kihei 1 | 1253 | -0.0035735 | -0.0035735 | 0.0061896 | 0.036448 | 0.040097 | 0.026267 | 0.04626 | 0.027351 | 0.056105 | 0.024877
Kihei 1 | 1254 | -0.0056756 | -0.0056756 | 0.0098307 | 0.057888 | 0.063684 | 0.041719 | 0.073474 | 0.043441 | 0.089109 | 0.039511
Kihei 2 | 1384 | 1.4375 | -0.0025019 | 0.0043335 | 0.025518 | 0.028073 | 0.01839 | 0.032388 | 0.019149 | 0.03928 | 0.017417
Kihei 2 | 1385 | -0.0050886 | -0.0050886 | 0.008814 | 0.051901 | 0.057098 | 0.037404 | 0.065874 | 0.038948 | 0.079893 | 0.035424
Kihei 3 | 1473 | -0.0021157 | -0.0021157 | 0.0036645 | 0.021579 | 0.023739 | 0.015551 | 0.027388 | 0.016193 | 0.033216 | 0.014728
Kihei 4 | 1515 | -0.0053646 | -0.0053646 | 0.0092921 | 0.054716 | 0.060195 | 0.039433 | 0.069448 | 0.041061 | 0.084226 | 0.037346
Kuau | 4066 | -0.00060755 | -0.00060755 | 0.0010523 | 0.0061967 | 0.0068172 | 0.0044659 | 0.0078651 | 0.0046502 | 0.0095387 | 0.0042294
Kuihelani | 1653 | -0.0034064 | -0.0034064 | 0.0059003 | 0.034744 | 0.038223 | 0.025039 | 0.044098 | 0.026073 | 0.053482 | 0.023714
Kuihelani | 1708 | -0.0020996 | -0.0020996 | 0.0036367 | 0.021415 | 0.023559 | 0.015433 | 0.02718 | 0.01607 | 0.032964 | 0.014616
Kula | 1237 | -0.0037318 | -0.0037318 | 0.0064639 | 0.038063 | 0.041874 | 0.027431 | 0.04831 | 0.028563 | 0.058591 | 0.025979
Kula | 1238 | -0.0028177 | -0.0028177 | 0.0048805 | 0.028739 | 0.031616 | 0.020712 | 0.036476 | 0.021566 | 0.044238 | 0.019615
Kula Ag Park | 1322 | -0.00032499 | -0.00032499 | 0.00056292 | 0.0033147 | 0.0036466 | 0.0023889 | 0.0042072 | 0.0024875 | 0.0051024 | 0.0022624
Lahaina 1 | 1225 | -0.0014405 | -0.0014405 | 0.0024951 | 0.014693 | 0.016164 | 0.010589 | 0.018648 | 0.011026 | 0.022617 | 0.010028
Lahaina 1 | 1226 | -0.0013192 | -0.0013192 | 0.002285 | 0.013455 | 0.014802 | 0.0096968 | 0.017078 | 0.010097 | 0.020712 | 0.0091835
Lahaina 2 | 1390 | -0.0042292 | -0.0042292 | 0.0073253 | 0.043135 | 0.047454 | 0.031087 | 0.054749 | 0.03237 | 0.066399 | 0.029441
Lahaina 4 | 1221 | -0.0044408 | -0.0044408 | 0.007692 | 0.045294 | 0.56983 | 0.032643 | 0.057489 | 0.03399 | 0.069722 | 0.030915
Lahaina 4 | 1223 | -0.002621 | -0.002621 | 0.0045399 | 0.026733 | 0.02941 | 0.019266 | 0.033931 | 0.020061 | 0.041151 | 0.018246
Lahaina 5 | 1398 | -0.0047588 | -0.0047588 | 0.0082427 | 0.048537 | 0.7454 | 0.03498 | 0.061605 | 0.036424 | 0.074714 | 0.033128
Lahaina 5 | 1397 | -0.0029535 | -0.0029535 | 0.0051157 | 0.030124 | 0.03314 | 0.02171 | 0.038234 | 0.022606 | 0.046371 | 0.020561
Lower Nahiku | Lower Nahiku | -0.00010232 | -0.00010232 | 0.00017723 | 0.0010436 | 0.0011481 | 0.00075211 | 0.0013246 | 0.00078315 | 0.0016064 | 0.00071229
Maalaea | 1285 | -0.0070924 | -0.0070924 | 0.012285 | 0.072339 | 0.079582 | 0.052133 | 0.091815 | 0.054285 | 0.11135 | 0.049374
Maalaea | 1286 | -0.0014199 | -0.0014199 | 0.0024593 | 0.014482 | 0.015932 | 0.010437 | 0.018381 | 0.010867 | 0.022292 | 0.0098842
Mahinahina 1 | 1219 | -0.0083803 | -0.0083803 | 0.014515 | 0.085474 | 0.094032 | 0.0616 | 0.10849 | 0.064142 | 0.13157 | 0.058339
Mahinahina 2 | 1380 | -0.0011655 | -0.0011655 | 0.0020187 | 0.011887 | 0.013077 | 0.0085667 | 0.015087 | 0.0089203 | 0.018298 | 0.0081132
Mahinahina 2 | 1381 | -0.0049282 | -0.0049282 | 0.0085361 | 0.050265 | 0.055297 | 0.036225 | 0.063797 | 0.03772 | 0.077374 | 0.034307
Makawao | 1234 | -0.00084283 | -0.00084283 | 0.0014599 | 0.0085964 | 0.0094571 | 0.0061952 | 0.010911 | 0.006451 | 0.013233 | 0.0058673
Makawao | 1235 | -0.0018507 | -0.0018507 | 0.0032055 | 0.018876 | 0.020766 | 0.013603 | 0.023958 | 0.014165 | 0.029056 | 0.012883
Makawao | 1236 | -0.0038628 | -0.0038628 | 0.0066908 | 0.039398 | 0.043343 | 0.028394 | 0.050006 | 0.029566 | 0.060647 | 0.026891
Maui Hardwoods | 1615 | -7.2017e-05 | -7.2017e-05 | 0.00012474 | 0.00073454 | 0.00080809 | 0.00052937 | 0.0009323 | 0.00055122 | 0.0011307 | 0.00050135
Napili 1 | 1232 | -0.0036413 | -0.0036413 | 0.0063071 | 0.037139 | 0.040858 | 0.026765 | 0.047138 | 0.02787 | 0.057169 | 0.025349
Napili 2 | 1420 | -0.0033 | -0.0033 | 0.0057158 | 0.033658 | 0.037028 | 0.024257 | 0.042719 | 0.025258 | 0.05181 | 0.022972
Napili 2 | 1421 | -0.0027698 | -0.0027698 | 0.0047975 | 0.02825 | 0.031079 | 0.020359 | 0.035856 | 0.0212 | 0.043486 | 0.019282
Onehee | 4055 | -0.0015925 | -0.0015925 | 0.0027584 | 0.016243 | 0.017869 | 0.011706 | 0.020616 | 0.012189 | 0.025003 | 0.011086
Onehee | 4056 | -0.00065195 | -0.00065195 | 0.0011292 | 0.0066496 | 0.0073154 | 0.0047922 | 0.0084398 | 0.00499 | 0.010236 | 0.0045385
Paia Mauka | 4042 | -0.0019315 | -0.0019315 | 0.0033455 | 0.0197 | 0.021673 | 0.014198 | 0.025004 | 0.014784 | 0.030325 | 0.013446
Peahi | 1294 | -0.0014355 | -0.0014355 | 0.0024864 | 0.014641 | 0.016107 | 0.010552 | 0.018583 | 0.010987 | 0.022537 | 0.009993
Pukalani 1 | 1282 | -0.0038333 | -0.0038333 | 0.0066397 | 0.039098 | 0.043013 | 0.028177 | 0.049624 | 0.02934 | 0.060184 | 0.026686
Pukalani 1 | 1283 | -0.00082713 | -0.00082713 | 0.0014327 | 0.0084363 | 0.009281 | 0.0060799 | 0.010708 | 0.0063308 | 0.012986 | 0.005758
Pukalani 3 | 1308 | 0.97848 | -0.001522 | 0.0026363 | 0.015524 | 0.017078 | 0.011188 | 0.019703 | 0.011649 | 0.023896 | 0.010595
Pukalani 3 | 1309 | -0.00067432 | -0.00067432 | 0.001168 | 0.0068776 | 0.0075663 | 0.0049566 | 0.0087293 | 0.0051612 | 0.010587 | 0.0046942
Puukolii 1 | 1270 | -0.0050454 | -0.0050454 | 0.0087391 | 0.05146 | 0.056613 | 0.037086 | 0.065315 | 0.038617 | 0.079214 | 0.035123
Puukolii 2 | 1273 | 0.43918 | -0.00082388 | 0.001427 | 0.0084031 | 0.0092445 | 0.006056 | 0.010665 | 0.0063059 | 0.012935 | 0.0057354
Puukolii 2 | 1272 | 0.6958 | -0.0042023 | 0.0072788 | 0.042861 | 0.047153 | 0.030889 | 0.054401 | 0.032164 | 0.065977 | 0.029254
Puukolii 3 | 1657 | -0.0053741 | -0.0053741 | 0.0093085 | 0.054813 | 0.060301 | 0.039503 | 0.069571 | 0.041133 | 0.084375 | 0.037412
Spreckelsville | 4043 | -0.00079676 | -0.00079676 | 0.0013801 | 0.0081265 | 0.0089402 | 0.0058566 | 0.010314 | 0.0060984 | 0.012509 | 0.0055466
Waiehu | 1378 | -0.0030108 | -0.0030108 | 0.005215 | 0.030708 | 0.033783 | 0.022131 | 0.038976 | 0.023044 | 0.04727 | 0.020959
Waiehu | 1379 | -0.0035818 | -0.0035818 | 0.006204 | 0.036532 | 0.04019 | 0.026328 | 0.046368 | 0.027415 | 0.056235 | 0.024934
Waiinu 2 | 1266 | -0.0021369 | -0.0021369 | 0.0037013 | 0.021795 | 0.023977 | 0.015707 | 0.027663 | 0.016356 | 0.03355 | 0.014876
Waiinu 2 | 1267 | -0.0016935 | -0.0016935 | 0.0029334 | 0.017273 | 0.019003 | 0.012448 | 0.021923 | 0.012962 | 0.026589 | 0.011789
Waiinu 3 | 1493 | 0.74143 | -0.0085681 | 0.67084 | 0.087389 | 0.47514 | 0.06298 | 0.11092 | 0.06558 | 0.13452 | 0.059646
Waiinu 3 | 1492 | -0.0030787 | -0.0030787 | 0.0053326 | 0.031401 | 0.034545 | 0.02263 | 0.039855 | 0.023564 | 0.048336 | 0.021432
Waiinu 5 | 2030 | -0.00055392 | -0.00055392 | 0.00095944 | 0.0056496 | 0.0062153 | 0.0040716 | 0.0071707 | 0.0042397 | 0.0086967 | 0.0038561
Waikapu | 1636 | -0.0041632 | -0.0041632 | 0.0072111 | 0.042463 | 0.046714 | 0.030602 | 0.053895 | 0.031865 | 0.065364 | 0.028982
Wailea 1 | 1280 | -0.0060193 | -0.0060193 | 0.010426 | 0.061393 | 0.067541 | 0.044245 | 0.077923 | 0.046071 | 0.094504 | 0.041903
Wailea 1 | 1281 | -0.0028184 | -0.0028184 | 0.0048818 | 0.028746 | 0.031625 | 0.020717 | 0.036486 | 0.021572 | 0.04425 | 0.01962
Wailea 2 | 1320 | -0.0050365 | -0.0050365 | 0.0087236 | 0.051369 | 0.056513 | 0.037021 | 0.065199 | 0.038549 | 0.079074 | 0.035061
Wailea 2 | 1321 | -0.0027875 | -0.0027875 | 0.0048282 | 0.028431 | 0.031278 | 0.02049 | 0.036086 | 0.021336 | 0.043765 | 0.019405
Wailea 3 | 1395 | -0.0029244 | -0.0029244 | 0.0050654 | 0.029828 | 0.032814 | 0.021496 | 0.037858 | 0.022384 | 0.045914 | 0.020358
Wailea 3 | 1396 | -0.0011304 | -0.0011304 | 0.001958 | 0.01153 | 0.012684 | 0.0083094 | 0.014634 | 0.0086524 | 0.017748 | 0.0078695
Wailea 4 | 1517 | -0.0023573 | -0.0023573 | 0.004083 | 0.024043 | 0.02645 | 0.017327 | 0.030516 | 0.018042 | 0.037009 | 0.01641
Wailea 4 | 1518 | -0.0043118 | -0.0043118 | 0.0074684 | 0.043977 | 0.048381 | 0.031694 | 0.055818 | 0.033002 | 0.067696 | 0.030016
Wailuku 1 | 4037 | -0.00098785 | -0.00098785 | 0.001711 | 0.010075 | 0.011084 | 0.0072612 | 0.012788 | 0.0075609 | 0.015509 | 0.0068768
Wailuku 2 | 4031 | -0.001098 | -0.001098 | 0.0019019 | 0.011199 | 0.012321 | 0.0080712 | 0.014215 | 0.0084044 | 0.01724 | 0.007644
Wailuku 3 | 1290 | -0.0023426 | -0.0023426 | 0.0040576 | 0.023893 | 0.026285 | 0.017219 | 0.030326 | 0.01793 | 0.036779 | 0.016308
Wailuku 4 | 1447 | -0.0040639 | -0.0040639 | 0.007039 | 0.041449 | 0.045599 | 0.029872 | 0.052608 | 0.031105 | 0.063804 | 0.02829
Wailuku Heights | 493 | -0.0013484 | -0.0013484 | 0.0023355 | 0.013753 | 0.01513 | 0.0099114 | 0.017455 | 0.010321 | 0.02117 | 0.0093867
Wailuku Heights | 529 | -0.0015251 | -0.0015251 | 0.0026417 | 0.015555 | 0.017113 | 0.011211 | 0.019743 | 0.011673 | 0.023945 | 0.010617
Waipio | Waipio 74B | -0.00011629 | -0.00011629 | 0.00020142 | 0.0011861 | 0.0013048 | 0.00085478 | 0.0015054 | 0.00089007 | 0.0018258 | 0.00080954

## Base Load
Return to Assumptions Summary
Base Load
The Base Load layer represents the starting point for each circuit forecast. This layer is developed based on the circuit historical peak demands. The base load is shown in megawatts (MW) for each distribution circuit.
Substation Transformer | Circuit | Base Load (MW)
Haiku | 1358 | 3.2951
Haiku | 1361 | 1.5936
Haleakala | 1275 | 0.82136
Hana 1 | 537 | 0.31417
Hana 1 | 6528 | 0.53396
Hana 2 | 10277 | 0.048656
Hana Plantation | Hana Plantation | 0.18942
Huelo | Huelo 74A | 3.4842
Kahului 3 | 1264 | 4.1711
Kahului 3 | 1265 | 1.3546
Kahului 4 | 4048 | 1.0687
Kahului 5 | 4049 | 0.58876
Kahului 6 | 4050 | 0.065146
Kailua | Kailua | 0.56954
Kamole Weir | 4028 | 4.1761
Kanaha 1 | 1347 | 0.9005
Kanaha 1 | 1348 | 2.6141
Kanaha 2 | 1244 | 2.4438
Kanaha 2 | 1245 | 1.3918
Kanaha 3 | 1304 | 3.01
Kanaha 3 | 1305 | 6.024
Kaonoulu 4 | 1596 | 0.56
Kaonoulu 4 | 1597 | 2.3805
Kauhikoa | 1295 | 0.2098
Keanae | Keanae | 3.236
Kihei 1 | 1253 | 5.1395
Kihei 1 | 1254 | 2.2655
Kihei 2 | 1384 | 4.608
Kihei 2 | 1385 | 1.9158
Kihei 3 | 1473 | 4.8579
Kihei 4 | 1515 | 0.55017
Kuau | 4066 | 3.0847
Kuihelani | 1653 | 1.9013
Kuihelani | 1708 | 3.3793
Kula | 1237 | 2.5515
Kula | 1238 | 0.29429
Kula Ag Park | 1322 | 1.3045
Lahaina 1 | 1225 | 1.1946
Lahaina 1 | 1226 | 3.8297
Lahaina 2 | 1390 | 4.0214
Lahaina 4 | 1221 | 2.3735
Lahaina 4 | 1223 | 2.6745
Lahaina 5 | 1398 | 4.3093
Lahaina 5 | 1397 | 0.092655
Lower Nahiku | Lower Nahiku | 6.4225
Maalaea | 1285 | 1.2857
Maalaea | 1286 | 7.5887
Mahinahina 1 | 1219 | 1.0554
Mahinahina 2 | 1380 | 4.4627
Mahinahina 2 | 1381 | 0.76322
Makawao | 1234 | 1.6759
Makawao | 1235 | 3.4979
Makawao | 1236 | 0.065215
Maui Hardwoods | 1615 | 3.2973
Napili 1 | 1232 | 2.9883
Napili 2 | 1420 | 2.5082
Napili 2 | 1421 | 1.4421
Onehee | 4055 | 0.59037
Onehee | 4056 | 1.7491
Paia Mauka | 4042 | 1.2999
Peahi | 1294 | 3.4713
Pukalani 1 | 1282 | 0.749
Pukalani 1 | 1283 | 1.3783
Pukalani 3 | 1308 | 0.61062
Pukalani 3 | 1309 | 4.5688
Puukolii 1 | 1270 | 3.8054
Puukolii 2 | 1273 | 0.74606
Puukolii 2 | 1272 | 4.8665
Puukolii 3 | 1657 | 0.7215
Spreckelsville | 4043 | 2.7264
Waiehu | 1378 | 3.2435
Waiehu | 1379 | 1.9351
Waiinu 2 | 1266 | 1.5336
Waiinu 2 | 1267 | 2.7879
Waiinu 3 | 1493 | 7.7588
Waiinu 3 | 1492 | 0.5016
Waiinu 5 | 2030 | 3.77
Waikapu | 1636 | 5.4507
Wailea 1 | 1280 | 2.5522
Wailea 1 | 1281 | 4.5607
Wailea 2 | 1320 | 2.5242
Wailea 2 | 1321 | 2.6482
Wailea 3 | 1395 | 1.0237
Wailea 3 | 1396 | 2.1346
Wailea 4 | 1517 | 3.9045
Wailea 4 | 1518 | 0.89454
Wailuku 1 | 4037 | 0.99433
Wailuku 2 | 4031 | 2.1213
Wailuku 3 | 1290 | 3.68
Wailuku 4 | 1447 | 1.221
Wailuku Heights | 493 | 1.3811
Wailuku Heights | 529 | 0.1053
Waipio | Waipio 74B | 0.436