## Assumptions Summary
2020-2021 Location-Based Forecasts for Scenario 2 (High Load Customer Technology Adoption Bookend)
This workbook presents the IGP location-based forecasts. The Scenarios worksheet describes the DBESS, DGPV, EE, and EV load layers that correspond to each scenario. The forecasts include the Base Load, DGPV, DBESS, Unmanaged EV Charging, Energy Efficiency, and the Forecasted Load Growth for Scenario 2.
Version History
Date | Version | Description
2021-10-08 | 1 | First Release of the Draft Location-Based Forecasts
Worksheet Descriptions
Worksheet | Category | Description | Source
Assumptions Summary | Assumptions Summary | Includes Workbook Version History, Worksheet Descriptions, and References | HECO
Glossary | Glossary | Definitions of All Acronyms and Common Terms Used in the Workbook | HECO
References | References | Provides Links to All Pertinent and Related Documents and Workbooks | HECO
Scenarios | Scenarios | Scenarios for Current Exisiting Modeling Cases | HECO
Demand Forecast by Circuit | Demand Forecast | Demand Forecast by Circuit High Load Customer Technology Adoption Forecast | HECO
Demand Forecast by Transformer |  | Demand Forecast by Substation Transformer High Load Customer Technology Adoption Forecast | HECO
DBESS Residential Forecast | DER Forecasts | Residential Distributed Battery Energy Storage Systems (DBESS) Low Forecast | HECO
DBESS Commercial Forecast |  | Commercial Distributed Battery Energy Storage Systems (DBESS) Low Forecast | HECO
DGPV Residential Forecast |  | Residential Distributed Generation Photovoltaic Systems (DGPV) Low Forecast | HECO
DGPV Commercial Forecast |  | Commercial Distributed Generation Photovoltaic Systems (DGPV) Low Forecast | HECO
Energy Efficiency Forecast | Energy Efficiency Forecast | Energy Efficiency (EE) Low Forecast | HECO
Unmanaged EV Charging | Unmanaged EV Forecast | Unmanaged Electric Vehicle (EV) Charging | HECO
Forecasted Load Growth | Forecasted Load Growth | Forecasted Load Growth | HECO
Base Load | Base Load | Base Load | HECO

## Glossary
Glossary |  | Return to Assumptions Summary
Acronym/ Terminology | Definition
8760 | 365 days/year x 24 hours/day = 8760 hours/year
Base Load | Created using historical load data and serves as the basis for creating the location-based forecasts
CBRE Phase 2 Small Projects | Community Based Renewable Energy Phase 2 small projects < 250 kW
CGS | Customer Grid Supply
CGS+ | Customer Grid Supply Plus
Conductor Overload Violation | Circuit condition exceeding thermal rating of conductors
CSS | Customer Self Supply
DBESS | Distributed Battery Energy Storage System
DER | Distributed Energy Resources
DER/BESS | Combined DER and DBESS
DGPV | Distributed Generation Photovoltaics
DR | Demand Response
EDR | Emergency Demand Response
EE | Energy Efficiency
EoT | Electrification of Transportation
EV | Electric Vehicle
Executed DER | DER that has been installed and energized on the system
Fct | Forecast, Forecasted
FIT | Feed-In Tariff
Gross Load | Load Without the Impacts of DER
Historical Peak Demand | Peak load determined using the historical data for the circuit or transformer
LDV | Light Duty Vehicle
LTC | Load Tap Changer
Managed Charging | Charging during hours of higher renewable penetration and lower system cost through rates and/or demand response (DR) programs
MVA | Megavolt-amperes. Unit of Apparent Power
MW | Megawatt, Unit of Real Power/ Capacity
NEM | Net Energy Metering
NEM+ | Net Energy Metering Plus
Net Load | Underlying Load Plus the Impacts of DGPV, DBESS, EE, and EV, Load Layers
PPA | Power Purchase Agreement
PV | Utility-scale Photovoltaic Generator
Rating | Represents the Assumed Power (MW) Produced in Every Hour
Schedule-G | General Service Non-Demand Rate (Small Commercial Customer)
Schedule-J | General Service Demand Rate (Medium Commercial Customer)
Schedule-P | Large Power Service Rate (Large Commercial Customer)
Schedule-R | Residential Service Rate (Residential Customer)
SE | Smart Export
Service Requests | Request for electrical service including location and estimated demand information
SIA | Standard Interconnection Agreement
Solar | Utility-scale Photovoltaic Generator
Total Anticipated DER | Executed DER + Forecasted DER
Underlying Load | Load based on customer-level sales forecast
Voltage Violation | Circuit condition where voltage exceeds (low and/or high) tariff limits

## References
References |  | Return to Assumptions Summary
Source | Materials
Revised Draft IGP Inputs and Assumptions Document, August 3, 2021 | https://www.hawaiianelectric.com/documents/clean_energy_hawaii/integrated_grid_planning/20210803_heco_submittal_of_igp_inputs_and_assum_and_der_hosting_capacity.pdf
Revised Draft IGP Inputs and Assumptions Document, August 19, 2021 | https://www.hawaiianelectric.com/documents/clean_energy_hawaii/integrated_grid_planning/stakeholder_engagement/working_groups/forecast_assumptions/20210819_heco_submittal_of_revised_igp_inputs_and_assumptions.pdf
Revised Draft Oahu IGP Inputs and Assumptions Workbooks 3, August 3, 2021 | https://www.hawaiianelectric.com/documents/clean_energy_hawaii/integrated_grid_planning/Revised%202021-08-03%20Draft%20Oahu%20Inputs%20Workbook%203.xlsx
Revised Draft Oahu IGP Inputs and Assumptions Workbooks 4, August 3, 2021 | https://www.hawaiianelectric.com/documents/clean_energy_hawaii/integrated_grid_planning/Revised%202021-08-03%20Draft%20Oahu%20Inputs%20Workbook%204.xlsx
Revised Draft Hawaii IGP Inputs and Assumptions Workbooks 3, August 3, 2021 | https://www.hawaiianelectric.com/documents/clean_energy_hawaii/integrated_grid_planning/Revised%202021-08-03%20Draft%20Hawaii%20Island%20Inputs%20Workbook%203.xlsx
Revised Draft Hawaii IGP Inputs and Assumptions Workbooks 4, August 3, 2021 | https://www.hawaiianelectric.com/documents/clean_energy_hawaii/integrated_grid_planning/Revised%202021-08-03%20Draft%20Hawaii%20Island%20Inputs%20Workbook%204.xlsx
Revised Draft Maui IGP Inputs and Assumptions Workbooks 3, August 3, 2021 | https://www.hawaiianelectric.com/documents/clean_energy_hawaii/integrated_grid_planning/Revised%202021-08-03%20Draft%20Maui%20Inputs%20Workbook%203.xlsx
Revised Draft Maui IGP Inputs and Assumptions Workbooks 4, August 3, 2021 | https://www.hawaiianelectric.com/documents/clean_energy_hawaii/integrated_grid_planning/Revised%202021-08-03%20Draft%20Maui%20Inputs%20Workbook%204.xlsx
Revised Draft Molokai IGP Inputs and Assumptions Workbooks 3, August 3, 2021 | https://www.hawaiianelectric.com/documents/clean_energy_hawaii/integrated_grid_planning/Revised%202021-08-03%20Draft%20Molokai%20Inputs%20Workbook%203.xlsx
Revised Draft Molokai IGP Inputs and Assumptions Workbooks 4, August 3, 2021 | https://www.hawaiianelectric.com/documents/clean_energy_hawaii/integrated_grid_planning/Revised%202021-08-03%20Draft%20Molokai%20Inputs%20Workbook%204.xlsx
Revised Draft Lanai IGP Inputs and Assumptions Workbooks 3, August 3, 2021 | https://www.hawaiianelectric.com/documents/clean_energy_hawaii/integrated_grid_planning/Revised%202021-08-03%20Draft%20Lanai%20Inputs%20Workbook%203.xlsx
Revised Draft Lanai IGP Inputs and Assumptions Workbooks 4, August 3, 2021 | https://www.hawaiianelectric.com/documents/clean_energy_hawaii/integrated_grid_planning/Revised%202021-08-03%20Draft%20Lanai%20Inputs%20Workbook%204.xlsx
Revised Draft IGP Inputs and Assumptions Document, March 30, 2021 | https://www.hawaiianelectric.com/documents/clean_energy_hawaii/integrated_grid_planning/stakeholder_engagement/working_groups/forecast_assumptions/20210330_wg_fa_deliverable_draft.pdf
Revised Draft IGP Grid Needs Assessment & Solution Evaluation Methodology Document, March 30, 2021 | https://www.hawaiianelectric.com/documents/clean_energy_hawaii/integrated_grid_planning/stakeholder_engagement/working_groups/solution_evaluation_and_optimization/20210330_wg_seo_deliverable_draft.pdf
IGP DER Forecast - Oahu, January 29, 2020 | https://www.hawaiianelectric.com/documents/clean_energy_hawaii/integrated_grid_planning/stakeholder_engagement/working_groups/forecast_assumptions/HE_DER_forecast_IGP.xlsx
IGP DER Forecast - Hawaii, January 29, 2020 | https://www.hawaiianelectric.com/documents/clean_energy_hawaii/integrated_grid_planning/stakeholder_engagement/working_groups/forecast_assumptions/HL_DER_forecast_IGP.xlsx
IGP DER Forecast - Maui (Maui BESS Included from Slide 31), January 29, 2020 | https://www.hawaiianelectric.com/documents/clean_energy_hawaii/integrated_grid_planning/stakeholder_engagement/working_groups/forecast_assumptions/ME_DER_forecast_IGP.xlsx
Distribution Planning Methodology | https://www.hawaiianelectric.com/documents/clean_energy_hawaii/integrated_grid_planning/stakeholder_engagement/working_groups/distribution_planning/20200602_dpwg_distribution_planning_methodology.pdf

## Scenarios
|  |  | Forecast Types |  |  |  | Return to Assumptions Summary
No. | Modeling Case | Purpose | DER Forecast | EV Forecast | EE Forecast | TOU Load Shape
1 | Base | Reference Case | Base Forecast | Base Forecast | Base Forecast | Managed EV Charging
2 | High Load Customer Technology Adoption Bookend | Understand the impact of customer adoption of technologies for DER, electric vehicles, energy efficiency, and time-of-use rates that lead to higher loads. | Low Forecast | High Forecast | Low Forecast | Unmanaged EV Charging
3 | Low Load Customer Technology Adoption Bookend | Understand the impact of customer adoption of technologies for DER, electric vehicles, energy efficiency, and time-of-use rates that leads to lower loads. | High Forecast | Low Forecast | High Forecast | Managed EV Charging

## Demand Forecast by Circuit
Return to Assumptions Summary
Demand Forecast by Circuit - High Load Customer Technology Adoption Forecast
The Demand Forecast by Circuit shows the net peak forecast for each circuit by year for the next 10 years. This forecast includes layers such as Distributed Energy Resources (DER), Energy Efficiency (EE), Electric Vehicle (EV), and the underlying load. Additionally, service requests are included in the forecast where applicable. The corresponding substation transformer that feeds each distribution circuit is shown. The Equipment Rating (MVA) in this table is the thermal rating under normal conditions of the main conductor out of the substation. The forecast is shown by circuit peak in megawatts (MW) from 2021-2030.
Demand Forecast Peak (MW)
Substation Transformer | Circuit | Equipment Rating (MW) | 2021 | 2022 | 2023 | 2024 | 2025 | 2026 | 2027 | 2028 | 2029 | 2030
AHI 1 | HAHAIONE | 9.46 | 2.3919 | 2.5201 | 2.5277 | 2.6475 | 2.7739 | 2.8682 | 3.1069 | 3.3093 | 3.5789 | 3.9552
AHI 1 | NIU | 9.46 | 3.1214 | 3.2061 | 3.1767 | 3.2207 | 3.2507 | 3.3497 | 3.44 | 3.5401 | 3.6204 | 3.7073
AHI 2 | KAALAKEI | 9.46 | 2.8159 | 2.8554 | 2.814 | 2.9114 | 2.9761 | 3.0722 | 3.2536 | 3.4353 | 3.5611 | 3.8101
AHI 2 | PORTLOCK | 9.46 | 3.2868 | 3.6327 | 3.5617 | 3.4507 | 3.0849 | 3.0731 | 2.8775 | 2.9151 | 2.8492 | 2.6987
AIEA 1 | KAM HWY | 7.589 | 4.6696 | 4.7102 | 6.668 | 6.6749 | 6.6959 | 6.666 | 6.6959 | 6.7547 | 6.738 | 6.7781
AIEA 1 | LAULIMA | 7.589 | 6.0024 | 6.1289 | 6.1141 | 6.1797 | 6.2607 | 6.2964 | 6.3897 | 6.4678 | 6.5229 | 6.6481
AIEA 2 | AIEA | 7.589 | 4.3146 | 4.382 | 4.397 | 4.5541 | 4.6938 | 4.8832 | 5.1547 | 5.4268 | 5.7188 | 6.0952
AIEA 2 | KAUHALE | 7.589 | 4.354 | 4.3641 | 4.3261 | 4.3041 | 4.2726 | 4.2541 | 4.2523 | 4.3063 | 4.3548 | 4.3597
AIEA 3 | AIEA 2 | 7.589 | 3.8858 | 3.9104 | 3.937 | 3.9595 | 3.9851 | 4.0189 | 4.0891 | 4.1467 | 4.2 | 4.2578
AIEA 3 | AIEA 3 | 7.589 | 2.5647 | 2.5905 | 5.5647 | 5.5714 | 5.5686 | 5.5712 | 5.5953 | 5.6073 | 5.6286 | 5.6504
AIKAHI 1 | KALAHEO | 2.623 | 0.8743 | 0.88674 | 0.87043 | 0.89661 | 0.88993 | 0.86549 | 0.90561 | 0.96441 | 0.98671 | 1.0491
AIKAHI 2 | BAY DR | 2.47 | 0.66222 | 0.69223 | 0.69748 | 0.73991 | 0.73959 | 0.77178 | 0.7927 | 0.8561 | 0.92531 | 1.0146
AIKAHI 3 | ILIAINA | 2.4 | 2.4007 | 2.4052 | 2.4102 | 2.4419 | 2.5116 | 2.5456 | 2.6218 | 2.7718 | 2.8937 | 3.018
AINA KOA 1 | KAHALA MALL | 10.4 | 3.3115 | 3.4343 | 3.4296 | 3.481 | 3.5441 | 3.6136 | 3.7233 | 3.8625 | 3.9742 | 4.1347
AINA KOA 1 | WAIALAE NUI | 10.4 | 1.1816 | 1.3158 | 1.2779 | 1.2747 | 1.2597 | 1.2781 | 1.2585 | 1.2866 | 1.313 | 1.2914
AINA KOA 1 4KV | KEALAOLU | 2.623 | 0.86206 | 0.87691 | 0.87597 | 0.88617 | 0.909 | 0.92642 | 0.9408 | 0.97186 | 0.99111 | 0.9951
AINA KOA 1 4KV | WAIALAE SC | 2.623 | 0.013388 | 0.013388 | 0.013388 | 0.013388 | 0.013388 | 0.013388 | 0.013388 | 0.013388 | 0.013388 | 0.013388
ARCHER 1 | ARCHER 1 | 8.426 | 0.083313 | 0.23926 | 2.0612 | 2.0164 | 2.0129 | 2.0129 | 2.0127 | 2.0033 | 2.0111 | 1.9761
ARCHER 1 | ARCHER 2 | 8.426 | 0.26528 | 0.56374 | 0.56076 | 0.55919 | 0.55749 | 0.58515 | 0.61613 | 0.46341 | 0.46296 | 0.46296
ARCHER 2 | ARCHER 3 | 8.426 | 3.4574 | 3.6045 | 3.5967 | 3.622 | 3.5486 | 3.5197 | 3.5065 | 3.5541 | 3.5732 | 3.5642
ARCHER 2 | ARCHER 4 | 8.426 | 0.18223 | 0.40785 | 0.40785 | 0.29922 | 0.29922 | 0.29922 | 0.21988 | 0.27745 | 0.26902 | 0.26902
CEIP 2 | CEIP 3 | 10.281 | 6.1081 | 6.7121 | 6.9218 | 7.1444 | 7.2955 | 7.2297 | 7.5789 | 7.7486 | 7.8227 | 7.6702
CEIP 2 | CEIP 4 | 10.281 | 1.8941 | 2.009 | 2.0003 | 2.0854 | 2.1409 | 2.2191 | 2.3538 | 2.482 | 2.5926 | 2.7741
ENA 1 | ALA MOANA | 6.912 | 7.0875 | 7.1349 | 7.1372 | 7.1394 | 7.1417 | 7.1423 | 7.1423 | 7.1475 | 7.1159 | 7.1117
ENA 1 | HAWN VILLAGE 1 | 6.912 | 6.1585 | 6.4963 | 6.5024 | 6.5999 | 6.6019 | 6.6035 | 6.5928 | 6.4692 | 6.4718 | 6.4721
ENA 2 | ILIKAI | 6.912 | 4.1505 | 4.2109 | 4.2197 | 4.3088 | 4.363 | 4.4548 | 4.5656 | 4.7238 | 4.8108 | 4.9768
ENA 2 | LAGOON | 6.912 | 6.2598 | 6.1533 | 6.1516 | 6.1606 | 6.1605 | 6.1016 | 6.058 | 6.0847 | 6.087 | 6.0769
ENA 3 | DE RUSSY | 6.912 | 7.6172 | 7.6814 | 7.5779 | 7.5752 | 7.5643 | 7.521 | 7.521 | 7.4872 | 7.4845 | 7.471
ENA 3 | KALIA | 6.912 | 5.7312 | 5.7312 | 5.7312 | 5.7312 | 5.7312 | 5.7312 | 5.7312 | 5.7312 | 5.7312 | 5.7312
ENA 4 | ENA 1 | 6.912 | 3.3193 | 3.3921 | 3.4292 | 3.57 | 3.5669 | 3.6178 | 3.7639 | 3.8709 | 4.0504 | 4.2678
ENA 4 | ENA 2 | 6.912 | 3.3221 | 3.3232 | 3.3232 | 3.3232 | 3.3232 | 3.3232 | 3.3207 | 3.3207 | 3.3188 | 3.3188
EWA BEACH 1 | EWA BEACH 1 | 9.46 | 4.8364 | 4.9724 | 4.8547 | 4.9262 | 4.6098 | 4.7471 | 5.0565 | 5.3965 | 5.8139 | 6.1916
EWA BEACH 1 | EWA BEACH 2 | 9.46 | 3.3971 | 3.4773 | 3.3595 | 3.4089 | 3.4277 | 3.4839 | 3.6188 | 3.8489 | 4.0553 | 4.2651
EWA BEACH 2 | EWA BEACH 3 | 9.46 | 3.5053 | 5.4055 | 5.3396 | 5.2705 | 5.2312 | 5.1881 | 5.2181 | 5.3121 | 5.4464 | 5.6846
EWA BEACH 2 | EWA BEACH 4 | 9.46 | 8.316 | 8.4328 | 8.2593 | 8.3254 | 8.2264 | 8.2616 | 8.3821 | 8.6534 | 8.9063 | 9.2032
EWA NUI 1 | EWA NUI 1 | 8.532 | 7.7605 | 10.1544 | 12.9916 | 13.802 | 13.8232 | 13.9106 | 14.1443 | 14.4907 | 14.7103 | 15.0234
EWA NUI 2 | EWA NUI 2 | 8.532 | 10.6824 | 11.6705 | 13.2083 | 14.2108 | 14.256 | 14.2897 | 14.3973 | 14.6123 | 14.8219 | 15.1289
FORT ST 1 | FORT ST 1 | 7.071 | 0.13318 | 0.13903 | 0.13272 | 0.13272 | 0.13272 | 0.11557 | 0.13388 | 0.0031162 | 0.0033185 | 0.0033185
FORT ST 1 | FORT ST 2 | 7.071 | 3.8204 | 3.8542 | 3.8482 | 3.8731 | 3.903 | 3.9393 | 3.9855 | 4.0246 | 4.0862 | 4.1481
FORT ST 2 | FORT ST 3 | 7.071 | 0.67102 | 0.70003 | 0.70396 | 0.80567 | 0.8102 | 0.7926 | 0.80748 | 0.82032 | 0.82409 | 0.83708
FORT ST 2 | FORT ST 4 | 7.071 | 2.9384 | 3.0971 | 3.1326 | 3.2909 | 3.4148 | 3.5705 | 3.8151 | 4.1351 | 4.3293 | 4.7268
FORT ST 4KV | NUUANU | 2.039 | 2.1781 | 2.2151 | 2.2299 | 2.2478 | 2.2782 | 2.3342 | 2.4183 | 2.4753 | 2.5353 | 2.5794
FORT ST 4KV | PUNCHBOWL | 2.039 | 1.2268 | 1.2289 | 1.1928 | 1.213 | 1.2018 | 1.2303 | 1.2881 | 1.3038 | 1.3358 | 1.3502
FORT WEAVER 1 | FORT WEAVER 1 | 8.532 | 3.0515 | 3.1011 | 2.9865 | 3.0089 | 3.0614 | 3.0674 | 3.3436 | 3.6317 | 3.9274 | 4.4135
FORT WEAVER 1 | FORT WEAVER 2 | 8.532 | 5.5378 | 5.7707 | 5.6604 | 5.792 | 5.8413 | 6.0157 | 6.3686 | 6.7905 | 7.0898 | 7.5768
FORT WEAVER 2 | FORT WEAVER 3 | 8.532 | 2.9599 | 3.208 | 3.031 | 3.0703 | 3.0817 | 3.1713 | 3.3931 | 3.6579 | 3.8622 | 4.2384
FORT WEAVER 2 | FORT WEAVER 4 | 8.532 | 4.524 | 4.6776 | 4.7076 | 4.9096 | 5.0318 | 5.1598 | 5.436 | 5.7691 | 6.1003 | 6.5751
HALA 1 | HALA 2 | 8.725 | 3.8094 | 3.8118 | 3.8223 | 3.8921 | 3.8763 | 3.9149 | 4.0629 | 4.2325 | 4.3864 | 4.6465
HALA 1 | HALA 1 | 8.725 | 1.6719 | 1.736 | 1.7234 | 1.7911 | 1.8389 | 1.8833 | 1.9745 | 2.0816 | 2.1646 | 2.3955
HALA 2 | HALA 3 | 8.426 | 3.2317 | 3.2823 | 3.2716 | 3.3549 | 3.4363 | 3.4435 | 3.5986 | 3.8645 | 3.9605 | 4.2041
HALA 2 | HALA 4 | 8.426 | 1.8477 | 1.9005 | 1.9021 | 1.9689 | 1.9943 | 2.0735 | 2.19 | 2.2966 | 2.4365 | 2.5807
HANUA | HANUA 1 | 9.803 | 0.013388 | 0.013388 | 0.013388 | 0.013388 | 0.013388 | 0.013388 | 0.013388 | 0.013388 | 0.013388 | 0.013388
HANUA | HANUA 2 | 9.803 | 0.026672 | 0.026672 | 0.026672 | 0.026901 | 0.026901 | 0.026901 | 0.30469 | 1.0904 | 1.6222 | 1.8156
HAUULA | HAUULA | 9.561 | 6.5218 | 6.6794 | 6.9626 | 7.3839 | 7.6267 | 7.9609 | 8.1507 | 8.3944 | 8.5982 | 8.7722
HAUULA | PUNALUU | 10.258 | 3.6102 | 3.6992 | 3.6273 | 3.6424 | 3.6614 | 3.6638 | 3.7752 | 3.8948 | 4.0121 | 4.0904
HELEMANO 1 | DOLE 1 | 10.843 | 0.53989 | 0.5894 | 0.59228 | 0.5906 | 0.56141 | 0.54712 | 0.55027 | 0.57261 | 0.57468 | 0.56543
HELEMANO 2 | WHITMORE | 10.843 | 0.20464 | 0.20748 | 0.20566 | 0.20502 | 0.1997 | 0.19632 | 0.20029 | 0.20354 | 0.20079 | 0.20256
HILA 1 | HILA 1 | 8.725 | 4.5188 | 4.6191 | 4.6548 | 4.6694 | 4.6817 | 4.6577 | 4.6839 | 4.7106 | 4.7308 | 4.7583
HILA 1 | HILA 2 | 8.725 | 3.333 | 3.5573 | 3.4951 | 3.5365 | 3.5675 | 3.6153 | 3.7044 | 3.7305 | 3.8233 | 3.8993
HILA 2 | HILA 3 | 8.725 | 4.0997 | 4.2351 | 4.2126 | 4.1989 | 4.1987 | 4.1469 | 4.1729 | 4.2017 | 4.217 | 4.218
HILA 2 | HILA 4 | 8.725 | 3.695 | 3.695 | 3.695 | 3.695 | 3.695 | 3.695 | 3.695 | 3.695 | 3.695 | 3.695
HILA 3 | HILA 5 | 8.426 | 4.7258 | 4.6542 | 4.6015 | 4.5448 | 4.4695 | 4.4107 | 4.2955 | 4.2817 | 4.312 | 4.3232
HOAEAE 1 | HOAEAE 1 | 9.46 | 7.1866 | 7.1973 | 7.1358 | 7.2076 | 7.2236 | 7.3242 | 7.5319 | 7.8042 | 7.9586 | 8.4082
HOAEAE 1 | LEOOLE | 9.46 | 2.5128 | 2.4489 | 2.3631 | 2.3735 | 2.3179 | 2.2915 | 2.2777 | 2.2974 | 2.3655 | 2.4046
HOAEAE 2 | HOAEAE 2 | 8.532 | 3.5462 | 3.847 | 4.3219 | 4.3023 | 4.2392 | 4.1437 | 4.145 | 4.1781 | 4.1689 | 4.1724
HOAEAE 2 | HOAEAE 3 | 8.532 | 4.9515 | 4.9717 | 4.9189 | 4.9955 | 4.9419 | 4.8999 | 5.016 | 5.1352 | 5.2498 | 5.3818
HONOLULU 1 | CKT 6 | 7.968 | 0.72441 | 0.74757 | 0.74757 | 0.73995 | 0.73693 | 0.72827 | 0.72827 | 0.74514 | 0.73596 | 0.72581
HONOLULU 1 | CKT 8 | 7.968 | -0.02397 | 0.11176 | 0.15672 | 0.15672 | 0.15672 | 0.15672 | 0.15672 | 0.15672 | 0.091119 | 0.034101
HONOLULU 2 | CKT 10 | 7.968 | 0.49094 | 0.48144 | 0.48327 | 0.48678 | 0.53153 | 0.52946 | 0.52873 | 0.56964 | 0.58362 | 0.60484
HONOLULU 2 | CKT 18 | 7.968 | 1.0619 | 1.1579 | 1.1074 | 1.1182 | 1.1473 | 1.1724 | 1.2092 | 1.3372 | 1.403 | 1.4748
IWILEI 1 | IWILEI 1 11KV | 9.561 | 2.9263 | 3.4798 | 2.9762 | 2.8942 | 2.8486 | 2.804 | 2.7935 | 2.8545 | 2.8645 | 2.8543
IWILEI 2 | CKT 16 | 9.999 | 3.4895 | 3.8231 | 3.8004 | 3.7335 | 3.6994 | 3.657 | 3.6665 | 3.6859 | 3.6856 | 3.6586
IWILEI 2 | WAIAKAMILO-IWILEI | 9.561 | 1.4475 | 1.5213 | 1.5122 | 1.5128 | 1.7346 | 1.7599 | 1.7751 | 1.7761 | 1.7992 | 2.4621
IWILEI 3 | AALA | 9.561 | 3.981 | 4.1239 | 4.1679 | 4.3525 | 4.868 | 5.0804 | 5.2666 | 5.5763 | 5.9429 | 6.2574
IWILEI 3 | HAWN PINE | 9.561 | 5.5842 | 5.7744 | 5.7277 | 5.7626 | 5.7196 | 5.6951 | 5.6961 | 5.7412 | 5.5236 | 5.5
IWILEI T3 | IWILEI 10 | 16.977 | 2.5388 | 2.8492 | 2.845 | 2.8408 | 2.8519 | 2.8429 | 2.8767 | 2.9152 | 2.9511 | 3.5305
IWILEI T3 | IWILEI 9 | 16.977 | 3.1905 | 3.688 | 3.6866 | 5.4862 | 5.4545 | 5.4538 | 5.4665 | 5.5697 | 5.4673 | 5.4477
IWILEI T4 | IWILEI 13 | 16.977 | 1.9763 | 2.0938 | 2.0929 | 2.1022 | 3.1124 | 4.1437 | 4.145 | 4.1691 | 4.1919 | 4.2032
IWILEI T4 | IWILEI 14 | 16.977 | 6.5837 | 6.8738 | 6.8653 | 7.057 | 7.1948 | 7.3634 | 7.5426 | 7.867 | 7.9865 | 8.2516
KAHALA 1 12KV | KILAUEA 12KV | 10.216 | 7.8419 | 7.8527 | 7.8235 | 7.8998 | 7.8518 | 7.9314 | 8.0425 | 8.1554 | 8.2371 | 8.3875
KAHALA 1 4KV | BLACK PT | 2.162 | 0.16703 | 0.17292 | 0.17981 | 0.18346 | 0.19204 | 0.19253 | 0.20595 | 0.2241 | 0.25985 | 0.28937
KAHALA 1 4KV | HUNAKAI | 2.162 | 0.68496 | 0.75057 | 0.74813 | 0.76506 | 0.76227 | 0.7874 | 0.82478 | 0.87514 | 0.90955 | 0.94833
KAHALA 1 4KV | KAHALA | 2.162 | 0.53792 | 0.581 | 0.53608 | 0.53994 | 0.54565 | 0.53775 | 0.58106 | 0.67423 | 0.70449 | 0.75416
KAHALA 2 12KV | KAHALA 3 | 9.244 | 5.5298 | 6.2512 | 6.2017 | 6.2568 | 6.3014 | 6.3375 | 6.386 | 6.5034 | 6.5468 | 6.6495
KAHALA 2 12KV | LUAWAI | 10.216 | 9.1105 | 9.1202 | 9.1094 | 9.1441 | 9.2232 | 9.326 | 9.5097 | 9.6794 | 9.7518 | 9.8443
KAHALA 2 4KV | FARMERS RD | 2.162 | 0.62471 | 0.64382 | 0.62948 | 0.65924 | 0.63413 | 0.64764 | 0.67789 | 0.74386 | 0.79905 | 0.8684
KAHALA 2 4KV | KILAUEA 4KV | 2.162 | 0.84425 | 0.8816 | 0.86879 | 0.90162 | 0.94088 | 0.98175 | 1.0246 | 1.1023 | 1.1325 | 1.2143
KAHALA 2 4KV | KOLOA | 2.162 | 0.28995 | 0.32675 | 0.29422 | 0.46083 | 0.45449 | 0.46466 | 0.59679 | 0.64581 | 0.5767 | 0.59575
KAHE 1 | BARBERS PT | 11.124 | 5.0462 | 5.2426 | 5.4147 | 5.6045 | 5.7445 | 5.8434 | 6.2037 | 6.7275 | 7.1943 | 7.3646
KAHE 1 | KAHE | 11.124 | 5.1736 | 5.2534 | 5.1958 | 5.2533 | 5.4286 | 5.566 | 6.2881 | 7.9307 | 8.6792 | 9.6885
KAHUKU | KAHUKU | 10.258 | 3.0851 | 3.1932 | 3.1324 | 3.1496 | 3.1915 | 3.2542 | 3.3677 | 3.5136 | 3.5745 | 3.7351
KAHUKU | KAWELA | 9.999 | 3.6518 | 4.282 | 4.2241 | 4.2638 | 4.295 | 4.2165 | 4.222 | 4.2933 | 4.37 | 4.4234
KAILUA 1 | KAILUA 1 | 11.124 | 3.7299 | 3.8566 | 3.7955 | 3.8631 | 3.9725 | 4.0448 | 4.1767 | 4.3644 | 4.4836 | 4.6721
KAILUA 1 | KAILUA 2 | 11.124 | 5.3541 | 5.3269 | 5.2576 | 5.3274 | 5.3735 | 5.3073 | 5.463 | 5.6073 | 5.7092 | 6.0002
KAILUA 1 4KV | COCONUT GROVE | 3.408 | 1.2192 | 1.2615 | 1.2727 | 1.3286 | 1.3594 | 1.4319 | 1.4938 | 1.5856 | 1.6937 | 1.8007
KAILUA 1 4KV | TOWN | 0.771 | 0.12485 | 0.13598 | 0.13548 | 0.13624 | 0.10931 | 0.10917 | 0.11496 | 0.11706 | 0.11809 | 0.12124
KAILUA 2 4KV | KALAMA | 2.198 | 1.6832 | 1.7102 | 1.6604 | 1.6671 | 1.5763 | 1.5527 | 1.5909 | 1.624 | 1.6576 | 1.7422
KAILUA 2 4KV | LANIKAI | 2.234 | 0.61666 | 0.61952 | 0.61983 | 0.61992 | 0.6201 | 0.62004 | 0.61821 | 0.61917 | 0.61899 | 0.62126
KAILUA 2 4KV | MAUNAWILI | 2.414 | 0.023864 | 0.023864 | 0.023864 | 0.023864 | 0.023864 | 0.021696 | 0.019529 | 0.019529 | 0.019529 | 0.019529
KAIMUKI 1 | KAI-WAIALAE | 2.162 | 1.0759 | 1.1172 | 1.1358 | 1.1723 | 1.2034 | 1.2405 | 1.3416 | 1.4097 | 1.4736 | 1.6074
KAIMUKI 1 | RUGER | 1.585 | 0.46832 | 0.46768 | 0.46858 | 0.46042 | 0.47129 | 0.48508 | 0.4953 | 0.49957 | 0.52694 | 0.52543
KAIMUKI 2 | KAI-HARDING | 2.162 | 0.26912 | 0.28232 | 0.28704 | 0.29197 | 0.30365 | 0.31832 | 0.34253 | 0.36246 | 0.37831 | 0.41536
KAIMUKI 2 | KAI-KAIMUKI | 2.162 | 0.75244 | 0.77901 | 0.79299 | 0.82105 | 0.84128 | 0.88223 | 0.93012 | 1.0029 | 1.0555 | 1.1207
KAIMUKI 2 | KAI-WILHELMINA | 2.162 | 1.4151 | 1.4524 | 1.4456 | 1.4466 | 1.4395 | 1.4547 | 1.4781 | 1.5303 | 1.5532 | 1.5811
KAKAAKO 1 | KAMANI | 6.135 | 0.89108 | 0.95724 | 0.95686 | 0.95966 | 1.4038 | 1.3623 | 1.3843 | 1.3624 | 1.3699 | 1.3702
KAKAAKO 1 | QUEEN ST | 6.135 | 2.1249 | 3.7225 | 3.7212 | 3.7488 | 3.743 | 3.7037 | 3.6759 | 3.6715 | 3.6746 | 3.6592
KAKAAKO 2 | AHUI | 6.135 | 0.0468 | 0.0468 | 1.0235 | 1.0235 | 1.0235 | 1.0235 | 1.0235 | 1.0235 | 1.0235 | 1.0235
KAKAAKO 2 | ILANIWAI | 6.135 | 2.1995 | 2.2073 | 2.3165 | 2.4055 | 2.4473 | 2.4472 | 2.5637 | 2.643 | 2.6597 | 2.6675
KAKAAKO 3 | KAKAAKO 5 | 6.275 | 4.552 | 4.5653 | 5.0852 | 5.1109 | 5.1169 | 5.1281 | 5.1691 | 5.1965 | 5.2282 | 5.2686
KAKAAKO 3 | KAKAAKO 6 | 6.275 | 1.4482 | 1.5783 | 1.5783 | 1.5783 | 5.6141 | 5.6088 | 5.3427 | 5.3449 | 5.3449 | 5.3449
KAKAAKO 4 | KAKAAKO 8 | 6.135 | 3.7759 | 3.7186 | 3.6641 | 3.6576 | 3.6313 | 3.6159 | 3.6154 | 3.6306 | 3.6351 | 3.6286
KAKAAKO 4 | KAKAAKO 9 | 6.275 | 4.4429 | 4.4601 | 4.4262 | 4.3899 | 4.2747 | 4.2647 | 4.2661 | 4.3242 | 4.292 | 4.2248
KAKAAKO 4 | KEAWE | 6.275 | 5.676 | 5.8443 | 5.8446 | 5.8222 | 5.8722 | 5.8873 | 5.9025 | 5.9547 | 5.9735 | 6.0447
KALAHEO 1 | KALAHEO 1 | 4.32 | 0.30578 | 0.45638 | 0.45638 | 0.49197 | 0.48608 | 0.48608 | 0.48608 | 0.45314 | 0.46255 | 0.45734
KALAHEO 1 | KALAHEO 2 | 4.32 | 0.0031784 | 0.0031784 | 0.0031784 | 0.0031784 | 0.0031784 | 0.0031784 | 0.0031784 | 0.0031784 | 0.0031784 | 0.0031784
KALAMA 1 | KAINALU | 2.234 | 0.65712 | 0.63537 | 0.64136 | 0.72399 | 0.66269 | 0.67342 | 0.77019 | 0.82846 | 0.85142 | 0.9121
KALAMA 1 | ONEAWA | 2.623 | 0.75894 | 0.76296 | 0.7443 | 0.74855 | 0.74527 | 0.72421 | 0.75629 | 0.79366 | 0.82004 | 0.84789
KALAMA 2 CSP | AINONI | 2.09 | 0.73663 | 0.75815 | 0.75946 | 0.77391 | 0.80197 | 0.87932 | 0.95966 | 1.0542 | 1.153 | 1.2831
KALIHI 1 | KALIHI KAI | 2.234 | 0.98539 | 1.0013 | 0.98651 | 0.98578 | 0.96272 | 0.96943 | 0.9846 | 1.0138 | 1.0356 | 1.0598
KALIHI 1 | KALIHI UKA | 2.234 | 0.43556 | 0.45157 | 0.43626 | 0.44693 | 0.41959 | 0.41553 | 0.46866 | 0.48981 | 0.52049 | 0.56157
KALIHI 2 | BECKLEY | 2.234 | 0.28314 | 0.27724 | 0.27255 | 0.27985 | 0.28149 | 0.29812 | 0.30338 | 0.33669 | 0.35335 | 0.39366
KALIHI 2 | KAM IV | 2.399 | 1.3082 | 1.3455 | 1.3459 | 1.4008 | 1.4293 | 1.487 | 1.5774 | 1.6575 | 1.6993 | 1.8028
KALOI 1 | KALOI 1 | 8.532 | 0.99601 | 0.99637 | 2.5324 | 5.7204 | 5.7204 | 5.6934 | 5.6934 | 5.6968 | 5.6968 | 5.6968
KAMILOIKI | ANUU | 11 | 1.9635 | 2.1225 | 2.0937 | 2.1125 | 2.1445 | 2.2197 | 2.4238 | 2.6255 | 2.8718 | 3.0941
KAMILOIKI | KOKOHEAD | 11 | 2.0406 | 2.109 | 2.0996 | 2.149 | 2.188 | 2.2434 | 2.3885 | 2.5249 | 2.6202 | 2.7653
KAMOHO 1 | KALIHI ST | 2.414 | 0.99707 | 1.0477 | 1.0569 | 1.1274 | 1.1517 | 1.2001 | 1.2696 | 1.3483 | 1.3967 | 1.4976
KAMOHO 1 | MACHADO ST | 2.414 | 0.69446 | 0.68569 | 0.66723 | 0.69414 | 0.71567 | 0.74593 | 0.79068 | 0.83237 | 0.85014 | 0.86845
KAMOHO 2 | KAM TERRACE | 3.711 | 1.4525 | 1.5152 | 1.4986 | 1.5487 | 1.6091 | 1.641 | 1.723 | 1.805 | 1.874 | 1.9965
KAMOKILA 1 | KAMOKILA 1 | 6.955 | 4.6752 | 4.8721 | 5.0622 | 5.073 | 5.0554 | 4.9711 | 5.0307 | 5.1253 | 5.137 | 5.0161
KAMOKILA 1 | KAMOKILA 2 | 6.955 | 6.3057 | 6.4881 | 6.4618 | 6.5337 | 6.627 | 6.7231 | 6.915 | 7.0676 | 7.1716 | 7.4259
KAMOKILA 2 | KAMOKILA 3 | 6.955 | 3.1106 | 3.3208 | 3.6237 | 3.7485 | 3.6372 | 3.5766 | 3.6538 | 3.7011 | 3.6875 | 3.6413
KAMOKILA 2 | KAMOKILA 4 | 6.955 | 5.7252 | 5.9945 | 6.0834 | 6.2607 | 6.5068 | 7.1029 | 7.4538 | 7.705 | 7.9431 | 8.3749
KAMOKILA 3 | KAMOKILA 5 | 6.955 | 5.3496 | 5.4821 | 5.4661 | 5.3991 | 5.3054 | 5.1325 | 5.1767 | 5.1561 | 4.9418 | 4.899
KAMOKILA 3 | KAMOKILA 6 | 6.955 | 3.5094 | 3.5796 | 3.6075 | 3.7134 | 3.7516 | 3.8314 | 3.9618 | 4.1005 | 4.2193 | 4.3956
KAMOKU T2 | KAMOKU 10 | 24.58 | 11.8799 | 12.2559 | 12.1913 | 11.9884 | 13.5695 | 13.5188 | 13.5405 | 13.4472 | 11.813 | 11.844
KAMOKU T2 | KAMOKU 9 | 24.58 | 5.544 | 5.9016 | 5.864 | 5.8374 | 5.8027 | 7.7461 | 7.7397 | 9.8527 | 9.7022 | 9.5914
KANEOHE 1 | HEEIA | 9.46 | 6.3918 | 6.4706 | 6.4644 | 6.6134 | 6.7183 | 6.8983 | 7.1348 | 7.4375 | 7.8033 | 8.4432
KANEOHE 1 | PALEKA | 9.46 | 3.3289 | 3.3594 | 3.2924 | 3.2854 | 3.285 | 3.3141 | 3.3732 | 3.4184 | 3.4669 | 3.4529
KANEOHE 2 | ANOI | 9.46 | 4.5086 | 4.5832 | 4.565 | 4.6996 | 4.82 | 4.9549 | 5.1258 | 5.2708 | 5.5226 | 5.7804
KANEOHE 2 | PAHIA | 9.46 | 3.9355 | 4.0261 | 3.988 | 3.9011 | 3.9087 | 3.9068 | 3.9429 | 4.0132 | 4.088 | 4.1217
KANEOHE 3 | KANEOHE 5 | 9.136 | 3.009 | 3.0426 | 3.0345 | 3.1216 | 3.2212 | 3.2779 | 3.4716 | 3.6147 | 3.7155 | 3.899
KANEOHE 3 | KANEOHE 6 | 9.136 | 4.2426 | 4.2757 | 4.265 | 4.2369 | 4.1212 | 4.1064 | 4.1586 | 4.2324 | 4.2213 | 4.3457
KAONOHI 1 | KAONOHI 1 | 8.426 | 4.8148 | 4.8248 | 4.8459 | 4.898 | 4.8994 | 4.9144 | 5.0036 | 5.0688 | 5.1217 | 5.2143
KAONOHI 1 | KAONOHI 2 | 8.426 | 4.166 | 4.3093 | 4.3226 | 4.4799 | 4.5604 | 4.722 | 5.0283 | 5.2908 | 5.4892 | 5.7937
KAONOHI 2 | KAONOHI 3 | 8.426 | 4.235 | 4.2432 | 4.239 | 4.2868 | 4.316 | 4.3592 | 4.4106 | 4.5018 | 4.5517 | 4.626
KAONOHI 2 | KAONOHI 4 | 8.426 | 3.5165 | 3.6924 | 3.6989 | 3.767 | 3.8428 | 3.9501 | 4.1064 | 4.2578 | 4.4015 | 4.535
KAPAHULU 1 | KANAINA | 6.912 | 4.8594 | 5.0109 | 4.9583 | 5.1456 | 5.2674 | 5.3987 | 5.6366 | 5.8824 | 6.0953 | 6.4076
KAPAHULU 1 | SHERATON 1 | 6.912 | 4.7498 | 4.7669 | 4.7744 | 4.7909 | 4.8154 | 4.8424 | 4.8867 | 4.9352 | 4.9649 | 4.9849
KAPAHULU 2 | LEAHI | 6.912 | 3.672 | 3.6979 | 3.6415 | 3.6621 | 3.7522 | 3.7504 | 3.8874 | 4.0521 | 4.1662 | 4.2792
KAPAHULU 2 | SHERATON 2 | 6.912 | 1.8925 | 1.9529 | 1.951 | 1.9496 | 1.9484 | 1.9451 | 1.9442 | 1.9461 | 1.9486 | 1.9548
KAPAHULU 3 | KALAKAUA | 6.912 | 5.3777 | 5.5163 | 5.5205 | 5.5528 | 5.5094 | 5.5104 | 5.5191 | 5.4136 | 5.3923 | 5.4308
KAPAHULU 3 | PAOAKALANI | 6.912 | 7.8611 | 7.7295 | 7.7354 | 7.7313 | 7.7279 | 7.6597 | 7.6936 | 7.6684 | 7.7238 | 7.7096
KAPAHULU 4 | DIAMOND HEAD | 6.912 | 1.8907 | 2.0029 | 2.2056 | 2.1233 | 2.3781 | 2.5995 | 2.5519 | 2.4718 | 2.2362 | 2.3988
KAPAHULU 4 | KAPAHULU 1 | 6.912 | 0.63784 | 2.8981 | 2.9028 | 2.9241 | 2.9898 | 3.0241 | 3.1 | 3.1685 | 3.1883 | 2.9811
KAPAHULU 5 | KANEKAPOLEI | 7.668 | 2.682 | 2.7437 | 2.7453 | 2.8484 | 2.9243 | 3.025 | 3.18 | 3.5172 | 3.6061 | 3.6954
KAPAHULU 5 | KAPAHULU 2 | 6.912 | 4.0206 | 4.0206 | 4.0206 | 4.0206 | 4.0206 | 4.0206 | 4.0206 | 4.0206 | 4.0206 | 4.0206
KAPAHULU 6 | KAPAHULU 3 | 6.912 | 3.4996 | 3.5103 | 3.5142 | 3.515 | 3.4966 | 3.4951 | 3.4989 | 3.4984 | 3.4933 | 3.4981
KAPAHULU 6 | KAPAHULU 4 | 6.912 | 3.2892 | 3.8251 | 3.8253 | 3.8445 | 3.8567 | 3.8656 | 3.9012 | 3.9392 | 3.9603 | 3.9669
KAPALAMA 1 | MOKAUEA | 8.725 | 2.5815 | 2.6078 | 2.5962 | 2.5987 | 2.5681 | 2.5494 | 2.5437 | 2.5468 | 2.5207 | 2.5173
KAPALAMA 1 | SAND ISLAND | 8.725 | 3.3872 | 3.9849 | 4.1451 | 4.4437 | 4.6083 | 4.6953 | 4.9762 | 5.3048 | 5.5984 | 5.7286
KAPALAMA 2 | HOUGHTAILING | 6.872 | 2.9013 | 2.8218 | 2.7513 | 2.7833 | 2.7819 | 2.8053 | 2.8894 | 2.984 | 3.0483 | 3.1614
KAPALAMA 2 | KAHAI | 8.725 | 6.5414 | 6.8475 | 6.8386 | 6.7864 | 6.6271 | 6.645 | 6.8121 | 7.1579 | 7.5038 | 7.8626
KAPALAMA 3 | PUUHALE | 8.725 | 2.0568 | 2.0935 | 2.0514 | 2.0089 | 1.9875 | 1.9662 | 1.8867 | 1.8746 | 1.8685 | 1.8175
KAPALAMA 3 | WAIAKAMILO-KAPALAMA | 8.725 | 5.4355 | 5.4222 | 5.3632 | 5.337 | 5.2471 | 5.1308 | 5.0895 | 5.1928 | 5.1892 | 5.1756
KAPIOLANI 1 (12KV) | KAPIOLANI 1 | 9.936 | 6.1855 | 6.3508 | 6.3352 | 6.4497 | 6.6065 | 6.786 | 7.0661 | 7.3019 | 7.4337 | 7.7398
KAPIOLANI 1 (12KV) | KAPIOLANI 2 | 9.936 | 6.0473 | 6.2555 | 6.2266 | 6.2893 | 6.3227 | 6.3177 | 6.4794 | 6.5949 | 6.5606 | 6.6646
KAPIOLANI 1 (4KV) | KAP-HARDING | 2.162 | 1.4964 | 1.5586 | 1.5524 | 1.5753 | 1.6094 | 1.6501 | 1.7153 | 1.8006 | 1.8494 | 1.9308
KAPIOLANI 1 (4KV) | KUHIO | 2.162 | 0.46018 | 0.48141 | 0.47849 | 0.49434 | 0.50574 | 0.50979 | 0.52032 | 0.52176 | 0.52652 | 0.55721
KAPIOLANI 1 (4KV) | ST LOUIS HTS | 2.162 | 0.16949 | 0.16945 | 0.16696 | 0.16476 | 0.16516 | 0.17273 | 0.17708 | 0.18203 | 0.17902 | 0.17649
KAPIOLANI 2 (12KV) | KAPIOLANI 3 | 11.124 | 3.3596 | 3.5009 | 3.5432 | 3.6368 | 3.7609 | 3.9138 | 4.1434 | 4.4209 | 4.5956 | 4.8762
KAPIOLANI 2 (12KV) | ST LOUIS | 11.124 | 7.3989 | 7.4189 | 7.3483 | 7.3251 | 7.3229 | 7.3492 | 7.4259 | 7.5055 | 7.545 | 7.5565
KAPIOLANI 2 (4KV) | KAP-KAIMUKI | 1.765 | 0.5851 | 0.68451 | 0.68168 | 0.69015 | 0.69638 | 0.69882 | 0.7044 | 0.72545 | 0.7333 | 0.75255
KAPIOLANI 2 (4KV) | KAP-WAIALAE | 1.765 | 1.4609 | 1.4832 | 1.4887 | 1.5369 | 1.5546 | 1.5814 | 1.6553 | 1.6987 | 1.7263 | 1.7832
KAPOLEI 1 | KAPOLEI 1 | 8.532 | 1.039 | 1.1006 | 1.1647 | 1.1647 | 1.2309 | 1.2309 | 1.2971 | 1.2971 | 1.2971 | 1.2971
KAPOLEI 1 | KAPOLEI 2 | 8.532 | 3.6339 | 3.9458 | 3.8702 | 3.9037 | 3.9014 | 3.9608 | 4.0453 | 4.0206 | 4.1081 | 4.2389
KAPOLEI 2 | KAPOLEI 3 | 8.532 | 3.2121 | 3.4403 | 3.4225 | 3.2916 | 3.3012 | 3.2688 | 3.4024 | 3.4383 | 3.4115 | 3.4064
KAPOLEI 2 | KAPOLEI 4 | 8.532 | 7.1603 | 8.1597 | 8.3103 | 8.6144 | 9.1326 | 9.1541 | 9.3722 | 9.4404 | 9.4558 | 9.4989
KEEHI 1 | AIRPORT 1 | 6.753 | 2.1312 | 2.241 | 2.2561 | 2.2561 | 2.1511 | 2.1511 | 2.1074 | 2.1074 | 2.1074 | 2.1074
KEEHI 1 | KEEHI 1 | 6.753 | 1.5262 | 1.5874 | 1.5874 | 1.5908 | 1.5863 | 1.5671 | 1.5655 | 1.5828 | 1.5679 | 1.5677
KEEHI 2 | AIRPORT 2 | 6.753 | 1.718 | 1.324 | 1.324 | 1.3302 | 1.3302 | 1.3298 | 1.3298 | 1.3298 | 1.3298 | 1.3298
KEEHI 2 | UALENA | 6.753 | 3.1077 | 3.1198 | 3.1198 | 3.1176 | 3.1082 | 3.1082 | 3.1028 | 3.1041 | 3.0742 | 3.0725
KEEHI 3 | KEEHI 5 | 6.753 | 1.9069 | 1.8458 | 1.807 | 1.8088 | 1.7704 | 1.7254 | 1.6862 | 1.6912 | 1.6922 | 1.6907
KEEHI 3 | KEEHI 6 | 6.753 | 2.0139 | 2.0927 | 2.0379 | 1.9927 | 1.9717 | 1.9559 | 1.9532 | 1.9588 | 1.957 | 1.9548
KEEHI 4 | KEEHI 7 | 6.753 | 2.2488 | 2.7682 | 4.5486 | 4.4761 | 4.4761 | 4.4722 | 4.493 | 4.4934 | 4.504 | 4.5084
KEEHI 4 | KEEHI 8 | 6.753 | 1.5224 | 1.3714 | 1.448 | 1.437 | 1.437 | 1.437 | 1.4073 | 1.3565 | 1.3565 | 1.2721
KEOLU 1 | AALAPAPA | 9.46 | 3.0737 | 3.1897 | 3.1444 | 3.2108 | 3.2976 | 3.4408 | 3.6094 | 3.7963 | 4.0998 | 4.3784
KEOLU 1 | ENCHANTED LAKES | 9.46 | 4.2047 | 4.2801 | 4.1954 | 4.1398 | 4.1445 | 4.3052 | 4.4917 | 4.6632 | 4.8347 | 5.0947
KEOLU 2 | KAILUA HTS | 9.46 | 4.2821 | 4.4419 | 4.4485 | 4.6325 | 4.7286 | 4.8402 | 5.0025 | 5.1915 | 5.402 | 5.7555
KEOLU 2 | KEOLU DR | 9.46 | 3.4802 | 3.6195 | 3.5756 | 3.643 | 3.7152 | 3.7702 | 3.9358 | 4.0996 | 4.2323 | 4.4341
KEWALO 1 | KEWALO 1 | 8.64 | 2.0276 | 2.0014 | 3.3245 | 3.3462 | 3.3522 | 3.3547 | 3.3708 | 3.4008 | 3.4196 | 3.4308
KEWALO 1 | KEWALO 2 | 8.64 | 4.9876 | 5.0461 | 5.0571 | 5.049 | 5.0356 | 5.062 | 5.1026 | 5.1708 | 5.2057 | 5.2508
KEWALO 2 | KEWALO 3 | 9.136 | 0.1427 | 0.1427 | 0.1396 | 0.1396 | 3.0882 | 3.0882 | 3.0882 | 3.0882 | 3.0882 | 3.0926
KEWALO 2 | KEWALO 4 | 9.136 | 2.7726 | 2.8649 | 2.8634 | 2.9045 | 2.9282 | 2.959 | 3.0037 | 2.9971 | 2.9824 | 3.0304
KEWALO T3 | KEWALO 5 | 16.977 | 9.7112 | 9.9954 | 9.9743 | 9.987 | 16.4388 | 17.954 | 18.9804 | 20.2089 | 20.2604 | 20.0972
KEWALO T3 | KEWALO 6 | 16.977 | 6.5756 | 6.4797 | 6.4961 | 8.5048 | 8.4004 | 10.7904 | 10.8112 | 10.8594 | 10.8594 | 10.8974
KEWALO T3 | KEWALO 7 | 16.977 | 5.7535 | 5.9895 | 5.9709 | 5.9388 | 5.9388 | 5.8792 | 5.8632 | 5.9844 | 5.9838 | 5.9583
KO OLINA 1 | KO OLINA 1 | 8.532 | 8.6603 | 8.9268 | 8.9072 | 8.8928 | 8.7968 | 8.8127 | 8.84 | 8.9414 | 8.9645 | 8.987
KO OLINA 1 | KO OLINA 2 | 8.532 | 0.82535 | 0.83091 | 0.83091 | 0.83322 | 0.83322 | 0.83322 | 0.84646 | 0.91025 | 0.91888 | 0.93042
KO OLINA 2 | KO OLINA 3 | 8.532 | 5.8451 | 6.0536 | 6.0536 | 6.0601 | 6.0601 | 6.006 | 5.9601 | 5.9935 | 5.9935 | 5.9935
KOOLAU | HALEKOU | 11.124 | 4.6757 | 4.7844 | 4.8264 | 4.985 | 5.1247 | 5.2874 | 5.5058 | 5.8035 | 6.0249 | 6.4805
KOOLAU | PALI | 11.124 | 4.6869 | 4.7685 | 4.7302 | 4.7382 | 4.6836 | 4.7027 | 4.7815 | 4.8415 | 4.9055 | 4.886
KUAPA 1 | KUAPA 1 | 9.46 | 3.7655 | 3.8692 | 3.8933 | 3.9732 | 4.0507 | 4.1473 | 4.3419 | 4.5269 | 4.6814 | 4.9086
KUAPA 1 | KUAPA 2 | 9.46 | 3.3411 | 3.3642 | 3.3899 | 3.4794 | 3.5264 | 3.495 | 3.6191 | 3.7264 | 3.8525 | 3.9945
KUAPA 2 | KUAPA 3 | 9.136 | 2.8783 | 2.9571 | 2.9529 | 3.0106 | 3.0632 | 3.1386 | 3.283 | 3.4609 | 3.5584 | 3.7034
KUAPA 2 | KUAPA 4 | 9.136 | 3.1468 | 3.2859 | 3.2886 | 3.4193 | 3.5208 | 3.6762 | 3.8821 | 3.9928 | 4.1486 | 4.3842
KUHIO 1 | KUHIO 1 | 9.46 | 1.5185 | 1.5167 | 1.5094 | 1.5293 | 1.4678 | 1.4725 | 1.4901 | 1.5086 | 1.5289 | 1.555
KUHIO 1 | KUHIO 2 | 9.46 | -0.14406 | 0.064933 | 0.056512 | 0.056512 | 0.056512 | 0.056512 | 0.03125 | 0.03125 | 0.03125 | 0.03125
KUHIO 2 | KUHIO 3 | 8.64 | 0.086383 | 0.094013 | 0.094013 | 0.093642 | 0.094323 | 0.098309 | 0.09566 | 0.097509 | 0.09671 | 0.098127
KUHIO 2 | KUHIO 4 | 8.64 | 1.6571 | 2.3036 | 2.027 | 2.0745 | 1.9511 | 1.9955 | 2.0838 | 2.1457 | 2.1823 | 2.2409
KUILIMA 2 | KUILIMA 1 | 5.506 | 3.0121 | 3.066 | 3.0397 | 3.0513 | 3.0888 | 3.1145 | 3.2346 | 3.3461 | 3.416 | 3.5238
KUNIA | KUNIA | 3.386 | 0.78606 | 0.73004 | 0.7373 | 0.72649 | 0.73099 | 0.66962 | 0.68147 | 0.7207 | 0.72937 | 0.74139
KUNIA MAKAI 1 | KUNIA MAKAI 1 | 8.532 | 1.8556 | 1.9188 | 1.8872 | 1.9141 | 1.9747 | 1.9902 | 2.0879 | 2.1909 | 2.2637 | 2.3367
KUNIA MAKAI 1 | KUNIA MAKAI 2 | 8.532 | 3.4428 | 5.4463 | 5.342 | 5.3744 | 5.3868 | 5.2659 | 5.3959 | 5.7048 | 5.7783 | 5.9014
KUNIA MAKAI 2 | KUNIA MAKAI 3 | 8.532 | 2.6991 | 2.8693 | 2.8376 | 2.8512 | 2.8907 | 2.9806 | 3.0921 | 3.2267 | 3.3234 | 3.4621
KUNIA MAKAI 2 | KUNIA MAKAI 4 | 8.532 | 1.0725 | 1.1585 | 1.1443 | 1.1769 | 1.2266 | 1.2735 | 1.3087 | 1.3835 | 1.4707 | 1.5808
LAELAE 1 | KALIHI VALLEY | 2.198 | 0.88387 | 0.91998 | 0.90964 | 0.90907 | 0.91599 | 0.92153 | 0.98423 | 1.0564 | 1.1099 | 1.2052
LAELAE 2 | LIKELIKE | 3.408 | 1.1522 | 1.181 | 1.176 | 1.179 | 1.2165 | 1.2511 | 1.3008 | 1.341 | 1.3717 | 1.4208
LAELAE 2 | NUMANA | 3.408 | 0.47794 | 0.48876 | 0.49664 | 0.50583 | 0.5085 | 0.52557 | 0.55949 | 0.56114 | 0.56305 | 0.57132
LAGOON 1 | SOUTH RAMP 1 | 9.999 | 0.89569 | 0.96377 | 0.96377 | 0.96597 | 0.93982 | 0.9298 | 0.93705 | 0.95028 | 0.97291 | 0.89171
LAGOON 1 | WAIWAI | 9.999 | 0.71497 | 0.73066 | 0.73534 | 0.70739 | 0.67289 | 0.64263 | 0.61695 | 0.6012 | 0.57407 | 0.56817
LAKESIDE 1 | LAKESIDE 1 | 5.04 | 1.8137 | 1.9028 | 1.8972 | 1.7727 | 1.7703 | 1.8376 | 1.9725 | 2.1296 | 2.2065 | 2.3317
LAKESIDE 1 | LAKESIDE 2 | 3.566 | 2.7104 | 2.7828 | 2.8136 | 2.8819 | 2.9569 | 3.0934 | 3.2731 | 3.4187 | 3.4978 | 3.6409
LAKESIDE 2 | LAKESIDE 3 | 8.725 | 3.5689 | 3.7917 | 3.8338 | 3.943 | 4.0469 | 4.2097 | 4.3526 | 4.5224 | 4.5951 | 4.8089
LAKESIDE 2 | LAKESIDE 4 | 8.426 | 4.2284 | 3.6203 | 3.6706 | 3.5928 | 3.5883 | 3.6029 | 3.6358 | 3.6907 | 3.6823 | 3.7321
MAKAHA 1 | MAKAHA | 9.46 | 6.9686 | 7.1493 | 7.1482 | 7.2048 | 7.3492 | 7.4894 | 7.7111 | 7.9645 | 8.0714 | 8.2461
MAKAHA 2 | MAKAHA VALLEY | 9.46 | 1.4844 | 1.5408 | 1.5499 | 1.5936 | 1.6011 | 1.6456 | 1.712 | 1.8149 | 1.8425 | 1.9319
MAKAHA 2 | MAUKA | 9.46 | 8.041 | 8.1669 | 7.9864 | 7.9381 | 7.8564 | 7.9351 | 8.0093 | 8.2782 | 8.4368 | 8.5949
MAKAKILO 1 | MAKAKILO 1 | 8.532 | 3.449 | 3.5491 | 3.5313 | 3.614 | 3.6793 | 3.7498 | 3.9495 | 4.0699 | 4.1466 | 4.2992
MAKAKILO 1 | MAKAKILO 3 | 8.532 | 3.1123 | 3.2328 | 3.1763 | 3.2451 | 3.3206 | 3.5022 | 3.6396 | 3.8153 | 3.9381 | 4.1139
MAKAKILO 2 | MAKAKILO 2 | 8.532 | 4.7226 | 4.9588 | 4.8819 | 4.9736 | 5.0226 | 5.0177 | 5.2028 | 5.5144 | 5.5734 | 5.7459
MAKAKILO 2 | MAKAKILO 4 | 8.532 | 1.0055 | 1.029 | 0.99831 | 0.99007 | 1.0014 | 1.0273 | 1.0914 | 1.1658 | 1.191 | 1.2439
MAKALAPA 1 | MAKALAPA-MOANALUA | 8.426 | 2.6173 | 2.7009 | 2.6482 | 2.6687 | 2.722 | 2.8109 | 2.9449 | 3.0834 | 3.1905 | 3.3137
MAKALAPA 1 | HALAWA | 8.426 | 6.1837 | 6.4336 | 6.3673 | 6.3718 | 6.3929 | 6.4116 | 6.5753 | 6.7492 | 6.8805 | 7.0973
MAKALAPA 2 | AIRPORT | 8.426 | 4.5879 | 4.7189 | 4.7159 | 4.7646 | 4.6711 | 4.669 | 4.7153 | 4.8199 | 4.8609 | 4.7572
MAKALAPA 2 | ALIAMANU | 8.426 | 4.3609 | 4.4228 | 4.361 | 4.533 | 4.6868 | 4.9761 | 5.3509 | 5.6534 | 6.0765 | 6.4816
MAKALOA 1 | PAWAA KAI | 8.1 | 2.7236 | 2.8305 | 2.8235 | 2.8294 | 2.8048 | 2.6738 | 2.6924 | 2.6926 | 2.6976 | 2.7195
MAKALOA 1 | SHOPPING CTR | 8.1 | 5.797 | 5.7778 | 5.7704 | 5.7799 | 6.0725 | 6.0652 | 6.059 | 6.0544 | 6.0565 | 6.0605
MAKALOA 2 | AUDITORIUM | 6.912 | 2.8936 | 3.055 | 3.0525 | 3.0656 | 3.1006 | 3.1445 | 3.1966 | 3.2635 | 3.3421 | 3.4509
MAKALOA 2 | LIBERTY HOUSE | 6.912 | 2.1133 | 2.5825 | 4.1245 | 4.1245 | 4.1245 | 4.1191 | 4.1191 | 4.1131 | 4.1156 | 4.1156
MAKALOA 3 | KAMAKEE | 6.912 | 1.2712 | 1.286 | 1.2879 | 1.2914 | 1.2872 | 1.283 | 1.2893 | 1.2778 | 1.2845 | 1.2819
MAKALOA 3 | MAKALOA | 6.912 | 4.0465 | 3.9991 | 3.9471 | 3.904 | 3.9258 | 3.9479 | 3.9862 | 4.0227 | 4.0597 | 4.082
MAKALOA 4 | DAIRYMENS | 6.912 | 3.1894 | 3.3466 | 3.3616 | 3.4744 | 3.5463 | 6.5435 | 6.6745 | 6.8131 | 6.994 | 7.147
MAKALOA 4 | MAHUKONA | 6.912 | 4.6715 | 4.7857 | 4.8039 | 4.8168 | 4.8348 | 4.8431 | 4.8119 | 4.8832 | 4.9051 | 4.9446
MALAKOLE 1 | LIGHTHOUSE | 8.532 | 9.5985 | 9.7668 | 9.7608 | 9.8921 | 10.0714 | 10.0683 | 10.4257 | 10.906 | 11.082 | 11.3343
MALAKOLE 2 | MALAKOLE | 8.532 | 0.026775 | 0.026775 | 0.026775 | 0.026775 | 0.026775 | 0.026775 | 0.026775 | 0.026775 | 0.026775 | 0.026775
MALAKOLE 2 | MALAKOLE 4 | 8.532 | 6.2142 | 6.106 | 5.8077 | 5.7696 | 5.8867 | 5.8659 | 5.8187 | 6.2787 | 6.4229 | 6.6132
MANOA 1 | MANOA 1 | 9.136 | 1.9465 | 2.0074 | 2.0075 | 2.0586 | 2.1138 | 2.1491 | 2.2484 | 2.3418 | 2.3625 | 2.4631
MANOA 1 | MANOA 2 | 9.136 | 2.6401 | 2.8556 | 2.7947 | 2.8391 | 2.8943 | 2.9679 | 2.8138 | 2.8683 | 2.9265 | 3.0249
MANOA 2 | MANOA 3 | 9.136 | 3.9817 | 4.123 | 5.4526 | 5.4285 | 5.5093 | 5.5681 | 5.7199 | 5.8079 | 5.9094 | 5.965
MANOA 2 | MANOA 4 | 9.136 | 0.61953 | 0.61953 | 0.61953 | 0.61953 | 0.61953 | 0.61953 | 0.61953 | 0.61953 | 0.61953 | 0.61953
MAPUNAPUNA 1 | AHUA | 8.725 | 4.263 | 4.295 | 4.2423 | 4.2616 | 4.2901 | 4.2542 | 4.2047 | 4.2071 | 4.2183 | 4.251
MAPUNAPUNA 1 | MAPUNAPUNA | 8.725 | 2.4389 | 2.4198 | 2.4702 | 2.4026 | 2.3393 | 2.3023 | 2.329 | 2.3403 | 2.3101 | 2.3118
MAPUNAPUNA 2 | MAPUNAPUNA-MOANALUA | 8.725 | 1.6557 | 1.7313 | 1.7322 | 1.7634 | 1.7898 | 1.8008 | 1.8307 | 1.8724 | 1.8846 | 1.9069
MAPUNAPUNA 2 | SHAFTER | 8.725 | 2.2589 | 2.202 | 2.199 | 2.2112 | 2.1974 | 2.1974 | 2.2117 | 2.2453 | 2.2472 | 2.2532
MCCULLY 2 | HAWN VILLAGE 2 | 6.393 | 4.2504 | 4.3336 | 4.3731 | 4.5188 | 4.6359 | 4.7692 | 4.9394 | 5.108 | 5.3273 | 5.6228
MCCULLY 2 | MCCULLY 1 | 6.393 | 5.9987 | 6.1404 | 6.1319 | 6.1668 | 6.1652 | 6.2137 | 6.2711 | 6.3894 | 6.507 | 6.6082
MCCULLY 5 | KONA ST | 6.393 | 2.3364 | 2.3764 | 2.3764 | 2.3764 | 2.3764 | 2.3764 | 2.3764 | 2.3861 | 2.3861 | 2.3861
MCCULLY 5 | MCCULLY 3 | 6.393 | 3.7254 | 3.8342 | 3.7931 | 3.7448 | 3.7198 | 3.6973 | 3.7215 | 3.6376 | 3.6559 | 3.632
MCCULLY 6 | MANOA-MCCULLY | 6.393 | 3.0846 | 3.1638 | 3.1508 | 3.1865 | 3.2265 | 3.213 | 3.2283 | 3.2705 | 3.2926 | 3.317
MCCULLY 6 | MCCULLY 5 | 6.393 | 2.7599 | 2.8565 | 2.8761 | 2.9747 | 3.0396 | 3.1319 | 3.2728 | 3.3554 | 3.4821 | 3.5695
MIKILUA 1 | MIKILUA 1 | 8.532 | 10.3354 | 10.4381 | 10.4176 | 10.4176 | 10.4279 | 10.4839 | 10.5559 | 10.6026 | 10.6445 | 10.6283
MIKILUA 2 | MIKILUA 3 | 8.532 | 4.1142 | 4.3206 | 4.3092 | 4.2537 | 4.2772 | 4.2842 | 4.4541 | 4.595 | 4.7403 | 4.9173
MIKILUA 2 | MIKILUA 4 | 8.532 | 3.7482 | 3.8962 | 3.7799 | 3.8215 | 3.727 | 3.6842 | 3.7064 | 3.7277 | 3.6994 | 3.6275
MIKILUA 3 | MIKILUA 5 | 8.532 | 7.2744 | 7.4025 | 7.3191 | 7.2954 | 7.3257 | 7.4075 | 7.686 | 7.706 | 7.8679 | 8.0052
MILILANI 1 | MILILANI 1 | 9.136 | 4.7373 | 4.792 | 4.786 | 4.8222 | 4.8702 | 4.958 | 5.1117 | 5.2194 | 5.3105 | 5.3848
MILILANI 1 | MILILANI 2 | 9.46 | 4.8957 | 4.9567 | 4.9679 | 5.0486 | 5.1271 | 5.2647 | 5.4798 | 5.6094 | 5.6678 | 5.7428
MILILANI 2 | MILILANI 3 | 9.136 | 2.7065 | 2.6788 | 2.6623 | 2.6572 | 2.6717 | 2.7308 | 2.8001 | 2.8734 | 2.9132 | 2.9169
MILILANI 2 | MILILANI 4 | 9.136 | 7.9499 | 8.1029 | 8.0474 | 8.0883 | 8.119 | 8.2154 | 8.4112 | 8.5431 | 8.6556 | 8.7439
MOILIILI 1 | MOILIILI 1 | 10.281 | 3.276 | 3.5245 | 3.5483 | 3.4568 | 3.5457 | 3.6496 | 3.838 | 3.981 | 4.1058 | 4.2159
MOILIILI 1 | MOILIILI 2 | 10.281 | 5.683 | 5.8242 | 5.8398 | 5.9293 | 5.9768 | 6.1292 | 6.3507 | 6.5105 | 6.6594 | 6.8116
MOKUONE 1 | MOKUONE 1 | 9.999 | 3.7396 | 3.7569 | 3.7569 | 3.7569 | 3.7569 | 3.7569 | 3.7569 | 3.7569 | 3.7569 | 3.7569
MOKUONE 1 | MOKUONE 2 | 9.999 | 5.0869 | 5.0403 | 5.0349 | 5.0069 | 4.9891 | 4.983 | 4.9647 | 4.9446 | 4.8733 | 4.8445
NUUANU 2 | NUUANU 2 | 5.6 | 1.5485 | 1.489 | 1.4432 | 1.5002 | 1.4966 | 1.5117 | 1.5359 | 1.5706 | 1.635 | 1.6399
NUUANU 2 | NUUANU 3 | 7.063 | 4.3713 | 4.5255 | 4.4928 | 4.4786 | 4.4689 | 4.5435 | 4.6719 | 4.7521 | 4.8435 | 4.9641
OCEAN POINTE 1 | OCEAN POINTE 1 | 8.532 | 4.0258 | 4.9318 | 4.8509 | 4.7629 | 4.6863 | 4.7046 | 4.7747 | 4.9389 | 4.9656 | 5.0147
OCEAN POINTE 1 | OCEAN POINTE 2 | 8.532 | 4.6339 | 4.7246 | 4.6359 | 4.624 | 4.6083 | 4.6807 | 4.7694 | 4.8151 | 4.8212 | 4.8768
OCEAN POINTE 2 | OCEAN POINTE 3 | 8.532 | 8.9214 | 8.9963 | 8.8707 | 8.8305 | 8.8215 | 8.8262 | 8.8695 | 8.9721 | 9.0078 | 9.031
OCEAN POINTE 2 | OCEAN POINTE 4 | 8.532 | 1.3888 | 1.3952 | 1.3931 | 2.8389 | 2.8231 | 2.8322 | 2.8528 | 2.8826 | 2.8927 | 2.9247
PAUOA 1 | PAUOA 1 | 11.124 | 2.2135 | 2.2882 | 2.2654 | 2.2834 | 2.2953 | 2.3706 | 2.4317 | 2.4152 | 2.5037 | 2.5528
PAUOA 1 | PAUOA 2 | 11.124 | 8.6949 | 8.8395 | 8.7841 | 8.8215 | 8.9072 | 9.0908 | 9.36 | 9.5961 | 9.8682 | 10.0075
PEARL CITY 1 | PEARL CITY 1 | 9.163 | 3.5613 | 3.768 | 3.654 | 3.6707 | 3.6678 | 3.6054 | 3.6883 | 3.7964 | 3.834 | 3.8537
PEARL CITY 1 | PEARL CITY 2 | 9.163 | 4.005 | 3.9925 | 3.8986 | 3.8453 | 3.7733 | 3.7215 | 3.863 | 3.9673 | 4.0554 | 4.0212
PIIKOI 1 | PENSACOLA | 6.912 | 4.3798 | 4.4249 | 4.2881 | 4.2728 | 4.272 | 4.2972 | 4.3077 | 4.4358 | 4.4853 | 4.4872
PIIKOI 1 | PIIKOI | 6.912 | 2.946 | 3.0669 | 3.0897 | 3.1992 | 3.3078 | 3.3943 | 3.5697 | 3.6916 | 3.8749 | 4.0061
PIIKOI 2 | KEWALO | 6.912 | 5.7859 | 5.9867 | 6.0722 | 6.2545 | 6.4952 | 6.7603 | 7.1343 | 7.5126 | 7.7915 | 8.1678
PIIKOI 2 | THURSTON | 6.912 | 3.1384 | 3.2669 | 4.3478 | 4.3896 | 4.3876 | 4.4343 | 4.5672 | 4.6886 | 4.8476 | 4.9613
PIIKOI 3 | BWS | 6.912 | 3.6746 | 3.8137 | 3.7498 | 3.7871 | 3.6766 | 4.6724 | 4.6015 | 4.6273 | 4.6079 | 4.667
PIIKOI 3 | MANOA-PIIKOI | 6.912 | 3.1881 | 3.2209 | 3.1651 | 3.2476 | 3.3176 | 3.3956 | 3.5344 | 3.6629 | 3.7438 | 3.8647
PIIKOI 4 | PIIKOI 7 | 7.085 | 2.5465 | 2.5553 | 3.7075 | 3.6833 | 3.6569 | 3.6606 | 3.6605 | 3.6921 | 3.7996 | 3.7914
PIIKOI 4 | PIIKOI 8 | 7.085 | 3.7617 | 3.9291 | 3.8941 | 3.9314 | 3.9992 | 4.0758 | 4.2168 | 4.333 | 4.5534 | 4.6976
POHAKUPU 2 | OLOMANA | 10 | 2.5789 | 2.5569 | 2.5426 | 2.544 | 2.5301 | 2.53 | 2.5456 | 2.5719 | 2.591 | 2.5841
POHAKUPU 2 | POHAKUPU 4 | 10 | 3.1404 | 3.1987 | 3.1415 | 3.1455 | 3.1196 | 3.1437 | 3.1653 | 3.2149 | 3.2656 | 3.3147
PUKELE 2 | CARLOS LONG | 11.124 | 3.6831 | 3.814 | 3.8461 | 4.1001 | 4.2973 | 4.582 | 4.9344 | 5.2876 | 5.6934 | 6.1153
PUKELE 2 | WAIOMAO | 11.124 | 4.9114 | 4.936 | 4.8737 | 4.8525 | 4.7677 | 4.7893 | 4.8387 | 4.9334 | 5.127 | 5.1949
PUOHALA 1 | PUOHALA 1 | 11.124 | 3.2612 | 3.2522 | 3.2202 | 3.203 | 3.1737 | 3.2058 | 3.2503 | 3.2833 | 3.3531 | 3.3598
PUOHALA 1 | PUOHALA 2 | 11.124 | 5.8801 | 5.9982 | 5.9127 | 5.8969 | 5.9117 | 5.9539 | 6.097 | 6.2414 | 6.3451 | 6.4564
PUUNUI 1 | ALEWA | 1.765 | 0.51483 | 0.52863 | 0.52536 | 0.56576 | 0.58431 | 0.62847 | 0.68536 | 0.74341 | 0.78863 | 0.86176
PUUNUI 1 | PUUNUI | 1.765 | 1.1961 | 1.2279 | 1.2213 | 1.2392 | 1.2505 | 1.2482 | 1.2879 | 1.3231 | 1.3457 | 1.3758
PUUNUI 2 | EKEKELA | 2.623 | 1.0762 | 1.1248 | 1.138 | 1.1894 | 1.2167 | 1.2786 | 1.3632 | 1.483 | 1.6279 | 1.7088
PUUNUI 2 | HEIGHTS | 1.744 | 1.0828 | 1.1356 | 1.1337 | 1.1772 | 1.218 | 1.3294 | 1.4512 | 1.5562 | 1.6883 | 1.8178
QUEENS 1 | QUEENS 1 | 11.124 | 2.0072 | 2.0795 | 2.0217 | 2.0246 | 2.0253 | 2.0365 | 2.0819 | 2.1402 | 2.2006 | 2.2604
QUEENS 1 | QUEENS 2 | 11.124 | 0.73285 | 0.75755 | 0.74195 | 0.73188 | 0.72963 | 0.71675 | 0.73493 | 0.762 | 0.77606 | 0.79421
SAND ISLAND 1 | SAND ISLAND 1 | 9.999 | 0.39331 | 0.41602 | 0.42904 | 0.42202 | 0.42202 | 0.42202 | 0.41309 | 0.44716 | 0.45091 | 0.45091
SAND ISLAND 2 | SAND ISLAND 2 | 9.999 | 0.37157 | 0.37221 | 0.37221 | 0.3729 | 0.3729 | 0.3729 | 0.3729 | 0.3729 | 0.3729 | 0.36436
SCHOOL ST 1 | CKT 7 | 6.374 | 5.8426 | 5.8627 | 5.8937 | 6.047 | 6.1304 | 6.2765 | 6.3403 | 6.5385 | 6.7398 | 6.9956
SCHOOL ST 1 | SCHOOL ST 3 | 10.258 | 5.9271 | 5.8689 | 5.8173 | 5.8404 | 5.8058 | 5.7202 | 5.7184 | 5.7799 | 5.7758 | 5.7981
SCHOOL ST 2 | FORT ST | 6.374 | 3.5725 | 3.5459 | 3.5512 | 3.5501 | 3.549 | 3.5167 | 3.525 | 3.5351 | 3.5311 | 3.5309
SCHOOL ST 2 | SCHOOL ST | 7.071 | 4.1153 | 4.2337 | 4.1675 | 4.2009 | 4.1944 | 4.2359 | 4.3457 | 4.4312 | 4.5077 | 4.525
SCHOOL ST 3 | CKT 12 | 6.374 | 3.8495 | 3.8742 | 3.6745 | 3.6745 | 3.6745 | 3.6079 | 3.5414 | 3.5414 | 3.5414 | 3.4528
SCHOOL ST 3 | KALIHI | 6.693 | 3.2107 | 3.2197 | 3.2245 | 3.227 | 3.2257 | 3.2349 | 3.2385 | 3.2648 | 3.2715 | 3.2886
SCHOOL ST T2 | KAPALAMA | 1.585 | 0.57653 | 0.58715 | 0.58098 | 0.60627 | 0.61781 | 0.62891 | 0.66994 | 0.69897 | 0.72318 | 0.75548
SCHOOL ST T2 | KUAKINI | 2.198 | 0.79895 | 0.80768 | 0.80359 | 0.82378 | 0.83331 | 0.846 | 0.87016 | 0.89843 | 0.90847 | 0.9409
SCHOOL ST T2 | LILIHA MAKAI | 2.198 | 0.95159 | 0.96719 | 0.96206 | 0.96966 | 0.98239 | 0.99044 | 1.0042 | 1.0163 | 1.0264 | 1.0328
UPPER KIPAPA 1 | KUAHELANI 1 | 9.46 | 3.8785 | 3.9055 | 3.9288 | 4.0291 | 4.135 | 4.3062 | 4.5087 | 4.7245 | 4.8901 | 5.0812
UPPER KIPAPA 1 | KUAHELANI 4 | 9.136 | 6.8773 | 7.1725 | 7.1525 | 7.3186 | 7.5263 | 7.8124 | 8.1959 | 8.612 | 8.8695 | 9.2381
UPPER KIPAPA 2 | KUAHELANI 2 | 9.46 | 2.949 | 2.9758 | 2.9515 | 3.0084 | 3.0864 | 3.148 | 3.301 | 3.4432 | 3.4838 | 3.5897
UPPER KIPAPA 2 | KUAHELANI 3 | 9.46 | 4.8908 | 4.9227 | 4.923 | 5.0198 | 5.1711 | 5.3062 | 5.5464 | 5.7282 | 5.8886 | 6.0821
UWAPO 1 | UWAPO 1 | 9.46 | 3.7685 | 3.8444 | 3.772 | 3.7837 | 3.7893 | 3.8708 | 4.0047 | 4.1188 | 4.2972 | 4.3898
UWAPO 1 | UWAPO 2 | 9.46 | 1.2075 | 1.2551 | 1.2172 | 1.2 | 1.1839 | 1.1952 | 1.2162 | 1.2344 | 1.2715 | 1.3094
UWAPO 2 | UWAPO 3 | 9.136 | 3.8925 | 3.9577 | 3.9104 | 3.9172 | 3.899 | 3.9682 | 4.0152 | 4.0925 | 4.202 | 4.2399
UWAPO 2 | UWAPO 4 | 9.136 | 0.74381 | 0.74573 | 0.73698 | 0.74228 | 0.74116 | 0.74116 | 0.73036 | 0.7319 | 0.73126 | 0.72371
WAHIAWA 1 | CASTNER | 8.769 | 4.7221 | 4.8318 | 4.8084 | 4.9309 | 4.9983 | 5.2181 | 5.4579 | 5.7388 | 6.0496 | 6.392
WAHIAWA 1 | WAHIAWA PROPER | 8.769 | 5.1599 | 5.1724 | 5.1556 | 5.1556 | 5.1272 | 5.1513 | 5.1554 | 5.1565 | 5.2236 | 5.2469
WAHIAWA 2 | KIPAPA | 8.769 | 8.5165 | 8.585 | 8.5699 | 8.6311 | 8.6493 | 8.6928 | 8.8196 | 8.8969 | 8.9416 | 8.8573
WAHIAWA 3 | HELEMANO | 8.769 | 5.1987 | 5.3285 | 5.3198 | 5.4022 | 5.4367 | 5.5337 | 5.6822 | 5.9268 | 6.1011 | 6.3755
WAHIAWA 3 | WAHIAWA HTS | 8.769 | 10.8902 | 10.9546 | 10.8837 | 10.8837 | 10.852 | 10.8302 | 10.8723 | 10.9824 | 11.1686 | 11.2562
WAIAKAMILO 1 | WAIAKAMILO 1 | 8.725 | 1.6693 | 1.612 | 1.6013 | 1.6006 | 1.5892 | 1.589 | 1.5475 | 1.5721 | 1.5718 | 1.5505
WAIAKAMILO 1 | WAIAKAMILO 2 | 8.426 | 3.5889 | 3.618 | 3.6023 | 3.6 | 3.6256 | 3.5912 | 3.5958 | 3.6285 | 3.6345 | 3.5756
WAIAKAMILO 2 | WAIAKAMILO 3 | 8.426 | 3.8361 | 3.9268 | 3.8846 | 3.7453 | 3.7085 | 3.6568 | 3.6369 | 3.6715 | 3.7055 | 3.8176
WAIAKAMILO 2 | WAIAKAMILO 4 | 8.426 | 2.6547 | 2.6706 | 2.6554 | 2.621 | 2.5766 | 2.5671 | 2.5829 | 2.605 | 2.6178 | 2.6002
WAIALAE 1 | WAI-WILHELMINA | 2.234 | 0.98478 | 0.99967 | 0.97653 | 0.95927 | 0.9359 | 0.95063 | 0.94163 | 0.96077 | 1.0012 | 1.0194
WAIALAE 2 | MAUNALANI | 2.407 | 1.3004 | 1.3459 | 1.3332 | 1.3504 | 1.3715 | 1.3815 | 1.4682 | 1.5065 | 1.5277 | 1.5704
WAIALUA 2 | KAENA PT | 6.872 | 3.9464 | 4.659 | 4.6709 | 4.7956 | 4.8814 | 4.9687 | 5.2022 | 5.4484 | 5.7163 | 6.1149
WAIALUA 3 | KAWAILOA | 4.88 | 3.3638 | 3.4166 | 3.3931 | 3.3783 | 3.4091 | 3.444 | 3.4562 | 3.5557 | 3.6034 | 3.6779
WAIALUA 3 | WAIALUA | 9.561 | 3.5828 | 3.6132 | 3.4815 | 3.4136 | 3.3819 | 3.3404 | 3.3737 | 3.4482 | 3.557 | 3.5725
WAIAWA 1 | WAIAWA 1 | 9.46 | 5.6525 | 5.6471 | 5.5957 | 5.5761 | 5.5045 | 5.5339 | 5.5649 | 5.6444 | 5.4275 | 5.4449
WAIAWA 1 | WAIAWA 2 | 8.532 | 6.1019 | 6.6267 | 6.6479 | 6.6541 | 6.6356 | 6.6061 | 6.5586 | 6.61 | 6.5237 | 6.3759
WAIAWA 2 | WAIAWA 3 | 8.532 | 1.7875 | 1.8103 | 1.7967 | 2.3303 | 2.308 | 2.3261 | 2.3104 | 2.392 | 2.4632 | 2.4761
WAIAWA 2 | WAIAWA 4 | 8.532 | 2.9092 | 2.9667 | 2.924 | 2.9195 | 2.8235 | 2.821 | 2.8695 | 2.9813 | 3.0615 | 3.0717
WAIHEE 1 | WAIHEE 1 | 10.216 | 3.8956 | 3.9905 | 3.9201 | 3.9 | 3.8632 | 3.8565 | 3.8223 | 3.9115 | 3.9765 | 4.0275
WAIHEE 1 | WAIHEE 2 | 6.696 | 2.06 | 2.0658 | 1.9917 | 1.9438 | 1.9182 | 1.9161 | 1.9341 | 1.9544 | 2.0297 | 2.0618
WAIHEE 2 | WAIHEE 3 | 9.806 | 1.0246 | 1.0259 | 0.99657 | 0.99771 | 0.99029 | 0.98692 | 0.9773 | 0.98551 | 0.98146 | 0.96816
WAIHEE 2 | WAIHEE 4 | 10.216 | 4.4229 | 4.4499 | 4.3365 | 4.2273 | 4.1949 | 4.2425 | 4.2789 | 4.4058 | 4.6191 | 4.7111
WAIKIKI 1 | WAIKIKI 1 | 8.229 | 3.5197 | 3.5719 | 3.5635 | 3.5863 | 3.5245 | 3.5418 | 3.5531 | 3.5752 | 3.57 | 3.5239
WAIKIKI 1 | WAIKIKI 2 | 8.229 | 6.1952 | 6.4471 | 6.4405 | 6.4388 | 6.4369 | 6.432 | 6.2966 | 6.2979 | 6.2669 | 6.2966
WAIKIKI 2 | WAIKIKI 3 | 8.229 | 5.5893 | 5.6469 | 5.6264 | 5.6059 | 5.5641 | 5.4822 | 5.4741 | 5.4198 | 5.3978 | 5.3932
WAIKIKI 2 | WAIKIKI 4 | 8.229 | 7.5724 | 7.6453 | 7.5971 | 7.5988 | 7.5321 | 7.4921 | 7.4955 | 7.3533 | 7.3641 | 7.3794
WAIKIKI 3 | WAIKIKI 5 | 8.229 | 3.2473 | 3.2978 | 3.3258 | 3.3372 | 3.3388 | 3.3335 | 3.351 | 3.3963 | 3.4537 | 3.4812
WAIKIKI 3 | WAIKIKI 6 | 8.229 | 4.8364 | 4.9918 | 4.9935 | 4.9822 | 4.9822 | 4.9822 | 4.9788 | 4.9822 | 5.0003 | 4.9997
WAILUPE | AINA KOA | 10.9 | 2.5831 | 2.6037 | 2.5422 | 2.5433 | 2.5468 | 2.5744 | 2.6261 | 2.6491 | 2.7333 | 2.7931
WAILUPE | WAILUPE | 10.9 | 5.7255 | 5.6444 | 5.1791 | 5.1016 | 4.8859 | 4.8145 | 4.867 | 4.9821 | 5.0952 | 5.1216
WAIMALU 1 | WAIMALU 1 | 8.725 | 1.4343 | 1.5043 | 1.3877 | 1.3976 | 1.373 | 1.2599 | 1.263 | 1.3008 | 1.357 | 1.3831
WAIMALU 1 | WAIMALU 2 | 8.426 | 3.5135 | 3.6094 | 3.53 | 3.527 | 3.4455 | 3.46 | 3.4576 | 3.5393 | 3.6036 | 3.5564
WAIMALU 2 | WAIMALU 3 | 8.725 | 3.6507 | 3.7331 | 3.5767 | 3.4985 | 3.4072 | 3.4135 | 3.4184 | 3.5009 | 3.6338 | 3.69
WAIMALU 2 | WAIMALU 4 | 8.725 | 2.6286 | 2.7092 | 2.6677 | 2.6014 | 2.4999 | 2.5129 | 2.5151 | 2.5666 | 2.6131 | 2.6474
WAIMANALO BEACH 1 | WAIMANALO | 6.81 | 3.0273 | 2.9281 | 2.7912 | 2.7124 | 2.6232 | 2.6172 | 2.611 | 2.6722 | 2.7467 | 2.7486
WAIMANALO BEACH 2 | BEACH LOTS | 11.124 | 3.2139 | 3.338 | 3.3166 | 3.4496 | 3.5397 | 3.6614 | 3.9517 | 4.2144 | 4.5227 | 4.9421
WAIMANO 1 | WAIMANO 5 | 7.589 | 1.7812 | 1.7797 | 1.7416 | 1.7162 | 1.6919 | 1.6844 | 1.6938 | 1.7406 | 1.8122 | 1.8338
WAIMANO 1 | WAIMANO HOME RD | 7.589 | 3.3012 | 3.3735 | 3.2319 | 3.1484 | 3.0462 | 3.0535 | 3.0385 | 3.1195 | 3.2991 | 3.3245
WAIMANO 2 | LEOMELE | 7.589 | 2.3964 | 2.2557 | 2.2107 | 2.1985 | 2.1917 | 2.1931 | 2.2901 | 2.3839 | 2.4783 | 2.5845
WAIMANO 2 | PENINSULA | 15.26 | 5.1259 | 5.18 | 5.1602 | 5.1456 | 5.0354 | 4.9726 | 5.7664 | 6.7779 | 7.6267 | 8.5447
WAIMANO 3 | HIGHLANDS | 7.589 | 4.5825 | 4.7567 | 4.7661 | 4.9632 | 5.0961 | 5.2431 | 5.4741 | 5.732 | 5.981 | 6.3546
WAIMANO 3 | WAIMANO 6 | 7.589 | 3.6905 | 3.9139 | 3.9229 | 3.9409 | 3.9409 | 3.9464 | 3.9566 | 4.0052 | 4.0742 | 4.0912
WAIMEA 1 | WAIMEA 1 | 10.843 | 1.074 | 1.8462 | 1.8239 | 1.822 | 1.8131 | 1.803 | 1.8054 | 1.8293 | 1.8442 | 1.8586
WAIMEA 1 | WAIMEA 2 | 10.843 | 3.8493 | 3.7905 | 3.7519 | 3.7352 | 3.6743 | 3.6171 | 3.5793 | 3.6164 | 3.6501 | 3.6747
WAIPAHU 1 | DEPOT RD | 9.46 | 2.506 | 2.5323 | 2.4988 | 2.508 | 2.5481 | 2.6423 | 2.7664 | 2.8903 | 3.046 | 3.1926
WAIPAHU 1 | WAIPAHU | 9.46 | 8.4714 | 8.5451 | 8.2345 | 8.0288 | 7.7035 | 7.6772 | 7.7001 | 7.9294 | 8.1066 | 8.1706
WAIPAHU 2 | MOKUOLA | 9.46 | 8.5153 | 8.5927 | 8.552 | 8.5343 | 8.448 | 8.4337 | 8.4587 | 8.3958 | 8.3637 | 8.2661
WAIPAHU 2 | WAILANI | 9.46 | 2.8956 | 3.0082 | 2.9875 | 2.9515 | 3.0033 | 3.0057 | 2.9964 | 3.002 | 2.9942 | 2.9981
WAIPIO 1 | WAIPIO 1 | 10.281 | 2.3487 | 2.2998 | 2.2911 | 2.2899 | 2.2652 | 2.2765 | 2.2399 | 2.2404 | 2.3626 | 2.3965
WAIPIO 1 | WAIPIO 2 | 10.281 | 3.4733 | 3.492 | 3.4865 | 3.4561 | 3.444 | 3.4363 | 3.4997 | 3.5297 | 3.5336 | 3.5382
WAIPIOLANI 1 | MANAGERS | 9.136 | 1.4838 | 1.5273 | 1.5217 | 1.5363 | 1.5945 | 1.6056 | 1.6881 | 1.7837 | 1.8599 | 1.9558
WAIPIOLANI 1 | WAIKELE CTR | 9.136 | 0.71272 | 0.75475 | 0.75475 | 0.76769 | 0.72393 | 0.72393 | 0.71648 | 0.72944 | 0.72396 | 0.72394
WAIPIOLANI 2 | LUMIAUAU | 9.136 | 2.7823 | 2.806 | 2.7906 | 2.8081 | 2.8305 | 2.8999 | 2.9938 | 3.1098 | 3.1718 | 3.2535
WAIPIOLANI 2 | PAIWA | 9.136 | 2.2129 | 2.2608 | 2.2123 | 2.249 | 2.2309 | 2.2623 | 2.3171 | 2.3819 | 2.4372 | 2.4604
WILIWILI | WILIWILI 1 | 5.9 | 1.7777 | 1.7963 | 1.753 | 1.733 | 1.7042 | 1.6943 | 1.6747 | 1.7119 | 1.8042 | 1.8359
WILIWILI | WILIWILI 2 | 5.9 | 0.79589 | 0.79447 | 0.75984 | 0.74748 | 0.72525 | 0.70118 | 0.71488 | 0.7262 | 0.75343 | 0.7645
WOODLAWN 1 | HIKINA | 2.882 | 0.33748 | 0.35 | 0.35538 | 0.38096 | 0.38219 | 0.39463 | 0.41871 | 0.44814 | 0.4855 | 0.51239
WOODLAWN 1 | PAWAINA | 2.882 | 1.371 | 1.3931 | 1.4053 | 1.4006 | 1.3992 | 1.4125 | 1.4714 | 1.5142 | 1.5809 | 1.603
WOODLAWN 2 | KAHALOA | 1.917 | 1.0334 | 1.0752 | 1.0689 | 1.0929 | 1.1381 | 1.1777 | 1.2595 | 1.3302 | 1.4011 | 1.5017
WOODLAWN 2 | LOWREY | 2.234 | 1.1888 | 1.2208 | 1.1862 | 1.143 | 1.1838 | 1.2245 | 1.266 | 1.316 | 1.3534 | 1.39
WOODLAWN 4 | UPLANDS | 2.34 | 1.1311 | 1.1532 | 1.1577 | 1.1656 | 1.1436 | 1.1627 | 1.2067 | 1.2426 | 1.2655 | 1.2969
WOODLAWN 4 | WOODLAWN | 1.765 | 0.88328 | 0.90094 | 0.88238 | 0.85314 | 0.83369 | 0.83344 | 0.85394 | 0.88401 | 0.92609 | 0.93962

## Demand Forecast by Transformer
Return to Assumptions Summary
Demand Forecast by Transformer - High Load Customer Technology Adoption Forecast
The Demand Forecast by Substation Transformer shows the net peak forecast in megawatts (MW) for each substation transformer by year for the next 10 years. This forecast includes layers such as Distributed Energy Resources (DER), Energy Efficiency (EE), Electric Vehicle (EV), and the underlying load. Additionally, service requests are included in the forecast where applicable. For Oahu, although the substation transformer serves multiple circuits, the sum of the circuit peak values will not equal the total peak forecast shown in this table. The circuit peaks shown in the Demand Forecast by Circuit are noncoincident. For the neighbor islands, the sum of the circuits served by the transformer will match the transformer totals. The Equipment Rating in this table is the highest installed nameplate capacity rating (OA/FA) of the distribution substation transformer (MVA). The forecast is shown by substation transformer peak in megawatts (MW) from 2021-2030.
Demand Forecast Peak (MW)
Substation Transformer | Equipment Rating (MVA) | 2021 | 2022 | 2023 | 2024 | 2025 | 2026 | 2027 | 2028 | 2029 | 2030
AHI 1 | 10 | 5.8225 | 5.9863 | 5.985 | 6.1654 | 6.3516 | 6.6488 | 7.0694 | 7.4619 | 7.9193 | 8.4133
AHI 2 | 10 | 7.2136 | 7.1475 | 7.029 | 7.1217 | 7.0565 | 7.1433 | 7.3227 | 7.5571 | 7.6845 | 7.8678
AIEA 1 | 12.5 | 7.719 | 7.8712 | 9.6584 | 9.7276 | 9.8254 | 9.8253 | 9.9531 | 10.1178 | 10.158 | 10.3436
AIEA 2 | 12.5 | 7.6393 | 7.7209 | 7.7068 | 7.8506 | 7.9681 | 8.1483 | 8.4213 | 8.755 | 9.1033 | 9.4494
AIEA 3 | 10 | 6.5793 | 6.6282 | 8.8081 | 8.8173 | 8.8351 | 8.8917 | 9.025 | 9.1208 | 9.2344 | 9.3288
AIKAHI 1 | 4.688 | 0.8743 | 0.88674 | 0.87043 | 0.89661 | 0.88993 | 0.86549 | 0.90561 | 0.96441 | 0.98671 | 1.0491
AIKAHI 2 | 2 | 0.66222 | 0.69223 | 0.69748 | 0.73991 | 0.73959 | 0.77178 | 0.7927 | 0.8561 | 0.92531 | 1.0146
AIKAHI 3 | 2 | 2.4007 | 2.4052 | 2.4102 | 2.4419 | 2.5116 | 2.5456 | 2.6218 | 2.7718 | 2.8937 | 3.018
AINA KOA 1 | 10 | 7.2341 | 7.4989 | 7.4774 | 7.5374 | 7.6058 | 7.707 | 7.8007 | 7.9493 | 8.0767 | 8.2173
AINA KOA 1 4KV | 3.75 | 0.87543 | 0.89029 | 0.88935 | 0.89955 | 0.92237 | 0.93979 | 0.95362 | 0.98468 | 1.0039 | 1.0079
ARCHER 1 | 12.5 | 3.4318 | 3.6283 | 4.2098 | 4.1223 | 4.1127 | 4.177 | 4.1953 | 3.9238 | 3.9329 | 3.8679
ARCHER 2 | 12.5 | 7.7083 | 7.8177 | 7.7951 | 7.669 | 7.5355 | 7.4902 | 7.3612 | 7.4065 | 7.3703 | 7.3565
CEIP 2 | 12.5 | 5.7581 | 6.334 | 6.5103 | 6.7636 | 6.9151 | 6.9151 | 7.3035 | 7.6221 | 7.8001 | 7.801
ENA 1 | 12.5 | 0.49621 | 0.97159 | 0.97657 | 1.052 | 1.0563 | 1.0581 | 1.0472 | 0.93004 | 0.90633 | 0.90281
ENA 2 | 12.5 | 8.9365 | 8.8846 | 8.9232 | 9.0731 | 9.1568 | 9.2223 | 9.3402 | 9.4349 | 9.5688 | 9.8179
ENA 3 | 12.5 | 7.4212 | 7.4421 | 7.2754 | 7.2472 | 7.2336 | 7.2058 | 7.2058 | 7.1699 | 7.1667 | 7.1513
ENA 4 | 10 | 6.4572 | 6.5243 | 6.5613 | 6.7112 | 6.7081 | 6.7589 | 6.9001 | 7.0064 | 7.1837 | 7.4007
EWA BEACH 1 | 10 | 6.9093 | 7.1741 | 7.006 | 7.1836 | 6.884 | 7.1052 | 7.5443 | 8.0911 | 8.7023 | 9.2805
EWA BEACH 2 | 12.5 | 8.403 | 10.1777 | 9.9382 | 9.9305 | 9.792 | 9.7843 | 10.0975 | 10.6149 | 11.1482 | 11.8725
EWA NUI 1 | 12.5 | 4.3433 | 6.7372 | 9.7919 | 10.7834 | 10.8047 | 10.892 | 11.1258 | 11.4721 | 11.6918 | 12.0049
EWA NUI 2 | 12.5 | 6.7014 | 7.6895 | 9.3379 | 10.2298 | 10.2751 | 10.3087 | 10.4163 | 10.6314 | 10.8409 | 11.148
FORT ST 1 | 12.5 | 6.8891 | 6.9271 | 6.9216 | 6.9528 | 6.9876 | 7.0186 | 7.0826 | 7.0071 | 7.0688 | 7.1383
FORT ST 2 | 14 | 4.7598 | 4.9321 | 4.9583 | 5.1163 | 5.2459 | 5.3892 | 5.6467 | 6.0009 | 6.2592 | 6.7019
FORT ST 4KV | 3.75 | 2.0935 | 2.1038 | 2.0857 | 2.07 | 2.0574 | 2.0582 | 2.0819 | 2.1045 | 2.2197 | 2.3065
FORT WEAVER 1 | 12.5 | 10.4182 | 10.6277 | 10.492 | 10.721 | 10.876 | 11.0553 | 11.5617 | 12.3334 | 12.9952 | 14.0564
FORT WEAVER 2 | 12.5 | 7.6719 | 7.9726 | 7.8716 | 8.1407 | 8.313 | 8.6703 | 9.2186 | 9.8763 | 10.4713 | 11.3927
HALA 1 | 10 | 9.7702 | 9.9496 | 9.971 | 10.1347 | 10.2139 | 10.3372 | 10.6034 | 10.878 | 11.1081 | 11.6052
HALA 2 | 14 | 8.2846 | 8.3469 | 8.3503 | 8.5132 | 8.6317 | 8.7353 | 9.0104 | 9.3751 | 9.6173 | 10.0108
HANUA | 6.25 | 3.2147 | 3.2147 | 3.2147 | 3.2149 | 3.2149 | 3.2149 | 3.3777 | 3.8823 | 4.2521 | 4.3904
HAUULA | 12.5 | 6.186 | 6.4144 | 6.6346 | 7.1069 | 7.3696 | 7.6289 | 7.8619 | 8.1457 | 8.4096 | 8.6093
HELEMANO 1 | 12.5 | 0.53989 | 0.5894 | 0.59228 | 0.5906 | 0.56141 | 0.54712 | 0.55027 | 0.57261 | 0.57468 | 0.56543
HELEMANO 2 | 12.5 | 0.23337 | 0.23471 | 0.2338 | 0.23315 | 0.22642 | 0.2211 | 0.22368 | 0.2226 | 0.22414 | 0.22652
HILA 1 | 10 | 6.7211 | 7.0106 | 6.992 | 7.0489 | 7.0945 | 7.121 | 7.2388 | 7.2959 | 7.4098 | 7.5649
HILA 2 | 10 | 8.1968 | 8.3001 | 8.2784 | 8.2666 | 8.2639 | 8.2085 | 8.2348 | 8.2618 | 8.2727 | 8.2749
HILA 3 | 10 | 4.5761 | 4.4124 | 4.3791 | 4.3657 | 4.3096 | 4.2239 | 4.092 | 4.0969 | 4.1516 | 4.1735
HOAEAE 1 | 12.5 | 7.4581 | 7.5566 | 7.3945 | 7.4464 | 7.4112 | 7.455 | 7.6379 | 7.8859 | 8.0789 | 8.5264
HOAEAE 2 | 12.5 | 8.1057 | 9.2425 | 9.5362 | 9.5942 | 9.4761 | 9.3375 | 9.4526 | 9.6078 | 9.7337 | 9.9022
HONOLULU 1 | 12.5 | 3.5406 | 3.7418 | 3.7757 | 3.7676 | 3.7644 | 3.7552 | 3.7552 | 3.7669 | 3.6795 | 3.5525
HONOLULU 2 | 12.5 | 5.9696 | 5.9854 | 5.9013 | 5.8989 | 5.9571 | 5.9793 | 6.0198 | 6.1827 | 6.2611 | 6.346
IWILEI 1 | 14 | 2.9263 | 3.4798 | 2.9762 | 2.8942 | 2.8486 | 2.804 | 2.7935 | 2.8545 | 2.8645 | 2.8543
IWILEI 2 | 12.5 | 4.9747 | 5.3073 | 5.2541 | 5.0842 | 5.1245 | 5.1717 | 5.2055 | 5.244 | 5.2799 | 5.7744
IWILEI 3 | 12.5 | 9.7654 | 9.8887 | 9.7491 | 9.8688 | 9.9284 | 10.0682 | 10.2302 | 10.5467 | 10.728 | 10.9459
IWILEI T3 | 50 | 12.1955 | 13.0645 | 13.0648 | 14.6264 | 14.5773 | 14.4881 | 14.521 | 14.625 | 14.5156 | 14.512
IWILEI T4 | 50 | 13.4252 | 13.4252 | 13.4252 | 13.4252 | 13.4252 | 13.4345 | 13.6134 | 13.9846 | 14.2773 | 14.6373
KAHALA 1 12KV | 12.5 | 6.2548 | 6.3136 | 6.275 | 6.3365 | 6.2801 | 6.3626 | 6.4745 | 6.6014 | 6.6944 | 6.8467
KAHALA 1 4KV | 3.75 | 3.602 | 3.7345 | 3.7464 | 3.8046 | 3.8395 | 3.872 | 3.9764 | 4.1475 | 4.2579 | 4.3912
KAHALA 2 12KV | 14 | 10.0338 | 11.3628 | 11.342 | 11.4966 | 11.6705 | 11.8696 | 12.1412 | 12.4773 | 12.647 | 12.9037
KAHALA 2 4KV | 6.25 | 2.8092 | 2.9195 | 2.9023 | 2.9284 | 2.9847 | 3.0851 | 3.1708 | 3.3286 | 3.4299 | 3.6319
KAHE 1 | 12.5 | 36.5146 | 36.8363 | 36.9976 | 37.208 | 37.5338 | 37.7849 | 38.8499 | 40.8069 | 41.8334 | 42.8473
KAHUKU | 12.5 | 6.6689 | 7.5111 | 7.3363 | 7.3093 | 7.3494 | 7.2976 | 7.4171 | 7.632 | 7.7685 | 7.9816
KAILUA 1 | 12.5 | 9.0931 | 9.2791 | 9.2053 | 9.3747 | 9.5604 | 9.6586 | 10.0878 | 10.5173 | 10.8653 | 11.4458
KAILUA 1 4KV | 3.75 | 1.3307 | 1.3805 | 1.391 | 1.4493 | 1.4479 | 1.5194 | 1.5906 | 1.6841 | 1.7943 | 1.9004
KAILUA 2 4KV | 4.7 | 2.2726 | 2.3017 | 2.2521 | 2.2588 | 2.1679 | 2.1356 | 2.1526 | 2.1783 | 2.1949 | 2.3302
KAIMUKI 1 | 3.75 | 1.5443 | 1.5849 | 1.6044 | 1.6327 | 1.6747 | 1.7256 | 1.8369 | 1.9093 | 2.0006 | 2.1329
KAIMUKI 2 | 3.75 | 2.188 | 2.2672 | 2.2762 | 2.3228 | 2.3529 | 2.4295 | 2.5282 | 2.6704 | 2.7738 | 2.9122
KAKAAKO 1 | 14 | 2.8781 | 4.6154 | 4.6136 | 4.6369 | 5.0969 | 4.8575 | 4.8212 | 4.7613 | 4.8286 | 4.8137
KAKAAKO 2 | 12.5 | 4.5149 | 4.4854 | 5.2281 | 5.3058 | 5.3051 | 5.3052 | 5.4064 | 5.4889 | 5.5049 | 5.5136
KAKAAKO 3 | 12.5 | 1.8284 | 1.9856 | 2.6898 | 2.711 | 7.3539 | 7.36 | 7.1273 | 7.1616 | 7.2034 | 7.248
KAKAAKO 4 | 25 | 11.1621 | 11.1534 | 11.0363 | 10.9461 | 10.8487 | 10.8312 | 10.8342 | 10.915 | 10.8905 | 10.8491
KALAHEO 1 | 12.5 | 0.30716 | 0.45849 | 0.45849 | 0.49408 | 0.48819 | 0.48819 | 0.48819 | 0.45525 | 0.46466 | 0.45947
KALAMA 1 | 3.75 | 1.4161 | 1.3861 | 1.3599 | 1.3155 | 1.3378 | 1.3545 | 1.4873 | 1.5919 | 1.6427 | 1.7333
KALAMA 2 CSP | 1.725 | 0.73663 | 0.75815 | 0.75946 | 0.77391 | 0.80197 | 0.87932 | 0.95966 | 1.0542 | 1.153 | 1.2831
KALIHI 1 | 3.75 | 1.3383 | 1.3729 | 1.3671 | 1.3821 | 1.3555 | 1.3703 | 1.4363 | 1.4864 | 1.5302 | 1.5902
KALIHI 2 | 3.75 | 1.5909 | 1.6224 | 1.6181 | 1.6803 | 1.7105 | 1.7848 | 1.8805 | 1.994 | 2.0525 | 2.1937
KALOI 1 | 12.5 | 1.0509 | 1.0512 | 2.4816 | 5.4918 | 5.4918 | 5.4647 | 5.4647 | 5.4681 | 5.4681 | 5.4681
KAMILOIKI | 10 | 5.569 | 5.7447 | 5.721 | 5.8185 | 5.9113 | 6.0602 | 6.4237 | 6.7678 | 7.1269 | 7.5135
KAMOHO 1 | 3.75 | 1.6915 | 1.7334 | 1.7241 | 1.8215 | 1.8674 | 1.9461 | 2.0601 | 2.1803 | 2.2466 | 2.3628
KAMOHO 2 | 3.75 | 1.4525 | 1.5152 | 1.4986 | 1.5487 | 1.6091 | 1.641 | 1.723 | 1.805 | 1.874 | 1.9965
KAMOKILA 1 | 12.5 | 8.3649 | 8.8687 | 9.0276 | 9.1162 | 9.1985 | 9.2103 | 9.4731 | 9.7249 | 9.8416 | 9.9808
KAMOKILA 2 | 12.5 | 8.3404 | 8.9358 | 9.338 | 9.6401 | 9.758 | 10.3204 | 10.7353 | 11.0365 | 11.2588 | 11.6438
KAMOKILA 3 | 12.5 | 7.2831 | 7.4059 | 7.4048 | 7.4626 | 7.3783 | 7.2546 | 7.3199 | 7.4642 | 7.437 | 7.5412
KAMOKU T2 | 50 | 15.8603 | 16.1937 | 16.1011 | 15.8067 | 17.257 | 19.4938 | 19.5123 | 21.7137 | 20.1779 | 20.1066
KANEOHE 1 | 12.5 | 7.8992 | 8.052 | 7.9788 | 8.1209 | 8.2254 | 8.4447 | 8.7603 | 9.1291 | 9.4942 | 10.1156
KANEOHE 2 | 10 | 7.0336 | 7.1967 | 7.1617 | 7.225 | 7.3585 | 7.5579 | 7.8324 | 8.1005 | 8.4999 | 8.8479
KANEOHE 3 | 12.5 | 6.0666 | 6.1461 | 6.1428 | 6.2198 | 6.2858 | 6.3322 | 6.5868 | 6.8102 | 6.9093 | 7.1725
KAONOHI 1 | 12.5 | 8.0192 | 8.1673 | 8.2017 | 8.4112 | 8.4929 | 8.6677 | 9.0626 | 9.3901 | 9.6373 | 10.0343
KAONOHI 2 | 12.5 | 7.4236 | 7.5442 | 7.5363 | 7.6477 | 7.7443 | 7.8793 | 8.0571 | 8.2782 | 8.4458 | 8.6269
KAPAHULU 1 | 12.5 | 6.5424 | 6.7215 | 6.6952 | 6.9018 | 7.0584 | 7.2239 | 7.5183 | 7.8117 | 8.0577 | 8.3999
KAPAHULU 2 | 12.5 | 7.6871 | 7.7738 | 7.7413 | 7.7776 | 7.8839 | 7.9162 | 8.0196 | 8.1647 | 8.2565 | 8.314
KAPAHULU 3 | 12.5 | 10.0278 | 10.0065 | 9.984 | 9.9846 | 9.9267 | 9.8485 | 9.896 | 9.7058 | 9.7496 | 9.7876
KAPAHULU 4 | 12.5 | 7.2224 | 9.0281 | 8.8775 | 8.903 | 8.9118 | 8.9756 | 9.0961 | 9.2661 | 9.3554 | 9.3394
KAPAHULU 5 | 12.5 | 6.119 | 6.1696 | 6.1626 | 6.2622 | 6.3334 | 6.4154 | 6.5471 | 6.8698 | 6.9263 | 6.9753
KAPAHULU 6 | 10 | 7.3807 | 7.8237 | 7.8213 | 7.8248 | 7.808 | 7.8022 | 7.8191 | 7.8334 | 7.8356 | 7.8355
KAPALAMA 1 | 10 | 5.4488 | 6.16 | 6.3039 | 6.5873 | 6.6981 | 6.7656 | 7.0157 | 7.3159 | 7.5556 | 7.6742
KAPALAMA 2 | 12.5 | 8.7585 | 8.9658 | 8.8245 | 8.7429 | 8.5492 | 8.5669 | 8.7996 | 9.2204 | 9.6029 | 10.0262
KAPALAMA 3 | 12.5 | 7.1655 | 7.0467 | 6.8916 | 6.8379 | 6.8579 | 6.7685 | 6.7238 | 6.9073 | 6.9095 | 6.8693
KAPIOLANI 1 (12KV) | 14 | 9.1407 | 9.5492 | 9.5022 | 9.6453 | 9.8394 | 10.0924 | 10.5633 | 10.9064 | 10.9931 | 11.4078
KAPIOLANI 1 (4KV) | 3.75 | 2.1104 | 2.1766 | 2.1663 | 2.198 | 2.24 | 2.2947 | 2.3699 | 2.4611 | 2.5097 | 2.622
KAPIOLANI 2 (12KV) | 12.5 | 7.3375 | 7.5018 | 7.4773 | 7.5576 | 7.6853 | 7.8707 | 8.1843 | 8.5487 | 8.802 | 9.0724
KAPIOLANI 2 (4KV) | 3.75 | 1.9727 | 2.0055 | 2.0155 | 2.0743 | 2.1024 | 2.1293 | 2.2129 | 2.2866 | 2.32 | 2.395
KAPOLEI 1 | 12.5 | 4.462 | 4.8311 | 4.802 | 4.8355 | 4.9103 | 4.97 | 5.1338 | 5.1049 | 5.1941 | 5.3327
KAPOLEI 2 | 12.5 | 10.2363 | 11.3932 | 11.5183 | 11.9423 | 12.8066 | 12.7953 | 13.2536 | 13.3631 | 13.356 | 13.3989
KEEHI 1 | 12.5 | 5.0614 | 5.0887 | 5.0999 | 5.103 | 4.9618 | 4.9451 | 4.9038 | 4.9185 | 4.9055 | 4.8883
KEEHI 2 | 12.5 | 5.2868 | 4.9441 | 4.9447 | 4.9581 | 4.9517 | 4.9513 | 4.9457 | 4.9472 | 4.9163 | 4.9146
KEEHI 3 | 12.5 | 4.8802 | 4.8613 | 4.7963 | 4.7601 | 4.7076 | 4.6535 | 4.6168 | 4.6183 | 4.6147 | 4.5647
KEEHI 4 | 12.5 | 3.5647 | 3.9725 | 5.6843 | 5.6309 | 5.6309 | 5.627 | 5.6438 | 5.6276 | 5.6414 | 5.6014
KEOLU 1 | 12.5 | 7.0889 | 7.3128 | 7.2633 | 7.3866 | 7.559 | 7.9114 | 8.2282 | 8.6586 | 9.1623 | 9.736
KEOLU 2 | 12.5 | 8.8241 | 9.1013 | 9.055 | 9.3092 | 9.4779 | 9.6429 | 9.9635 | 10.185 | 10.3846 | 10.8314
KEWALO 1 | 12.5 | 5.9298 | 5.9732 | 6.2716 | 6.278 | 6.2671 | 6.2813 | 6.3271 | 6.4015 | 6.4016 | 6.4606
KEWALO 2 | 12.5 | 2.6343 | 2.718 | 2.7135 | 2.7569 | 5.592 | 5.6232 | 5.668 | 5.6599 | 5.6456 | 5.698
KEWALO T3 | 50 | 22.4653 | 22.9664 | 22.9398 | 24.7526 | 31.5248 | 34.8691 | 35.9009 | 37.303 | 37.3539 | 37.2043
KO OLINA 1 | 12.5 | 5.2986 | 5.5729 | 5.5533 | 5.5412 | 5.4452 | 5.4611 | 5.5088 | 5.7042 | 5.7431 | 5.7772
KO OLINA 2 | 12.5 | 3.3793 | 3.6979 | 3.6979 | 3.7043 | 3.7043 | 3.6865 | 3.6448 | 3.6951 | 3.6951 | 3.6951
KOOLAU | 10 | 6.8043 | 7.0131 | 7.033 | 7.1954 | 7.3329 | 7.5954 | 7.972 | 8.4082 | 8.7868 | 9.3402
KUAPA 1 | 12.5 | 5.8879 | 6.021 | 6.0648 | 6.2344 | 6.3882 | 6.5435 | 6.9357 | 7.2982 | 7.6316 | 8.0741
KUAPA 2 | 12.5 | 5.7646 | 5.9915 | 5.9901 | 6.1786 | 6.32 | 6.5427 | 6.8893 | 7.1578 | 7.3986 | 7.7434
KUHIO 1 | 12.5 | 7.9481 | 8.2488 | 8.2276 | 8.2493 | 8.261 | 8.2749 | 8.2283 | 8.2533 | 8.282 | 8.3141
KUHIO 2 | 12.5 | 7.3472 | 8.0359 | 7.7695 | 7.8109 | 7.7303 | 7.7885 | 7.8615 | 7.9515 | 7.996 | 8.0738
KUILIMA 2 | 5 | 1.0069 | 1.055 | 1.029 | 1.0467 | 1.1058 | 1.1527 | 1.2767 | 1.3928 | 1.4653 | 1.5748
KUNIA | 6.25 | 1.4866 | 1.4974 | 1.5019 | 1.507 | 1.5126 | 1.4449 | 1.4553 | 1.4931 | 1.5017 | 1.523
KUNIA MAKAI 1 | 12.5 | 9.3654 | 11.0972 | 11.0819 | 11.2449 | 11.4453 | 11.5008 | 11.8308 | 12.3212 | 12.5707 | 12.8675
KUNIA MAKAI 2 | 12.5 | 5.8319 | 6.1118 | 6.152 | 6.2605 | 6.4406 | 6.6583 | 6.8763 | 7.144 | 7.3517 | 7.6256
LAELAE 1 | 1.75 | 0.88387 | 0.91998 | 0.90964 | 0.90907 | 0.91599 | 0.92153 | 0.98423 | 1.0564 | 1.1099 | 1.2052
LAELAE 2 | 3.75 | 1.6178 | 1.6572 | 1.6601 | 1.6722 | 1.7125 | 1.7641 | 1.8477 | 1.8894 | 1.9219 | 1.9792
LAGOON 1 | 12.5 | 4.6486 | 4.6863 | 4.6867 | 4.6499 | 4.5743 | 4.5213 | 4.4827 | 4.4666 | 4.4367 | 4.3204
LAKESIDE 1 | 10 | 5.6486 | 5.8064 | 5.8494 | 5.9391 | 6.1005 | 6.3616 | 6.6998 | 7.0283 | 7.2038 | 7.4972
LAKESIDE 2 | 12.5 | 7.8632 | 7.0862 | 7.1703 | 7.2903 | 7.4088 | 7.6269 | 7.8332 | 8.0702 | 8.1807 | 8.4525
LEILEHUA 1 | 31.7 | 0.003 | 0.003 | 0.003 | 0.003 | 0.003 | 0.003 | 0.003 | 0.003 | 0.003 | 0.003
LEILEHUA 2 | 31.7 | 0.003 | 0.003 | 0.003 | 0.003 | 0.003 | 0.003 | 0.003 | 0.003 | 0.003 | 0.003
MAKAHA 1 | 10 | 9.6477 | 9.8031 | 9.8018 | 9.8585 | 10.0029 | 10.1434 | 10.3608 | 10.6078 | 10.7087 | 10.8803
MAKAHA 2 | 10 | 10.0154 | 10.1557 | 9.9587 | 9.989 | 9.9402 | 10.0468 | 10.1606 | 10.5037 | 10.6492 | 10.854
MAKAKILO 1 | 12.5 | 7.3068 | 7.483 | 7.4567 | 7.6352 | 7.8182 | 8.1044 | 8.4962 | 8.8992 | 9.2017 | 9.6317
MAKAKILO 2 | 12.5 | 7.4275 | 7.7492 | 7.7651 | 7.9525 | 8.1327 | 8.278 | 8.6122 | 9.061 | 9.254 | 9.5323
MAKALAPA 2 | 12.5 | 37.9673 | 38.1068 | 38.0461 | 38.2249 | 38.2551 | 38.475 | 38.8181 | 39.1486 | 39.5283 | 39.7698
MAKALOA 1 | 12.5 | 6.351 | 6.4329 | 6.4204 | 6.4341 | 6.8549 | 6.7412 | 6.7543 | 6.7702 | 6.7872 | 6.8238
MAKALOA 2 | 12.5 | 5.0439 | 5.5446 | 7.2134 | 7.2259 | 7.2609 | 7.2994 | 7.3525 | 7.4127 | 7.4941 | 7.6031
MAKALOA 3 | 12.5 | 6.0937 | 5.9664 | 5.9073 | 5.8529 | 5.875 | 5.8959 | 5.9349 | 5.9614 | 6.0076 | 6.0272
MAKALOA 4 | 12.5 | 7.735 | 7.9853 | 8.014 | 8.1403 | 8.2321 | 10.3151 | 10.4225 | 10.6137 | 10.8262 | 11.0295
MALAKOLE 1 | 12.5 | 8.463 | 8.5451 | 8.5382 | 8.6595 | 8.8473 | 8.8442 | 9.2277 | 9.778 | 9.9673 | 10.2384
MALAKOLE 2 | 12.5 | 6.1605 | 6.0445 | 5.7428 | 5.7089 | 5.7822 | 5.7614 | 5.7219 | 6.2195 | 6.3439 | 6.5359
MANOA 1 | 10 | 4.1402 | 4.3401 | 4.2658 | 4.351 | 4.4516 | 4.5484 | 4.4886 | 4.6377 | 4.7178 | 4.9534
MANOA 2 | 10 | 4.0883 | 4.2331 | 5.5541 | 5.53 | 5.6108 | 5.6696 | 5.8214 | 5.9094 | 6.0109 | 6.0665
MAPUNAPUNA 1 | 12.5 | 6.2367 | 6.2413 | 6.1041 | 6.035 | 5.9448 | 5.8658 | 5.8392 | 5.8175 | 5.8154 | 5.847
MAPUNAPUNA 2 | 12.5 | 3.4212 | 3.4856 | 3.4527 | 3.4586 | 3.4283 | 3.4003 | 3.4126 | 3.4575 | 3.4456 | 3.4502
MCCULLY 2 | 10 | 8.1932 | 8.4808 | 8.5412 | 8.7526 | 8.8936 | 9.1237 | 9.3899 | 9.6781 | 10.0148 | 10.4116
MCCULLY 5 | 12.5 | 5.852 | 5.8336 | 5.9164 | 5.7831 | 5.7469 | 5.397 | 5.4024 | 5.5745 | 5.5028 | 5.3468
MCCULLY 6 | 14 | 5.8401 | 5.9461 | 5.9584 | 6.0468 | 6.1962 | 6.3199 | 6.498 | 6.6296 | 6.79 | 6.9127
MIKILUA 1 | 12.5 | 9.109 | 9.2117 | 9.1912 | 9.1912 | 9.2015 | 9.2575 | 9.3295 | 9.3762 | 9.4181 | 9.3975
MIKILUA 2 | 12.5 | 10.3465 | 10.7095 | 10.6449 | 10.6158 | 10.5711 | 10.6959 | 10.9676 | 11.1507 | 11.3152 | 11.4536
MIKILUA 3 | 12.5 | 7.1585 | 7.2969 | 7.1903 | 7.1498 | 7.2098 | 7.3796 | 7.741 | 7.8467 | 8.0695 | 8.2076
MILILANI 1 | 12.5 | 8.3052 | 8.4414 | 8.4537 | 8.5758 | 8.7092 | 8.9411 | 9.3171 | 9.563 | 9.7226 | 9.8797
MILILANI 2 | 12.5 | 10.1548 | 10.286 | 10.2175 | 10.256 | 10.3047 | 10.4613 | 10.7279 | 10.9341 | 11.0858 | 11.1833
MOILIILI 1 | 10 | 6.8005 | 7.001 | 6.9652 | 6.8693 | 6.9325 | 7.2895 | 7.7792 | 8.1251 | 8.4661 | 8.7927
MOKUONE 1 | 12.5 | 7.9959 | 8.0272 | 8.0219 | 8.0042 | 7.9845 | 7.9777 | 7.9603 | 7.9523 | 7.8911 | 7.8631
NUUANU 2 | 6.25 | 6.3068 | 6.4158 | 6.4141 | 6.4192 | 6.4083 | 6.426 | 6.4727 | 6.5174 | 6.5488 | 6.5918
OCEAN POINTE 1 | 12.5 | 9.1301 | 10.1217 | 9.9898 | 9.9616 | 9.9499 | 10.0846 | 10.286 | 10.5248 | 10.5804 | 10.6698
OCEAN POINTE 2 | 12.5 | 9.1461 | 9.2175 | 9.0769 | 10.2499 | 10.217 | 10.2213 | 10.2598 | 10.3784 | 10.4084 | 10.4491
PAUOA 1 | 12.5 | 8.514 | 8.522 | 8.4872 | 8.47 | 8.4643 | 8.4788 | 8.5317 | 8.5561 | 8.6198 | 8.8116
PEARL CITY 1 | 12.5 | 6.5297 | 6.7239 | 6.516 | 6.4794 | 6.4045 | 6.2903 | 6.5147 | 6.7271 | 6.8529 | 6.8383
PIIKOI 1 | 12.5 | 6.8058 | 6.9416 | 6.8502 | 6.9955 | 7.128 | 7.2658 | 7.4792 | 7.7508 | 7.9869 | 8.1192
PIIKOI 2 | 12.5 | 8.4541 | 8.7235 | 9.8656 | 10.066 | 10.283 | 10.566 | 11.0262 | 11.5711 | 12.0547 | 12.5982
PIIKOI 3 | 12.5 | 6.3479 | 6.5685 | 6.5204 | 6.6614 | 6.7088 | 7.9581 | 8.0692 | 8.2526 | 8.3322 | 8.5376
PIIKOI 4 | 12.5 | 5.4419 | 5.5817 | 7.0013 | 7.0174 | 7.0452 | 7.1144 | 7.2316 | 7.3388 | 7.5479 | 7.6553
POHAKUPU 2 | 12.5 | 4.5888 | 4.6432 | 4.5681 | 4.5639 | 4.5255 | 4.5569 | 4.6084 | 4.6868 | 4.764 | 4.8368
PUKELE 2 | 12.5 | 8.1443 | 8.3017 | 8.3135 | 8.5776 | 8.7348 | 9.0823 | 9.507 | 9.9663 | 10.5783 | 11.1522
PUOHALA 1 | 12.5 | 7.6267 | 7.6649 | 7.5203 | 7.4773 | 7.4569 | 7.5204 | 7.6813 | 7.8686 | 8.1171 | 8.3055
PUUNUI 1 | 3.75 | 1.711 | 1.7566 | 1.7467 | 1.8049 | 1.8348 | 1.8767 | 1.9733 | 2.0665 | 2.1343 | 2.2376
PUUNUI 2 | 3.75 | 2.1528 | 2.2541 | 2.2655 | 2.3603 | 2.4285 | 2.6017 | 2.8082 | 3.033 | 3.31 | 3.5204
QUEENS 1 | 10 | 2.74 | 2.837 | 2.7637 | 2.7565 | 2.755 | 2.7533 | 2.8147 | 2.9006 | 2.9751 | 3.0522
SAND ISLAND 1 | 12.5 | 5.3449 | 5.3582 | 5.3492 | 5.3403 | 5.3403 | 5.3403 | 5.3299 | 5.354 | 5.3568 | 5.3568
SAND ISLAND 2 | 10 | 3.8332 | 3.8342 | 3.8342 | 3.8371 | 3.8371 | 3.8371 | 3.8371 | 3.8371 | 3.8371 | 3.8315
SCHOOL ST 1 | 12.5 | 7.6511 | 7.8218 | 7.8568 | 8.0284 | 8.0915 | 8.1794 | 8.3271 | 8.5687 | 8.776 | 9.104
SCHOOL ST 2 | 10 | 7.3103 | 7.4318 | 7.3869 | 7.4323 | 7.438 | 7.4959 | 7.6268 | 7.7314 | 7.8268 | 7.87
SCHOOL ST 3 | 12.5 | 5.6226 | 5.6576 | 5.464 | 5.4696 | 5.4647 | 5.4085 | 5.3522 | 5.3797 | 5.3831 | 5.2598
SCHOOL ST T2 | 5.25 | 2.2523 | 2.2883 | 2.2714 | 2.3262 | 2.3588 | 2.3883 | 2.474 | 2.5423 | 2.5855 | 2.6542
UPPER KIPAPA 1 | 12.5 | 12.2642 | 12.5755 | 12.6212 | 12.9076 | 13.2545 | 13.7464 | 14.3364 | 14.9644 | 15.413 | 15.992
UPPER KIPAPA 2 | 12.5 | 6.9556 | 7.0256 | 7.013 | 7.178 | 7.4176 | 7.6237 | 8.0271 | 8.3575 | 8.5674 | 8.8787
UWAPO 1 | 12.5 | 6.2749 | 6.3279 | 6.2364 | 6.2515 | 6.2564 | 6.3704 | 6.5561 | 6.7431 | 7.0049 | 7.1854
UWAPO 2 | 14 | 5.7603 | 5.7958 | 5.7506 | 5.7709 | 5.7611 | 5.8408 | 5.8765 | 5.9438 | 6.0576 | 6.0788
WAHIAWA 1 | 12.5 | 25.2631 | 25.3964 | 25.3648 | 25.4949 | 25.5488 | 25.8037 | 26.0605 | 26.3509 | 26.7447 | 27.0985
WAHIAWA 2 | 12.5 | 52.1948 | 52.3205 | 52.3034 | 52.3631 | 52.377 | 52.4185 | 52.542 | 52.6323 | 52.6935 | 52.6093
WAHIAWA 3 | 12.5 | 84.0882 | 84.2716 | 84.1481 | 84.203 | 84.2216 | 84.2608 | 84.4634 | 84.7658 | 85.0653 | 85.3494
WAIAKAMILO 1 | 12.5 | 5.2174 | 5.2072 | 5.1818 | 5.1832 | 5.2224 | 5.1928 | 5.156 | 5.2144 | 5.221 | 5.1453
WAIAKAMILO 2 | 12.5 | 5.7574 | 5.7179 | 5.643 | 5.4635 | 5.349 | 5.2586 | 5.2679 | 5.3623 | 5.4045 | 5.4928
WAIALAE 1 | 3.75 | 1.2753 | 1.2794 | 1.2563 | 1.239 | 1.2157 | 1.2308 | 1.2186 | 1.2307 | 1.2639 | 1.2774
WAIALAE 2 | 3.75 | 1.647 | 1.671 | 1.6721 | 1.6742 | 1.6801 | 1.6761 | 1.7409 | 1.7943 | 1.8278 | 1.8886
WAIALUA 2 | 10 | 3.6385 | 4.3165 | 4.3466 | 4.4713 | 4.5571 | 4.6445 | 4.8784 | 5.1561 | 5.4199 | 5.816
WAIALUA 3 | 12.5 | 59.4188 | 59.4719 | 59.3818 | 59.3035 | 59.2598 | 59.2135 | 59.1247 | 59.1789 | 59.1861 | 59.1811
WAIAWA 1 | 14 | 10.6452 | 11.1757 | 11.1584 | 11.1519 | 11.0897 | 11.0982 | 11.1 | 11.2247 | 11.0075 | 10.8992
WAIAWA 2 | 12.5 | 6.1645 | 6.2294 | 6.1854 | 6.6037 | 6.4854 | 6.5206 | 6.5972 | 6.8196 | 7.0405 | 7.1081
WAIHEE 1 | 12.5 | 5.3774 | 5.434 | 5.2633 | 5.1943 | 5.1138 | 5.0822 | 5.0691 | 5.2026 | 5.3826 | 5.4901
WAIHEE 2 | 10 | 4.9593 | 5.0147 | 4.9116 | 4.8261 | 4.7888 | 4.8366 | 4.8704 | 5.0193 | 5.2452 | 5.3398
WAIKIKI 1 | 14 | 8.4003 | 8.7296 | 8.7102 | 8.733 | 8.6477 | 8.6522 | 8.5218 | 8.5369 | 8.4904 | 8.4455
WAIKIKI 2 | 12.5 | 10.9342 | 11.0781 | 11.0064 | 10.9831 | 10.9101 | 10.7774 | 10.7663 | 10.5509 | 10.5371 | 10.5511
WAIKIKI 3 | 12.5 | 8.3133 | 8.6098 | 8.6368 | 8.6538 | 8.6403 | 8.6034 | 8.5571 | 8.5469 | 8.629 | 8.6474
WAILUPE | 10 | 7.5367 | 7.4427 | 7.0772 | 6.9659 | 6.8175 | 6.8557 | 6.9723 | 7.1061 | 7.2991 | 7.372
WAIMALU 1 | 12.5 | 7.2572 | 7.4483 | 7.367 | 7.475 | 7.4741 | 7.4806 | 7.5516 | 7.7399 | 7.9354 | 7.9842
WAIMALU 2 | 12.5 | 9.1953 | 9.2022 | 9.0478 | 8.9654 | 8.8688 | 8.8683 | 8.8644 | 8.9482 | 9.1059 | 9.1338
WAIMANALO BEACH 1 | 6.25 | 3.1041 | 3.1763 | 3.1393 | 3.1089 | 3.0672 | 3.0614 | 3.0619 | 3.1115 | 3.1589 | 3.16
WAIMANALO BEACH 2 | 12.5 | 4.5329 | 4.6365 | 4.6826 | 4.8733 | 5.0301 | 5.227 | 5.5839 | 5.8776 | 6.242 | 6.6822
WAIMANO 1 | 12.5 | 6.5516 | 6.605 | 6.4795 | 6.4127 | 6.3116 | 6.308 | 6.2539 | 6.332 | 6.5908 | 6.6647
WAIMANO 2 | 12.5 | 6.8294 | 6.7981 | 6.731 | 6.7085 | 6.5903 | 6.607 | 7.0745 | 7.7391 | 8.5593 | 9.5106
WAIMANO 3 | 10 | 7.6335 | 7.946 | 7.7989 | 7.9014 | 7.9277 | 7.9304 | 8.1369 | 8.4662 | 8.8113 | 9.2353
WAIMEA 1 | 12.5 | 4.4931 | 5.1695 | 5.1082 | 5.0903 | 5.0189 | 4.9487 | 4.9149 | 4.9671 | 5.0197 | 5.0631
WAIPAHU 1 | 12.5 | 10.2374 | 10.4779 | 10.3094 | 10.2792 | 10.1428 | 10.212 | 10.3362 | 10.66 | 10.9792 | 11.1782
WAIPAHU 2 | 12.5 | 9.3323 | 9.5039 | 9.482 | 9.4383 | 9.4971 | 9.4871 | 9.5007 | 9.4464 | 9.409 | 9.3152
WAIPIO 1 | 10 | 5.372 | 5.4978 | 5.485 | 5.4453 | 5.3808 | 5.2367 | 5.2258 | 5.3103 | 5.4485 | 5.4988
WAIPIOLANI 1 | 14 | 2.9933 | 3.0912 | 3.0925 | 3.1249 | 3.1422 | 3.1663 | 3.2423 | 3.3432 | 3.4059 | 3.4997
WAIPIOLANI 2 | 14 | 6.3399 | 6.3927 | 6.3557 | 6.4318 | 6.4651 | 6.5902 | 6.7505 | 6.9245 | 7.0419 | 7.1488
WILIWILI | 5 | 3.3501 | 3.3645 | 3.3059 | 3.3056 | 3.2867 | 3.2932 | 3.3148 | 3.405 | 3.5474 | 3.6179
WOODLAWN 1 | 4.7 | 1.7079 | 1.7426 | 1.7601 | 1.7811 | 1.7809 | 1.8066 | 1.8896 | 1.9619 | 2.066 | 2.1096
WOODLAWN 2 | 4.7 | 2.2222 | 2.296 | 2.2551 | 2.2359 | 2.3219 | 2.4021 | 2.5255 | 2.6462 | 2.7523 | 2.8863
WOODLAWN 4 | 4.7 | 2.354 | 2.3776 | 2.3687 | 2.3555 | 2.3215 | 2.3479 | 2.4112 | 2.4711 | 2.5341 | 2.575

## DBESS Residential Forecast Low
Return to Assumptions Summary
Residential Distributed Battery Energy Storage Systems (DBESS) - Low Forecast
The Residential Distributed Battery Energy Storage Systems (DBESS) Load layer represents the impacts of behind the meter battery energy storage systems paired with PV systems in the DGPV load layers for residential customers (Schedule-R). The incremental amount added per year in megawatts (MW) for the residential DBESS layer by circuit is shown for years 2021 through 2030.
Amount Added Per Year (MW)
Substation Transformer | Circuit | 2021 | 2022 | 2023 | 2024 | 2025 | 2026 | 2027 | 2028 | 2029 | 2030
AHI 1 | HAHAIONE | 0.034594 | 0.047859 | 0.061966 | 0.046393 | 0.051833 | 0.054215 | 0.039889 | 0.069407 | 0.071306 | 0.058206
AHI 1 | NIU | 0.057316 | 0.085234 | 0.076539 | 0.063291 | 0.065605 | 0.065189 | 0.072726 | 0.072817 | 0.092522 | 0.064448
AHI 2 | KAALAKEI | 0.020255 | 0.12351 | 0.10418 | 0.055928 | 0.052934 | 0.052071 | 0.048657 | 0.066637 | 0.10374 | 0.13201
AHI 2 | PORTLOCK | 0.41467 | 0.32462 | 0.13271 | 0.045884 | 0.032273 | 0.02395 | 0.013748 | 0.16295 | 0.20619 | 0.011832
AIEA 1 | KAM HWY | 0.002656 | 0.019675 | 0.037639 | 0.037589 | 0.015151 | 0.004947 | 0.01376 | 0.023203 | 0.019379 | 0.01239
AIEA 1 | LAULIMA | 0.017131 | 0.053047 | 0.050923 | 0.034611 | 0.065341 | 0.02777 | 0.046561 | 0.04845 | 0.037851 | 0.034131
AIEA 2 | AIEA | 0.028239 | 0.088221 | 0.054888 | 0.049542 | 0.056472 | 0.053911 | 0.031407 | 0.064111 | 0.058745 | 0.079945
AIEA 2 | KAUHALE | 0 | 0.01705 | 0.01974 | 0.014193 | 0.004661 | 0.011805 | 0.010772 | 0.011764 | 0.002455 | 0.007632
AIEA 3 | AIEA 2 | 0.006162 | 0.007823 | 0.025631 | 0.00442 | 0.003066 | 0.005879 | 0.012107 | 0.001919 | 0.011301 | 0.017341
AIEA 3 | AIEA 3 | 0.008379 | 0.034855 | 0.007838 | 0.063842 | 0.013482 | 0.005886 | 0.006301 | 0.004972 | 0.007589 | 0.036331
AIKAHI 1 | KALAHEO | 0 | 0.056887 | 0.011209 | 0.00673 | 0.010758 | 0.049554 | 0.014074 | 0.019898 | 0.053782 | 0.069202
AIKAHI 2 | BAY DR | 0.008976 | 0.012429 | 0.02532 | 0.004182 | 0.008698 | 0.005114 | 0.025781 | 0.01038 | 0.020184 | 0.014513
AIKAHI 3 | ILIAINA | 0.012651 | 0.033283 | 0.016538 | 0.028065 | 0.023327 | 0.025963 | 0.021758 | 0.016142 | 0.018431 | 0.024531
AINA KOA 1 | KAHALA MALL | 0.015208 | 0.039001 | 0.034 | 0.031987 | 0.041525 | 0.022617 | 0.040531 | 0.029051 | 0.037408 | 0.032159
AINA KOA 1 | WAIALAE NUI | 0.017078 | 0.022881 | 0.036952 | 0.012678 | 0.031793 | 0.015445 | 0.017828 | 0.017871 | 0.013635 | 0.013888
AINA KOA 1 4KV | KEALAOLU | 0.006631 | 0.005241 | 0.012262 | 0.00203 | 0.011618 | 0.005044 | 0.013792 | 0.006776 | 0.003594 | 0.003405
ARCHER 2 | ARCHER 3 | 0 | 0 | 0 | 0 | 0 | 0.002584 | 0 | 0 | 0.001906 | 0
CEIP 2 | CEIP 4 | 0.022839 | 0.037691 | 0.040677 | 0.015488 | 0.022651 | 0.039993 | 0.03227 | 0.014663 | 0.043135 | 0.029609
ENA 1 | ALA MOANA | 0 | 0 | 0 | 0 | 0 | 0 | 0 | 0 | 0.000637 | 0
ENA 1 | HAWN VILLAGE 1 | 0 | 0 | 0 | 0.001052 | 0 | 0.001052 | 0 | 0 | 0 | 0
ENA 2 | ILIKAI | 0.009553 | 0.031475 | 0.032869 | 0.017096 | 0.014924 | 0.018491 | 0.023516 | 0.029127 | 0.016396 | 0.011181
ENA 2 | LAGOON | 0.004043 | 0.1 | 0.004043 | 0 | 0 | 0.1 | 0.004043 | 0.2 | 0.004043 | 0
ENA 4 | ENA 1 | 0.006688 | 0.010925 | 0.016885 | 0.012703 | 0.009112 | 0.013807 | 0.01302 | 0.014834 | 0.014028 | 0.011695
EWA BEACH 1 | EWA BEACH 1 | 0.080173 | 0.16987 | 0.16449 | 0.16713 | 0.14601 | 0.15384 | 0.16682 | 0.12806 | 0.13893 | 0.11113
EWA BEACH 1 | EWA BEACH 2 | 0.063631 | 0.13706 | 0.12516 | 0.069044 | 0.049936 | 0.11011 | 0.07669 | 0.074825 | 0.1164 | 0.079045
EWA BEACH 2 | EWA BEACH 3 | 0.027919 | 0.13093 | 0.098259 | 0.10807 | 0.12212 | 0.07336 | 0.088619 | 0.077101 | 0.069324 | 0.11808
EWA BEACH 2 | EWA BEACH 4 | 0.1342 | 0.18345 | 0.15411 | 0.11384 | 0.14737 | 0.18021 | 0.20333 | 0.11647 | 0.15058 | 0.18534
EWA NUI 1 | EWA NUI 1 | 0.062283 | 0.12625 | 0.090029 | 0.12947 | 0.11959 | 0.13037 | 0.074661 | 0.121 | 0.10975 | 0.11022
EWA NUI 2 | EWA NUI 2 | 0.05929 | 0.088063 | 0.10876 | 0.094923 | 0.059989 | 0.067381 | 0.062835 | 0.10214 | 0.073135 | 0.034269
FORT ST 1 | FORT ST 2 | 0.006598 | 0.006201 | 0.006262 | 0.006386 | 0.003111 | 0.007822 | 0.007876 | 0.007697 | 0.000925 | 0.008029
FORT ST 2 | FORT ST 3 | 0.001226 | 0 | 0.008424 | 0.000922 | 0.000922 | 0.002808 | 0.002808 | 0.00373 | 0.004034 | 0
FORT ST 2 | FORT ST 4 | 0.019414 | 0.02407 | 0.028018 | 0.027072 | 0.020881 | 0.024535 | 0.030023 | 0.025878 | 0.032787 | 0.02693
FORT ST 4KV | NUUANU | 0.013515 | 0.03757 | 0.013488 | 0.013065 | 0.012252 | 0.016058 | 0.020625 | 0.015766 | 0.020897 | 0.017335
FORT ST 4KV | PUNCHBOWL | 0.004319 | 0.047401 | 0.058518 | 0.016169 | 0.053147 | 0.017515 | 0.018555 | 0.027241 | 0.012729 | 0.025978
FORT WEAVER 1 | FORT WEAVER 1 | 0.056841 | 0.18449 | 0.12994 | 0.14205 | 0.13431 | 0.09478 | 0.12502 | 0.12472 | 0.10758 | 0.10875
FORT WEAVER 1 | FORT WEAVER 2 | 0.065816 | 0.18388 | 0.17759 | 0.14127 | 0.16541 | 0.1435 | 0.16159 | 0.11006 | 0.15256 | 0.16433
FORT WEAVER 2 | FORT WEAVER 3 | 0.067179 | 0.19975 | 0.22827 | 0.13282 | 0.13358 | 0.14532 | 0.083237 | 0.11354 | 0.08415 | 0.12552
FORT WEAVER 2 | FORT WEAVER 4 | 0.059563 | 0.076928 | 0.086265 | 0.050567 | 0.061272 | 0.10919 | 0.066587 | 0.09005 | 0.069297 | 0.075713
HALA 1 | HALA 1 | 0.016573 | 0.036939 | 0.032698 | 0.030107 | 0.014736 | 0.030306 | 0.030327 | 0.03896 | 0.024257 | 0.031686
HALA 1 | HALA 2 | 0.018249 | 0.043928 | 0.033202 | 0.031321 | 0.029624 | 0.019511 | 0.022453 | 0.026976 | 0.027229 | 0.037486
HALA 2 | HALA 3 | 0.040389 | 0.039427 | 0.065302 | 0.058642 | 0.048742 | 0.08583 | 0.056219 | 0.057809 | 0.07468 | 0.044836
HALA 2 | HALA 4 | 0.018573 | 0.032154 | 0.025463 | 0.031073 | 0.033618 | 0.014833 | 0.046099 | 0.013406 | 0.026489 | 0.034837
HAUULA | HAUULA | 0.016582 | 0.03595 | 0.033877 | 0.031552 | 0.025517 | 0.026194 | 0.027305 | 0.039805 | 0.046131 | 0.034251
HAUULA | PUNALUU | 0.051944 | 0.088846 | 0.080284 | 0.048447 | 0.076203 | 0.080625 | 0.071841 | 0.073844 | 0.045743 | 0.066857
HELEMANO 1 | DOLE 1 | 0 | 0 | 0 | 0 | 0 | 0 | 0 | 0 | 0.004386 | 0.004656
HELEMANO 2 | WHITMORE | 0 | 0.001475 | 0 | 0 | 0.0066 | 0.004989 | 0.003266 | 0.003266 | 0 | 0
HILA 1 | HILA 1 | 0.001928 | 0.004359 | 0.00412 | 0.009371 | 0.002474 | 0.006215 | 0.003162 | 0.002264 | 0.001585 | 0.001856
HILA 1 | HILA 2 | 0.014674 | 0.028012 | 0.019945 | 0.010698 | 0.014446 | 0.021724 | 0.021241 | 0.031551 | 0.027238 | 0.023156
HOAEAE 1 | HOAEAE 1 | 0.10044 | 0.22001 | 0.15567 | 0.14708 | 0.13641 | 0.12758 | 0.16226 | 0.21647 | 0.21963 | 0.16644
HOAEAE 1 | LEOOLE | 0 | 0.013247 | 0 | 0 | 0 | 0 | 0.008913 | 0.013247 | 0 | 0
HOAEAE 2 | HOAEAE 2 | 0.006828 | 0.003414 | 0 | 0 | 0.003414 | 0.003414 | 0.002914 | 0.003414 | 0.007353 | 0.003939
HOAEAE 2 | HOAEAE 3 | 0.051582 | 0.10823 | 0.12452 | 0.057979 | 0.064521 | 0.087704 | 0.085433 | 0.063944 | 0.1187 | 0.052485
HONOLULU 2 | CKT 18 | 0.006144 | 0.027316 | 0.021003 | 0.023661 | 0.00963 | 0.006972 | 0.017517 | 0.015774 | 0.00963 | 0.013116
IWILEI 2 | WAIAKAMILO-IWILEI | 0.003127 | 0.017991 | 0.013254 | 0.018888 | 0.012318 | 0.018669 | 0.018048 | 0.010259 | 0.015671 | 0.016937
IWILEI 3 | AALA | 0.019491 | 0.034497 | 0.044588 | 0.029297 | 0.032422 | 0.037961 | 0.04433 | 0.035778 | 0.039822 | 0.046161
IWILEI T3 | IWILEI 10 | 0.003127 | 0.017991 | 0.013254 | 0.018888 | 0.012318 | 0.018669 | 0.018048 | 0.010259 | 0.015671 | 0.016937
IWILEI T3 | IWILEI 9 | 0.001552 | 0.009312 | 0.004656 | 0.004656 | 0.009312 | 0.003104 | 0.003104 | 0.004656 | 0.00776 | 0.001552
IWILEI T4 | IWILEI 13 | 0.024366 | 0.22326 | 0.12444 | 0.011058 | 0.009915 | 0.015131 | 0.017222 | 0.025145 | 0.021646 | 0.1187
IWILEI T4 | IWILEI 14 | 0.019491 | 0.034497 | 0.044588 | 0.029297 | 0.032422 | 0.037961 | 0.04433 | 0.035778 | 0.039822 | 0.046161
KAHALA 1 12KV | KILAUEA 12KV | 0.008917 | 0.039796 | 0.036702 | 0.029915 | 0.043232 | 0.026973 | 0.041451 | 0.033865 | 0.019332 | 0.021334
KAHALA 1 4KV | BLACK PT | 0 | 0.004554 | 0.002729 | 0 | 0 | 0.010336 | 0.002686 | 0.008488 | 0 | 0.014312
KAHALA 1 4KV | HUNAKAI | 0.004533 | 0.013373 | 0.0217 | 0.014769 | 0.019362 | 0.005913 | 0.012162 | 0.013321 | 0.011119 | 0.015052
KAHALA 1 4KV | KAHALA | 0.006308 | 0.055667 | 0.047797 | 0.043187 | 0.013127 | 0.023034 | 0.053257 | 0.036233 | 0.002748 | 0.010264
KAHALA 2 12KV | KAHALA 3 | 0.008729 | 0.036835 | 0.161 | 0.036818 | 0.038112 | 0.11544 | 0.12989 | 0.036377 | 0.040761 | 0.028298
KAHALA 2 12KV | LUAWAI | 0.031249 | 0.086246 | 0.063548 | 0.061478 | 0.049431 | 0.06014 | 0.04021 | 0.055664 | 0.06462 | 0.055636
KAHALA 2 4KV | FARMERS RD | 0.011006 | 0.034176 | 0.021028 | 0.004992 | 0.023087 | 0.010096 | 0.053112 | 0.017024 | 0.027136 | 0.038663
KAHALA 2 4KV | KILAUEA 4KV | 0.010696 | 0.016372 | 0.020656 | 0.0078 | 0.022139 | 0.015259 | 0.028791 | 0.023982 | 0.007245 | 0.010597
KAHALA 2 4KV | KOLOA | 0.052597 | 0.024902 | 0.043203 | 0.20962 | 0.008373 | 0.030769 | 0.20991 | 0.12614 | 0.011157 | 0.016265
KAHE 1 | BARBERS PT | 0.015858 | 0.011104 | 0.07891 | 0.037228 | 0.029531 | 0.045691 | 0.028861 | 0.031305 | 0.029056 | 0.037484
KAHE 1 | KAHE | 0.05548 | 0.097625 | 0.073322 | 0.059008 | 0.050633 | 0.061118 | 0.071386 | 0.082337 | 0.074925 | 0.080428
KAHUKU | KAHUKU | 0.12878 | 0.044712 | 0.17444 | 0.1679 | 0.028882 | 0.036716 | 0.053578 | 0.0278 | 0.040046 | 0.03467
KAHUKU | KAWELA | 0.018641 | 0.025651 | 0.039309 | 0.005335 | 0.034113 | 0.027126 | 0.015692 | 0.023887 | 0.006948 | 0.022063
KAILUA 1 | KAILUA 1 | 0.022216 | 0.038596 | 0.060621 | 0.050825 | 0.018719 | 0.05198 | 0.05051 | 0.034068 | 0.046007 | 0.039594
KAILUA 1 | KAILUA 2 | 0.097044 | 0.085407 | 0.12994 | 0.085673 | 0.082279 | 0.19961 | 0.091483 | 0.094744 | 0.12777 | 0.064773
KAILUA 1 4KV | COCONUT GROVE | 0.015898 | 0.023327 | 0.032807 | 0.039367 | 0.018521 | 0.028634 | 0.034527 | 0.020679 | 0.025581 | 0.034522
KAILUA 1 4KV | TOWN | 0 | 0 | 0 | 0 | 0.001622 | 0.000811 | 0 | 0.000811 | 0 | 0
KAILUA 2 4KV | KALAMA | 0.00528 | 0.008875 | 0.005444 | 0.017357 | 0.008853 | 0.013262 | 0.006182 | 0.018511 | 0.008587 | 0.029144
KAIMUKI 1 | KAI-WAIALAE | 0.010931 | 0.024706 | 0.021454 | 0.020963 | 0.023748 | 0.010885 | 0.01347 | 0.03218 | 0.010931 | 0.021468
KAIMUKI 1 | RUGER | 0.010465 | 0.016355 | 0.00354 | 0.005925 | 0.005836 | 0.005477 | 0.006246 | 0.011871 | 0.002256 | 0.012664
KAIMUKI 2 | KAI-HARDING | 0.003863 | 0.012967 | 0.00631 | 0.00734 | 0.001533 | 0 | 0.001533 | 0.006688 | 0.004856 | 0.003863
KAIMUKI 2 | KAI-KAIMUKI | 0.003364 | 0.020301 | 0.009776 | 0.012212 | 0.010018 | 0.013176 | 0.013909 | 0.004006 | 0.012737 | 0.01364
KAIMUKI 2 | KAI-WILHELMINA | 0.010459 | 0.012321 | 0.01067 | 0.001283 | 0.00984 | 0.002239 | 0.019313 | 0.010858 | 0.006333 | 0.007746
KAKAAKO 1 | KAMANI | 0 | 0 | 0 | 0 | 0 | 0.00253 | 0.00253 | 0 | 0 | 0
KAKAAKO 1 | QUEEN ST | 0 | 0 | 0 | 0 | 0 | 0 | 0 | 0.002688 | 0 | 0
KAKAAKO 2 | ILANIWAI | 0 | 0 | 0 | 0 | 0 | 0 | 0 | 0 | 0.002073 | 0
KAKAAKO 3 | KAKAAKO 5 | 0.002573 | 0.009917 | 0.011154 | 0.002415 | 0.007322 | 0.003848 | 0.002396 | 0.00903 | 0.009277 | 0.010586
KAKAAKO 4 | KAKAAKO 9 | 0 | 0.007682 | 0.003841 | 0.003841 | 0.003841 | 0 | 0.011523 | 0.003841 | 0.003841 | 0.007682
KAKAAKO 4 | KEAWE | 0.001421 | 0.005684 | 0.010535 | 0.009947 | 0.00343 | 0.001421 | 0.011368 | 0.001421 | 0.008526 | 0.007105
KALAMA 1 | KAINALU | 0.030492 | 0.15258 | 0.044389 | 0.11404 | 0.035314 | 0.10903 | 0.093054 | 0.12912 | 0.045366 | 0.14739
KALAMA 1 | ONEAWA | 0.017374 | 0.032254 | 0.026141 | 0.019529 | 0.017309 | 0.040451 | 0.0164 | 0.025156 | 0.022058 | 0.017001
KALAMA 2 CSP | AINONI | 0.005285 | 0.031918 | 0.033677 | 0.028674 | 0.018209 | 0.0156 | 0.007966 | 0.010611 | 0.006997 | 0.021307
KALIHI 1 | KALIHI KAI | 0.007021 | 0.036174 | 0.020665 | 0.011556 | 0.018593 | 0.014804 | 0.023635 | 0.015369 | 0.017459 | 0.024188
KALIHI 1 | KALIHI UKA | 0.003909 | 0.013409 | 0.026211 | 0.006855 | 0.012123 | 0.025522 | 0.008532 | 0.017431 | 0.008544 | 0.009164
KALIHI 2 | BECKLEY | 0.005015 | 0.001263 | 0.00772 | 0.007018 | 0.014522 | 0.004529 | 0.004292 | 0 | 0.009425 | 0.002407
KALIHI 2 | KAM IV | 0.010569 | 0.035264 | 0.046013 | 0.017916 | 0.029054 | 0.027803 | 0.029946 | 0.018486 | 0.023647 | 0.027063
KAMILOIKI | ANUU | 0.045984 | 0.073887 | 0.052417 | 0.14913 | 0.06797 | 0.15305 | 0.045491 | 0.050896 | 0.095375 | 0.072893
KAMILOIKI | KOKOHEAD | 0.023326 | 0.04856 | 0.051385 | 0.043388 | 0.071622 | 0.049907 | 0.028333 | 0.039201 | 0.047258 | 0.035851
KAMOHO 1 | KALIHI ST | 0.009959 | 0.023922 | 0.033692 | 0.013963 | 0.028183 | 0.016384 | 0.028689 | 0.021958 | 0.040668 | 0.025163
KAMOHO 1 | MACHADO ST | 0.014246 | 0.016846 | 0.024204 | 0.005856 | 0.01456 | 0.008514 | 0.008578 | 0.014188 | 0.009362 | 0.031502
KAMOHO 2 | KAM TERRACE | 0.017979 | 0.021655 | 0.036196 | 0.030883 | 0.011349 | 0.033639 | 0.023447 | 0.035016 | 0.030141 | 0.039901
KAMOKILA 1 | KAMOKILA 2 | 0.034425 | 0.066146 | 0.055081 | 0.07536 | 0.049279 | 0.047883 | 0.046709 | 0.063124 | 0.07335 | 0.044165
KAMOKILA 2 | KAMOKILA 4 | 0.049059 | 0.10165 | 0.077592 | 0.057016 | 0.055156 | 0.065068 | 0.048879 | 0.080174 | 0.058531 | 0.064682
KAMOKILA 3 | KAMOKILA 6 | 0.022703 | 0.050275 | 0.037478 | 0.040687 | 0.04052 | 0.031967 | 0.039109 | 0.031737 | 0.050432 | 0.04133
KAMOKU T2 | KAMOKU 10 | 0.006009 | 0.012763 | 0.01181 | 0.013437 | 0.007381 | 0.012227 | 0.009195 | 0.006445 | 0.014575 | 0.014546
KANEOHE 1 | HEEIA | 0.041964 | 0.12284 | 0.080873 | 0.072256 | 0.091156 | 0.087073 | 0.097691 | 0.089076 | 0.086325 | 0.063224
KANEOHE 1 | PALEKA | 0.010848 | 0.056978 | 0.067702 | 0.032393 | 0.023387 | 0.03502 | 0.026805 | 0.034112 | 0.04478 | 0.049874
KANEOHE 2 | ANOI | 0.038681 | 0.075106 | 0.058897 | 0.02772 | 0.055526 | 0.0687 | 0.05948 | 0.042183 | 0.070805 | 0.042587
KANEOHE 2 | PAHIA | 0.020165 | 0.048338 | 0.046922 | 0.042975 | 0.031931 | 0.048336 | 0.051178 | 0.032141 | 0.039745 | 0.047412
KANEOHE 3 | KANEOHE 5 | 0.012125 | 0.05726 | 0.061969 | 0.035066 | 0.033484 | 0.035025 | 0.033945 | 0.050231 | 0.048778 | 0.046064
KANEOHE 3 | KANEOHE 6 | 0.006739 | 0.012624 | 0.01312 | 0.007669 | 0.003462 | 0.00836 | 0.009595 | 0.015394 | 0.0094 | 0.009529
KAONOHI 1 | KAONOHI 1 | 0.010458 | 0.027603 | 0.016259 | 0.006375 | 0.015937 | 0.015026 | 0.014135 | 0.01066 | 0.014213 | 0.019294
KAONOHI 1 | KAONOHI 2 | 0.061444 | 0.080747 | 0.071103 | 0.058828 | 0.066168 | 0.064056 | 0.068164 | 0.039098 | 0.07774 | 0.072139
KAONOHI 2 | KAONOHI 3 | 0.013553 | 0.017547 | 0.023038 | 0.00897 | 0.009123 | 0.015377 | 0.013635 | 0.012297 | 0.013201 | 0.014753
KAONOHI 2 | KAONOHI 4 | 0.015151 | 0.026275 | 0.0241 | 0.009405 | 0.028191 | 0.026416 | 0.027728 | 0.022515 | 0.02595 | 0.02536
KAPAHULU 1 | KANAINA | 0.03049 | 0.057232 | 0.072619 | 0.024884 | 0.063934 | 0.051222 | 0.076197 | 0.052352 | 0.062534 | 0.085934
KAPAHULU 1 | SHERATON 1 | 0.010296 | 0.02497 | 0.005915 | 0.008127 | 0.004653 | 0.008885 | 0.005677 | 0.00066 | 0.007108 | 0.007605
KAPAHULU 2 | LEAHI | 0.028538 | 0.2089 | 0.088846 | 0.044014 | 0.057682 | 0.25596 | 0.13925 | 0.072108 | 0.069204 | 0.13401
KAPAHULU 2 | SHERATON 2 | 0.001004 | 0.00265 | 0 | 0.000823 | 0 | 0 | 0.001646 | 0 | 0 | 0.002469
KAPAHULU 3 | KALAKAUA | 0.001945 | 0.001945 | 0.001945 | 0.00389 | 0.009725 | 0.00389 | 0.00778 | 0.009725 | 0.01167 | 0.00778
KAPAHULU 3 | PAOAKALANI | 0.003337 | 0.007451 | 0.002673 | 0.010887 | 0.007565 | 0.006403 | 0.006432 | 0.006474 | 0.000891 | 0.006825
KAPAHULU 4 | DIAMOND HEAD | 0.046165 | 0.046336 | 0.27531 | 0.020918 | 0.32114 | 0.22633 | 0.062243 | 0.108 | 0.015614 | 0.029967
KAPAHULU 4 | KAPAHULU 1 | 0.002694 | 0.005388 | 0.007184 | 0.00449 | 0.005388 | 0.00449 | 0.003592 | 0.00449 | 0.007184 | 0.00449
KAPAHULU 5 | KANEKAPOLEI | 0.010341 | 0.034832 | 0.022285 | 0.018042 | 0.011418 | 0.018724 | 0.018243 | 0.026118 | 0.012886 | 0.025531
KAPAHULU 6 | KAPAHULU 4 | 0.003641 | 0.020446 | 0.004121 | 0.005703 | 0.001475 | 0.00261 | 0.008754 | 0.003979 | 0.005716 | 0.006377
KAPALAMA 1 | MOKAUEA | 0.004484 | 0.005196 | 0.006227 | 0.005875 | 0.010443 | 0.003843 | 0.004506 | 0.007726 | 0.001281 | 0.003006
KAPALAMA 1 | SAND ISLAND | 0.002486 | 0.004869 | 0.003585 | 0.001714 | 0.000175 | 0.001262 | 0.011379 | 0.001262 | 0.001437 | 0.002915
KAPALAMA 2 | HOUGHTAILING | 0.006125 | 0.009101 | 0.008431 | 0.007934 | 0.009745 | 0.0056 | 0.00538 | 0.013011 | 0.005357 | 0.01148
KAPALAMA 2 | KAHAI | 0.002246 | 0.1 | 0.001475 | 0.004404 | 0.001436 | 0.005545 | 0.003627 | 0.1 | 0.10138 | 0.002246
KAPALAMA 3 | PUUHALE | 0 | 0.002265 | 0.01541 | 0.001445 | 0.00289 | 0.012817 | 0 | 0.010359 | 0.001445 | 0.001762
KAPIOLANI 1 (12KV) | KAPIOLANI 1 | 0.020936 | 0.046583 | 0.049993 | 0.02859 | 0.047146 | 0.029162 | 0.036897 | 0.030555 | 0.040852 | 0.042411
KAPIOLANI 1 (12KV) | KAPIOLANI 2 | 0.020327 | 0.033255 | 0.029412 | 0.050692 | 0.035738 | 0.031518 | 0.020209 | 0.039609 | 0.026787 | 0.05803
KAPIOLANI 1 (4KV) | KAP-HARDING | 0.008501 | 0.031406 | 0.018576 | 0.018882 | 0.0271 | 0.020815 | 0.024015 | 0.013198 | 0.037456 | 0.019423
KAPIOLANI 1 (4KV) | KUHIO | 0.001175 | 0.005359 | 0.003709 | 0.004793 | 0.00235 | 0.007067 | 0.005559 | 0.001175 | 0.004475 | 0.004184
KAPIOLANI 1 (4KV) | ST LOUIS HTS | 0 | 0.009509 | 0.002277 | 0 | 0 | 0.002612 | 0.001905 | 0.004182 | 0.005343 | 0.003108
KAPIOLANI 2 (12KV) | KAPIOLANI 3 | 0.022886 | 0.045509 | 0.033904 | 0.042383 | 0.046127 | 0.035193 | 0.041547 | 0.044937 | 0.028926 | 0.034804
KAPIOLANI 2 (12KV) | ST LOUIS | 0.023814 | 0.046678 | 0.028427 | 0.030086 | 0.032941 | 0.025831 | 0.043837 | 0.02156 | 0.034941 | 0.024089
KAPIOLANI 2 (4KV) | KAP-KAIMUKI | 0.00197 | 0.006569 | 0 | 0.001399 | 0.001796 | 0.007397 | 0.003425 | 0.001399 | 0.005388 | 0.002697
KAPIOLANI 2 (4KV) | KAP-WAIALAE | 0.009539 | 0.015212 | 0.008659 | 0.006213 | 0.013412 | 0.006105 | 0.005274 | 0.009835 | 0.006579 | 0.003919
KAPOLEI 1 | KAPOLEI 2 | 0.061288 | 0.082093 | 0.12203 | 0.050195 | 0.060229 | 0.054105 | 0.083784 | 0.063612 | 0.055242 | 0.05398
KAPOLEI 2 | KAPOLEI 4 | 0.009571 | 0.033463 | 0.013658 | 0.032148 | 0.035644 | 0.02617 | 0.018179 | 0.03002 | 0.022217 | 0.019014
KEOLU 1 | AALAPAPA | 0.014368 | 0.10396 | 0.10425 | 0.070216 | 0.080021 | 0.057956 | 0.068828 | 0.043178 | 0.075558 | 0.065497
KEOLU 1 | ENCHANTED LAKES | 0.035469 | 0.065298 | 0.071717 | 0.051124 | 0.066719 | 0.043669 | 0.071888 | 0.050955 | 0.05739 | 0.057377
KEOLU 2 | KAILUA HTS | 0.08108 | 0.096146 | 0.10452 | 0.064364 | 0.08067 | 0.083697 | 0.090369 | 0.25362 | 0.19194 | 0.079932
KEOLU 2 | KEOLU DR | 0.047333 | 0.051835 | 0.053562 | 0.036028 | 0.061399 | 0.058464 | 0.049395 | 0.055023 | 0.06322 | 0.059883
KEWALO 1 | KEWALO 1 | 0.002246 | 0.004409 | 0.001495 | 0.000792 | 0.004113 | 0.008309 | 0.002145 | 0.003741 | 0.006159 | 0.001495
KEWALO 1 | KEWALO 2 | 0.006811 | 0.010539 | 0.012159 | 0.002695 | 0.00833 | 0.007208 | 0.011452 | 0.008337 | 0.006285 | 0.009982
KEWALO 2 | KEWALO 4 | 0.006445 | 0.007736 | 0.004824 | 0.004291 | 0.005922 | 0.006573 | 0.00711 | 0.007003 | 0.006526 | 0.011386
KEWALO T3 | KEWALO 5 | 0.001271 | 0.010168 | 0.011439 | 0.006355 | 0.010168 | 0.011439 | 0.001271 | 0.006355 | 0.003813 | 0.051415
KO OLINA 1 | KO OLINA 1 | 0 | 0.006576 | 0.020122 | 0.013028 | 0.026261 | 0.003556 | 0.018528 | 0.012914 | 0.0071 | 0.008133
KOOLAU | HALEKOU | 0.06878 | 0.073679 | 0.056245 | 0.063658 | 0.064202 | 0.098061 | 0.061657 | 0.075905 | 0.086069 | 0.058989
KOOLAU | PALI | 0.033239 | 0.066197 | 0.074352 | 0.058681 | 0.074301 | 0.059689 | 0.054022 | 0.050529 | 0.068826 | 0.057373
KUAPA 1 | KUAPA 1 | 0.052163 | 0.05868 | 0.059301 | 0.074221 | 0.054349 | 0.059519 | 0.059301 | 0.052973 | 0.040416 | 0.065465
KUAPA 1 | KUAPA 2 | 0.021152 | 0.050266 | 0.027729 | 0.039494 | 0.032717 | 0.052181 | 0.05129 | 0.037215 | 0.035755 | 0.041801
KUAPA 2 | KUAPA 3 | 0.024481 | 0.055432 | 0.062824 | 0.045332 | 0.057934 | 0.053049 | 0.043314 | 0.021634 | 0.042017 | 0.047552
KUAPA 2 | KUAPA 4 | 0.032443 | 0.038584 | 0.053946 | 0.028906 | 0.042718 | 0.041501 | 0.031351 | 0.15223 | 0.046305 | 0.042156
KUHIO 1 | KUHIO 1 | 0.002676 | 0.001425 | 0.001582 | 0.005713 | 0.00516 | 0.004072 | 0.00741 | 0.001582 | 0.003753 | 0.006567
KUHIO 2 | KUHIO 3 | 0 | 0.00244 | 0 | 0 | 0 | 0.00244 | 0 | 0 | 0 | 0
KUHIO 2 | KUHIO 4 | 0.005196 | 0.038816 | 0.012404 | 0.012569 | 0.012677 | 0.029545 | 0.013206 | 0.009908 | 0.01486 | 0.012093
KUILIMA 2 | KUILIMA 1 | 0.026045 | 0.049389 | 0.076667 | 0.033554 | 0.030568 | 0.043403 | 0.038985 | 0.030653 | 0.051594 | 0.035756
KUNIA | KUNIA | 0.001135 | 0.005938 | 0.006932 | 0.002268 | 0.002523 | 0.008928 | 0.002811 | 0.00088 | 0.002824 | 0
KUNIA MAKAI 1 | KUNIA MAKAI 1 | 0.018641 | 0.053266 | 0.042062 | 0.035772 | 0.046472 | 0.03265 | 0.041218 | 0.029453 | 0.033658 | 0.073713
KUNIA MAKAI 1 | KUNIA MAKAI 2 | 0.04818 | 0.17032 | 0.11957 | 0.10292 | 0.091413 | 0.11286 | 0.12158 | 0.136 | 0.12409 | 0.097594
KUNIA MAKAI 2 | KUNIA MAKAI 3 | 0.022986 | 0.081076 | 0.080902 | 0.062338 | 0.068044 | 0.056439 | 0.082678 | 0.074528 | 0.057344 | 0.050441
KUNIA MAKAI 2 | KUNIA MAKAI 4 | 0.031632 | 0.035093 | 0.03593 | 0.017955 | 0.033033 | 0.037356 | 0.041759 | 0.046863 | 0.031791 | 0.037475
LAELAE 1 | KALIHI VALLEY | 0.011847 | 0.017034 | 0.030646 | 0.060936 | 0.021494 | 0.025499 | 0.016281 | 0.020783 | 0.025949 | 0.021076
LAELAE 2 | LIKELIKE | 0.016033 | 0.018357 | 0.013 | 0.018499 | 0.016182 | 0.010447 | 0.008929 | 0.014455 | 0.013371 | 0.016952
LAELAE 2 | NUMANA | 0.006539 | 0.016863 | 0.005533 | 0.002191 | 0.007725 | 0.00207 | 0.006611 | 0.015039 | 0.013938 | 0.006828
LAKESIDE 1 | LAKESIDE 1 | 0.022874 | 0.041065 | 0.033232 | 0.24694 | 0.1351 | 0.049368 | 0.024419 | 0.0432 | 0.03379 | 0.019322
LAKESIDE 1 | LAKESIDE 2 | 0.018557 | 0.039022 | 0.032546 | 0.036029 | 0.033192 | 0.03112 | 0.026562 | 0.03231 | 0.026888 | 0.024113
LAKESIDE 2 | LAKESIDE 3 | 0.027391 | 0.054691 | 0.047482 | 0.043545 | 0.049541 | 0.051319 | 0.053133 | 0.039906 | 0.059153 | 0.034034
LAKESIDE 2 | LAKESIDE 4 | 0.013362 | 0.044174 | 0.016722 | 0.015626 | 0.021938 | 0.032041 | 0.022846 | 0.030476 | 0.03673 | 0.027656
MAKAHA 1 | MAKAHA | 0.079285 | 0.11374 | 0.09551 | 0.10058 | 0.094522 | 0.081457 | 0.10331 | 0.083842 | 0.080796 | 0.099578
MAKAHA 2 | MAKAHA VALLEY | 0.012888 | 0.026915 | 0.015288 | 0.017286 | 0.036028 | 0.014813 | 0.012114 | 0.023098 | 0.011984 | 0.010728
MAKAHA 2 | MAUKA | 0.06559 | 0.17366 | 0.13793 | 0.071305 | 0.12795 | 0.090498 | 0.12056 | 0.090656 | 0.091883 | 0.12129
MAKAKILO 1 | MAKAKILO 1 | 0.038257 | 0.075881 | 0.081972 | 0.060614 | 0.07965 | 0.055297 | 0.080799 | 0.073016 | 0.10565 | 0.09876
MAKAKILO 1 | MAKAKILO 3 | 0.044114 | 0.08791 | 0.095867 | 0.043591 | 0.070036 | 0.06575 | 0.087183 | 0.092307 | 0.054594 | 0.065743
MAKAKILO 2 | MAKAKILO 2 | 0.10071 | 0.12607 | 0.11651 | 0.090343 | 0.12412 | 0.078982 | 0.096891 | 0.083036 | 0.13162 | 0.076435
MAKAKILO 2 | MAKAKILO 4 | 0.017152 | 0.040904 | 0.041033 | 0.020211 | 0.016961 | 0.021368 | 0.015702 | 0.020933 | 0.023431 | 0.012168
MAKALAPA 1 | HALAWA | 0.025536 | 0.026998 | 0.061366 | 0.037497 | 0.029135 | 0.02727 | 0.018565 | 0.034347 | 0.034927 | 0.029095
MAKALAPA 1 | MAKALAPA-MOANALUA | 0.017103 | 0.075656 | 0.07352 | 0.057117 | 0.047415 | 0.03985 | 0.05456 | 0.054575 | 0.049797 | 0.032251
MAKALAPA 2 | ALIAMANU | 0.03336 | 0.09255 | 0.078397 | 0.0693 | 0.088593 | 0.090314 | 0.097242 | 0.074279 | 0.11857 | 0.097562
MAKALOA 1 | PAWAA KAI | 0.004218 | 0.008377 | 0.002777 | 0.001343 | 0.002686 | 0.008352 | 0.008422 | 0.006897 | 0.005554 | 0.005561
MAKALOA 2 | AUDITORIUM | 0.002812 | 0.005624 | 0.009842 | 0.012654 | 0.008436 | 0.009842 | 0.015466 | 0.002812 | 0.00703 | 0.004218
MAKALOA 3 | KAMAKEE | 0 | 0.001155 | 0.00231 | 0.001155 | 0.001155 | 0 | 0.001155 | 0 | 0 | 0
MAKALOA 3 | MAKALOA | 0.004093 | 0.016759 | 0.013927 | 0.008063 | 0.005684 | 0.007219 | 0.008878 | 0.010189 | 0.009379 | 0.007138
MAKALOA 4 | DAIRYMENS | 0.00699 | 0.01563 | 0.020595 | 0.014796 | 0.013031 | 0.020676 | 0.018673 | 0.01867 | 0.025571 | 0.022385
MAKALOA 4 | MAHUKONA | 0.004065 | 0.010941 | 0.009492 | 0.004596 | 0.00438 | 0.003082 | 0.005123 | 0.012357 | 0.004009 | 0.005607
MALAKOLE 2 | MALAKOLE 4 | 0 | 0 | 0 | 0 | 0 | 0 | 0.022545 | 0 | 0 | 0
MANOA 1 | MANOA 1 | 0.020473 | 0.024554 | 0.039339 | 0.043257 | 0.02569 | 0.042878 | 0.026486 | 0.053868 | 0.022977 | 0.058086
MANOA 1 | MANOA 2 | 0.025372 | 0.024699 | 0.046768 | 0.019955 | 0.031823 | 0.03395 | 0.040001 | 0.022883 | 0.033273 | 0.027222
MANOA 2 | MANOA 3 | 0.035742 | 0.039887 | 0.038527 | 0.053733 | 0.025623 | 0.024418 | 0.024539 | 0.032877 | 0.032056 | 0.050412
MAPUNAPUNA 1 | AHUA | 0 | 0 | 0.003874 | 0.003874 | 0 | 0 | 0.001937 | 0.001937 | 0.003874 | 0
MAPUNAPUNA 2 | MAPUNAPUNA-MOANALUA | 0.010158 | 0.031196 | 0.013773 | 0.017245 | 0.009493 | 0.023094 | 0.012701 | 0.020885 | 0.012762 | 0.007864
MCCULLY 2 | HAWN VILLAGE 2 | 0.008007 | 0.050366 | 0.02989 | 0.023311 | 0.019726 | 0.020259 | 0.025475 | 0.016579 | 0.026074 | 0.020454
MCCULLY 2 | MCCULLY 1 | 0.023418 | 0.021143 | 0.031872 | 0.025985 | 0.027932 | 0.047586 | 0.032895 | 0.031014 | 0.031251 | 0.027607
MCCULLY 5 | MCCULLY 3 | 0.001027 | 0.003081 | 0 | 0.001027 | 0.002054 | 0.001027 | 0 | 0.001027 | 0.002054 | 0.004108
MCCULLY 6 | MANOA-MCCULLY | 0.002353 | 0.005887 | 0.00483 | 0.004555 | 0.00336 | 0.01159 | 0.005705 | 0.007905 | 0.007999 | 0.009085
MCCULLY 6 | MCCULLY 5 | 0.014709 | 0.027802 | 0.03432 | 0.029053 | 0.022285 | 0.028691 | 0.0103 | 0.038384 | 0.027738 | 0.039931
MIKILUA 1 | MIKILUA 1 | 0.038288 | 0.043027 | 0.041242 | 0.03171 | 0.019559 | 0.047147 | 0.054453 | 0.044678 | 0.044208 | 0.025025
MIKILUA 2 | MIKILUA 3 | 0.045524 | 0.073439 | 0.083193 | 0.047148 | 0.063605 | 0.059855 | 0.05472 | 0.057933 | 0.051526 | 0.068195
MIKILUA 2 | MIKILUA 4 | 0.014897 | 0.045544 | 0.071057 | 0.034268 | 0.043081 | 0.061033 | 0.064091 | 0.039374 | 0.032487 | 0.050268
MIKILUA 3 | MIKILUA 5 | 0.068224 | 0.21016 | 0.16915 | 0.16261 | 0.14283 | 0.12677 | 0.14423 | 0.15945 | 0.12262 | 0.17552
MILILANI 1 | MILILANI 1 | 0.042836 | 0.095944 | 0.063732 | 0.064277 | 0.043699 | 0.070235 | 0.059856 | 0.043923 | 0.052382 | 0.050468
MILILANI 1 | MILILANI 2 | 0.030968 | 0.079023 | 0.060242 | 0.051876 | 0.066785 | 0.071234 | 0.051332 | 0.06374 | 0.053717 | 0.04784
MILILANI 2 | MILILANI 3 | 0.016875 | 0.027053 | 0.026352 | 0.018376 | 0.031533 | 0.021285 | 0.012735 | 0.008962 | 0.023342 | 0.027145
MILILANI 2 | MILILANI 4 | 0.03723 | 0.075894 | 0.11071 | 0.065557 | 0.07672 | 0.069424 | 0.05822 | 0.08325 | 0.065851 | 0.082164
MOILIILI 1 | MOILIILI 1 | 0.02759 | 0.036901 | 0.032352 | 0.024493 | 0.033177 | 0.027081 | 0.041894 | 0.02544 | 0.029849 | 0.022843
MOILIILI 1 | MOILIILI 2 | 0.021782 | 0.072176 | 0.049486 | 0.046028 | 0.048252 | 0.05397 | 0.042393 | 0.048041 | 0.044334 | 0.056447
NUUANU 2 | NUUANU 2 | 0.12592 | 0.14719 | 0.13354 | 0.026847 | 0.2105 | 0.1281 | 0.1314 | 0.064682 | 0.010633 | 0.11616
NUUANU 2 | NUUANU 3 | 0.022288 | 0.053514 | 0.056422 | 0.033745 | 0.02826 | 0.033801 | 0.031161 | 0.034302 | 0.029251 | 0.033372
OCEAN POINTE 1 | OCEAN POINTE 1 | 0.058695 | 0.1544 | 0.086219 | 0.16193 | 0.1371 | 0.070576 | 0.081531 | 0.14111 | 0.087461 | 0.093559
OCEAN POINTE 1 | OCEAN POINTE 2 | 0.056243 | 0.10744 | 0.16805 | 0.099649 | 0.10849 | 0.092675 | 0.097214 | 0.14487 | 0.12634 | 0.096923
OCEAN POINTE 2 | OCEAN POINTE 3 | 0.049336 | 0.089729 | 0.11305 | 0.095215 | 0.085243 | 0.085995 | 0.13778 | 0.073129 | 0.082313 | 0.09031
OCEAN POINTE 2 | OCEAN POINTE 4 | 0.02285 | 0.067135 | 0.046452 | 0.071331 | 0.02318 | 0.032545 | 0.065849 | 0.030505 | 0.041705 | 0.042513
PAUOA 1 | PAUOA 1 | 0.019229 | 0.035209 | 0.044914 | 0.030291 | 0.044295 | 0.02387 | 0.031849 | 0.049957 | 0.046377 | 0.02551
PAUOA 1 | PAUOA 2 | 0.082352 | 0.1408 | 0.15434 | 0.093241 | 0.11879 | 0.071126 | 0.11732 | 0.11025 | 0.093908 | 0.10671
PEARL CITY 1 | PEARL CITY 1 | 0.007645 | 0.017712 | 0.021257 | 0.036305 | 0.041012 | 0.025602 | 0.021904 | 0.008837 | 0.018279 | 0.041564
PEARL CITY 1 | PEARL CITY 2 | 0.055647 | 0.097261 | 0.071118 | 0.084816 | 0.096407 | 0.06403 | 0.071182 | 0.054537 | 0.059125 | 0.084226
PIIKOI 1 | PENSACOLA | 0.010024 | 0.020537 | 0.019412 | 0.016163 | 0.015276 | 0.019662 | 0.01974 | 0.012889 | 0.01094 | 0.010216
PIIKOI 1 | PIIKOI | 0.018146 | 0.052212 | 0.058813 | 0.038427 | 0.033086 | 0.039948 | 0.03832 | 0.039898 | 0.040744 | 0.041214
PIIKOI 2 | KEWALO | 0.031619 | 0.083495 | 0.077163 | 0.069832 | 0.064785 | 0.061004 | 0.067112 | 0.042247 | 0.078849 | 0.052343
PIIKOI 2 | THURSTON | 0.036443 | 0.061847 | 0.059501 | 0.042455 | 0.048958 | 0.042114 | 0.033411 | 0.041237 | 0.05353 | 0.046116
PIIKOI 3 | BWS | 0.004755 | 0.006421 | 0.011309 | 0.015475 | 0.014995 | 0.007545 | 0.005651 | 0.009788 | 0.013847 | 0.009571
PIIKOI 3 | MANOA-PIIKOI | 0.010812 | 0.057714 | 0.060282 | 0.03821 | 0.039934 | 0.023133 | 0.067599 | 0.025092 | 0.0486 | 0.046638
PIIKOI 4 | PIIKOI 7 | 0.007241 | 0.005234 | 0 | 0.00341 | 0.002054 | 0.002054 | 0.005941 | 0.009014 | 0.002481 | 0
PIIKOI 4 | PIIKOI 8 | 0.041525 | 0.073142 | 0.063531 | 0.064775 | 0.067464 | 0.044027 | 0.077806 | 0.062501 | 0.052918 | 0.064837
POHAKUPU 2 | OLOMANA | 0.011837 | 0.054497 | 0.016907 | 0.010031 | 0.021874 | 0.011587 | 0.008978 | 0.012806 | 0.011415 | 0.016075
POHAKUPU 2 | POHAKUPU 4 | 0.041188 | 0.039931 | 0.063982 | 0.052355 | 0.067431 | 0.054349 | 0.08071 | 0.054227 | 0.06498 | 0.033138
PUKELE 2 | CARLOS LONG | 0.037893 | 0.063775 | 0.075007 | 0.059368 | 0.058477 | 0.05514 | 0.071495 | 0.045051 | 0.057852 | 0.050446
PUKELE 2 | WAIOMAO | 0.052534 | 0.098789 | 0.073679 | 0.066029 | 0.10281 | 0.095705 | 0.082697 | 0.088084 | 0.054882 | 0.051692
PUOHALA 1 | PUOHALA 1 | 0.015704 | 0.047746 | 0.040945 | 0.034111 | 0.03128 | 0.006575 | 0.032558 | 0.056733 | 0.021758 | 0.039846
PUOHALA 1 | PUOHALA 2 | 0.10438 | 0.16441 | 0.16689 | 0.12555 | 0.067521 | 0.10513 | 0.11126 | 0.11205 | 0.12832 | 0.099455
PUUNUI 1 | ALEWA | 0.001606 | 0.010947 | 0.008297 | 0.00919 | 0.005783 | 0.008644 | 0.002441 | 0.001678 | 0.018992 | 0.008257
PUUNUI 1 | PUUNUI | 0.016057 | 0.031321 | 0.012612 | 0.01666 | 0.013059 | 0.036001 | 0.034278 | 0.016493 | 0.022564 | 0.019635
PUUNUI 2 | EKEKELA | 0.009561 | 0.008044 | 0.012068 | 0.013188 | 0.025644 | 0.016181 | 0.026571 | 0.013257 | 0.031226 | 0.032557
PUUNUI 2 | HEIGHTS | 0.016244 | 0.024433 | 0.03085 | 0.018477 | 0.021518 | 0.014203 | 0.019171 | 0.01892 | 0.006299 | 0.021787
QUEENS 1 | QUEENS 1 | 0.037488 | 0.051139 | 0.069463 | 0.040377 | 0.043946 | 0.035541 | 0.045664 | 0.046475 | 0.078961 | 0.059188
QUEENS 1 | QUEENS 2 | 0.012 | 0.016489 | 0.027582 | 0.02733 | 0.011289 | 0.025784 | 0.015354 | 0.004479 | 0.015951 | 0.022977
SCHOOL ST 1 | CKT 7 | 0.010795 | 0.018132 | 0.014062 | 0.015291 | 0.022431 | 0.015436 | 0.0113 | 0.01309 | 0.012308 | 0.004893
SCHOOL ST 1 | SCHOOL ST 3 | 0.014948 | 0.025413 | 0.036724 | 0.027433 | 0.017175 | 0.015018 | 0.025861 | 0.027866 | 0.021519 | 0.023019
SCHOOL ST 2 | FORT ST | 0.002934 | 0.005181 | 0.002024 | 0.002012 | 0.000982 | 0.001229 | 0.004175 | 0.005461 | 0.002211 | 0.003006
SCHOOL ST 2 | SCHOOL ST | 0.042667 | 0.049175 | 0.073506 | 0.042676 | 0.048481 | 0.026521 | 0.033529 | 0.055334 | 0.031391 | 0.031627
SCHOOL ST 3 | KALIHI | 0.001319 | 0.002638 | 0.002638 | 0.002638 | 0 | 0.002638 | 0.005276 | 0 | 0.002638 | 0
SCHOOL ST T2 | KAPALAMA | 0.005708 | 0.014853 | 0.00777 | 0.00961 | 0.002964 | 0.003485 | 0.011509 | 0.009585 | 0.009786 | 0.006759
SCHOOL ST T2 | KUAKINI | 0.003555 | 0.003385 | 0.002738 | 0.000843 | 0.008001 | 0.003385 | 0.004901 | 0.002114 | 0.006763 | 0.00694
SCHOOL ST T2 | LILIHA MAKAI | 0.002198 | 0.003613 | 0 | 0.001826 | 0.003723 | 0.004171 | 0.002012 | 0 | 0 | 0.003723
UPPER KIPAPA 1 | KUAHELANI 1 | 0.030476 | 0.066271 | 0.04419 | 0.044019 | 0.057847 | 0.049631 | 0.043017 | 0.042063 | 0.060641 | 0.058478
UPPER KIPAPA 1 | KUAHELANI 4 | 0.073051 | 0.14363 | 0.11208 | 0.074128 | 0.10548 | 0.096851 | 0.093346 | 0.10605 | 0.095761 | 0.093781
UPPER KIPAPA 2 | KUAHELANI 2 | 0.015207 | 0.03147 | 0.043988 | 0.028596 | 0.02571 | 0.038733 | 0.026475 | 0.01755 | 0.008191 | 0.046317
UPPER KIPAPA 2 | KUAHELANI 3 | 0.034501 | 0.10151 | 0.073737 | 0.070798 | 0.062144 | 0.055563 | 0.067111 | 0.059428 | 0.047575 | 0.079113
UWAPO 1 | UWAPO 1 | 0.058555 | 0.10923 | 0.091579 | 0.10153 | 0.076716 | 0.092675 | 0.072535 | 0.078412 | 0.062524 | 0.090131
UWAPO 1 | UWAPO 2 | 0.019224 | 0.017449 | 0.040169 | 0.033376 | 0.021154 | 0.03712 | 0.034389 | 0.024211 | 0.023967 | 0.01878
UWAPO 2 | UWAPO 3 | 0.080839 | 0.080834 | 0.082668 | 0.056889 | 0.060271 | 0.055808 | 0.082388 | 0.082423 | 0.093486 | 0.049682
UWAPO 2 | UWAPO 4 | 0 | 0 | 0.003353 | 0.003353 | 0 | 0 | 0 | 0.003353 | 0 | 0
WAHIAWA 1 | CASTNER | 0.02928 | 0.046892 | 0.042362 | 0.058826 | 0.054957 | 0.038414 | 0.052477 | 0.031676 | 0.042227 | 0.031942
WAHIAWA 1 | WAHIAWA PROPER | 0.018377 | 0.028299 | 0.02302 | 0.014947 | 0.037135 | 0.022042 | 0.027158 | 0.014559 | 0.029351 | 0.018513
WAHIAWA 2 | KIPAPA | 0.006934 | 0.018597 | 0.024228 | 0.010404 | 0.007206 | 0.016457 | 0.008595 | 0.009503 | 0.01071 | 0.012035
WAHIAWA 3 | HELEMANO | 0.021532 | 0.035165 | 0.054915 | 0.029401 | 0.040422 | 0.034856 | 0.025673 | 0.050134 | 0.04404 | 0.069111
WAHIAWA 3 | WAHIAWA HTS | 0.055826 | 0.10702 | 0.12931 | 0.079768 | 0.10147 | 0.082111 | 0.088842 | 0.099877 | 0.074674 | 0.052957
WAIAKAMILO 1 | WAIAKAMILO 1 | 0.003436 | 0.005912 | 0 | 0 | 0.004973 | 0.002796 | 0.005912 | 0.010615 | 0.006754 | 0
WAIAKAMILO 1 | WAIAKAMILO 2 | 0.003644 | 0.006704 | 0.002091 | 0.006258 | 0.000977 | 0.006878 | 0 | 0.004476 | 0.001954 | 0.003225
WAIAKAMILO 2 | WAIAKAMILO 3 | 0.014168 | 0.022003 | 0.026684 | 0.021514 | 0.024973 | 0.041964 | 0.019072 | 0.020749 | 0.02217 | 0.01757
WAIAKAMILO 2 | WAIAKAMILO 4 | 0.008908 | 0.015308 | 0.023465 | 0.010192 | 0.002336 | 0.01309 | 0.007436 | 0.012593 | 0.013286 | 0.007864
WAIALAE 1 | WAI-WILHELMINA | 0.026143 | 0.021673 | 0.033427 | 0.024103 | 0.021443 | 0.019849 | 0.021912 | 0.01348 | 0.023441 | 0.018686
WAIALAE 2 | MAUNALANI | 0.026082 | 0.038418 | 0.041167 | 0.021304 | 0.031396 | 0.030364 | 0.017795 | 0.027868 | 0.032078 | 0.036751
WAIALUA 2 | KAENA PT | 0.057795 | 0.098353 | 0.077578 | 0.055815 | 0.062458 | 0.069246 | 0.065667 | 0.078739 | 0.065003 | 0.091029
WAIALUA 3 | KAWAILOA | 0.020338 | 0.04865 | 0.043834 | 0.014119 | 0.018313 | 0.025148 | 0.036884 | 0.019103 | 0.029347 | 0.040722
WAIALUA 3 | WAIALUA | 0.032459 | 0.075359 | 0.058159 | 0.031126 | 0.040498 | 0.049039 | 0.023846 | 0.041847 | 0.043976 | 0.041947
WAIAWA 1 | WAIAWA 1 | 0.033574 | 0.063916 | 0.071755 | 0.040424 | 0.04902 | 0.044516 | 0.053278 | 0.030524 | 0.037517 | 0.048327
WAIAWA 2 | WAIAWA 3 | 0.009025 | 0.013592 | 0.026752 | 0.017456 | 0.039398 | 0.015403 | 0.029508 | 0.020374 | 0.02813 | 0.022536
WAIAWA 2 | WAIAWA 4 | 0.026138 | 0.055301 | 0.052946 | 0.040915 | 0.062376 | 0.059772 | 0.034679 | 0.04775 | 0.051862 | 0.059326
WAIHEE 1 | WAIHEE 1 | 0.042523 | 0.045949 | 0.093917 | 0.072409 | 0.051911 | 0.040886 | 0.054902 | 0.071125 | 0.057521 | 0.052741
WAIHEE 1 | WAIHEE 2 | 0.038579 | 0.078004 | 0.065099 | 0.055898 | 0.045573 | 0.054162 | 0.048359 | 0.037793 | 0.037582 | 0.037407
WAIHEE 2 | WAIHEE 3 | 0.013756 | 0.0282 | 0.033363 | 0.007507 | 0.018632 | 0.034168 | 0.012072 | 0.007292 | 0.021478 | 0.020149
WAIHEE 2 | WAIHEE 4 | 0.063098 | 0.1235 | 0.12499 | 0.085901 | 0.092721 | 0.088303 | 0.082291 | 0.088401 | 0.069435 | 0.12829
WAIKIKI 1 | WAIKIKI 1 | 0.008996 | 0.009398 | 0.00814 | 0.005477 | 0.002817 | 0.005637 | 0.008313 | 0.011458 | 0.006969 | 0.014287
WAIKIKI 2 | WAIKIKI 3 | 0 | 0.003146 | 0.001573 | 0 | 0.003146 | 0 | 0.001573 | 0.001573 | 0 | 0.003761
WAIKIKI 2 | WAIKIKI 4 | 0.001758 | 0.00227 | 0.006102 | 0.005351 | 0.004761 | 0.004558 | 0.007192 | 0.002008 | 0.00423 | 0.002222
WAIKIKI 3 | WAIKIKI 5 | 0.007648 | 0.025081 | 0.023927 | 0.012372 | 0.018297 | 0.026518 | 0.008929 | 0.010502 | 0.013743 | 0.018097
WAILUPE | AINA KOA | 0.17537 | 0.19439 | 0.28481 | 0.23594 | 0.11827 | 0.12543 | 0.13432 | 0.087431 | 0.25467 | 0.12861
WAILUPE | WAILUPE | 0.055336 | 0.28311 | 0.52548 | 0.081575 | 0.21516 | 0.20354 | 0.19338 | 0.086359 | 0.2921 | 0.10909
WAIMALU 1 | WAIMALU 1 | 0.014875 | 0.045911 | 0.035011 | 0.034709 | 0.038065 | 0.03714 | 0.026449 | 0.049574 | 0.015546 | 0.01581
WAIMALU 1 | WAIMALU 2 | 0.038731 | 0.1 | 0.097284 | 0.085801 | 0.10516 | 0.069996 | 0.098922 | 0.1001 | 0.096858 | 0.10689
WAIMALU 2 | WAIMALU 3 | 0.081695 | 0.13085 | 0.16152 | 0.12362 | 0.10022 | 0.10506 | 0.13131 | 0.14662 | 0.12576 | 0.11497
WAIMALU 2 | WAIMALU 4 | 0.022653 | 0.032398 | 0.022218 | 0.019954 | 0.03165 | 0.033018 | 0.015981 | 0.019294 | 0.023011 | 0.024198
WAIMANALO BEACH 1 | WAIMANALO | 0.033507 | 0.051475 | 0.03585 | 0.043381 | 0.036768 | 0.038112 | 0.03529 | 0.018729 | 0.050646 | 0.041457
WAIMANALO BEACH 2 | BEACH LOTS | 0.066657 | 0.070437 | 0.093544 | 0.062484 | 0.077727 | 0.080113 | 0.097402 | 0.054383 | 0.062711 | 0.059445
WAIMANO 1 | WAIMANO 5 | 0.03645 | 0.053587 | 0.032361 | 0.035599 | 0.042539 | 0.034382 | 0.06273 | 0.068725 | 0.051561 | 0.049364
WAIMANO 1 | WAIMANO HOME RD | 0.078089 | 0.14734 | 0.16438 | 0.11307 | 0.11757 | 0.1323 | 0.14863 | 0.14536 | 0.10797 | 0.15051
WAIMANO 2 | LEOMELE | 0.039277 | 0.063709 | 0.0812 | 0.035436 | 0.061618 | 0.060152 | 0.038577 | 0.052244 | 0.055125 | 0.072426
WAIMANO 2 | PENINSULA | 0.012094 | 0.022559 | 0.017789 | 0.036827 | 0.019145 | 0.025005 | 0.031743 | 0.020939 | 0.033809 | 0.020087
WAIMANO 3 | HIGHLANDS | 0.079674 | 0.15617 | 0.13998 | 0.083543 | 0.12433 | 0.13777 | 0.090726 | 0.14179 | 0.12537 | 0.10496
WAIMANO 3 | WAIMANO 6 | 0.027098 | 0.047055 | 0.06272 | 0.064295 | 0.050677 | 0.064152 | 0.069419 | 0.059808 | 0.044327 | 0.032873
WAIMEA 1 | WAIMEA 1 | 0.005342 | 0.022285 | 0.017087 | 0.005459 | 0.010263 | 0.019125 | 0.013994 | 0.019918 | 0.015662 | 0.0148
WAIMEA 1 | WAIMEA 2 | 0.051279 | 0.14587 | 0.06055 | 0.035815 | 0.058712 | 0.051106 | 0.12757 | 0.04904 | 0.058338 | 0.050107
WAIPAHU 1 | DEPOT RD | 0.027166 | 0.087396 | 0.052094 | 0.074237 | 0.0439 | 0.047982 | 0.062998 | 0.044547 | 0.045462 | 0.043171
WAIPAHU 1 | WAIPAHU | 0.27202 | 0.30674 | 0.36484 | 0.28389 | 0.26755 | 0.26362 | 0.28286 | 0.31329 | 0.25733 | 0.23725
WAIPAHU 2 | MOKUOLA | 0.016688 | 0.054058 | 0.038489 | 0.040342 | 0.029055 | 0.046057 | 0.050437 | 0.053557 | 0.043365 | 0.034337
WAIPAHU 2 | WAILANI | 0.014717 | 0.031396 | 0.054506 | 0.036748 | 0.010899 | 0.010722 | 0.021247 | 0.035293 | 0.026976 | 0.015663
WAIPIO 1 | WAIPIO 1 | 0.01017 | 0.016568 | 0.019279 | 0.011944 | 0.023104 | 0.012336 | 0.014637 | 0.009087 | 0.026625 | 0.022569
WAIPIO 1 | WAIPIO 2 | 0.011468 | 0.021322 | 0.021483 | 0.019208 | 0.021681 | 0.032978 | 0.021089 | 0.021443 | 0.014091 | 0.012823
WAIPIOLANI 1 | MANAGERS | 0.018453 | 0.036835 | 0.025246 | 0.035768 | 0.03972 | 0.038132 | 0.031399 | 0.033642 | 0.014811 | 0.034812
WAIPIOLANI 2 | LUMIAUAU | 0.03189 | 0.04743 | 0.036858 | 0.040471 | 0.040612 | 0.046499 | 0.055515 | 0.027621 | 0.038543 | 0.031863
WAIPIOLANI 2 | PAIWA | 0.025639 | 0.073016 | 0.061434 | 0.038784 | 0.055798 | 0.035536 | 0.047315 | 0.040011 | 0.040118 | 0.031353
WILIWILI | WILIWILI 1 | 0.028366 | 0.052813 | 0.039521 | 0.034841 | 0.02286 | 0.031817 | 0.038861 | 0.060202 | 0.026212 | 0.047549
WILIWILI | WILIWILI 2 | 0.015398 | 0.050354 | 0.022599 | 0.020469 | 0.016983 | 0.033132 | 0.018137 | 0.030207 | 0.022664 | 0.044812
WOODLAWN 1 | HIKINA | 0.005545 | 0.009618 | 0.001504 | 0.003346 | 0.00226 | 0.008486 | 0.005747 | 0.006096 | 0.003487 | 0.004017
WOODLAWN 1 | PAWAINA | 0.018575 | 0.032142 | 0.023689 | 0.019543 | 0.025427 | 0.04032 | 0.024712 | 0.031762 | 0.018939 | 0.040338
WOODLAWN 2 | KAHALOA | 0.007975 | 0.031917 | 0.03658 | 0.023818 | 0.030926 | 0.01834 | 0.011069 | 0.017322 | 0.0328 | 0.016333
WOODLAWN 2 | LOWREY | 0.006247 | 0.031539 | 0.036415 | 0.060138 | 0.012219 | 0.023549 | 0.006352 | 0.02251 | 0.012069 | 0.025493
WOODLAWN 4 | UPLANDS | 0.01044 | 0.02645 | 0.019439 | 0.012509 | 0.023803 | 0.017789 | 0.031586 | 0.014445 | 0.021151 | 0.014725
WOODLAWN 4 | WOODLAWN | 0.018482 | 0.016227 | 0.014704 | 0.040821 | 0.023828 | 0.024962 | 0.011364 | 0.01453 | 0.010131 | 0.020882

## DBESS Commercial Forecast Low
Return to Assumptions Summary
Commercial Distributed Battery Energy Storage Systems (DBESS) - Low Forecast
The Commercial Distributed Battery Energy Storage Systems (DBESS) Load layer represents the impacts of behind the meter battery energy storage systems paired with PV systems in the DGPV load layers for commercial customers (Schedule-G, Schedule-J, Schedule P). The incremental amount added per year in megawatts (MW) for the commercial DBESS layer by circuit is shown for years 2021 through 2030.
Amount Added Per Year (MW)
Substation Transformer | Circuit | 2021 | 2022 | 2023 | 2024 | 2025 | 2026 | 2027 | 2028 | 2029 | 2030
AHI 1 | NIU | 0 | 0 | 0 | 0.002452 | 0 | 0 | 0 | 0 | 0 | 0
AHI 2 | KAALAKEI | 0 | 0 | 0 | 0 | 0.1 | 0 | 0 | 0 | 0 | 0
AIEA 1 | KAM HWY | 0 | 0 | 0 | 0 | 0.004775 | 0 | 0 | 0 | 0 | 0
AINA KOA 1 | WAIALAE NUI | 0 | 0 | 0 | 0 | 0 | 0 | 0.1 | 0 | 0 | 0.1
AINA KOA 1 4KV | KEALAOLU | 0 | 0 | 0 | 0 | 0 | 0 | 0.018008 | 0 | 0 | 0
ARCHER 1 | ARCHER 1 | 0 | 0.1 | 0 | 0 | 0 | 0 | 0 | 0 | 0 | 0
ARCHER 1 | ARCHER 2 | 0 | 0 | 0 | 0 | 0 | 0.1 | 0 | 0.10596 | 0 | 0
ARCHER 2 | ARCHER 4 | 0.1 | 0 | 0 | 0 | 0 | 0 | 0 | 0 | 0 | 0
BARBERS PT TANK FARM 2 | INDUSTRIAL | 0 | 0 | 0 | 0.013665 | 0 | 0 | 0.1 | 0 | 0 | 0.1
CEIP 2 | CEIP 4 | 0 | 0 | 0.002245 | 0 | 0 | 0 | 0 | 0 | 0 | 0
ENA 4 | ENA 1 | 0 | 0 | 0 | 0 | 0.1 | 0.1 | 0 | 0 | 0 | 0
EWA BEACH 1 | EWA BEACH 1 | 0 | 0 | 0 | 0 | 0 | 0.1 | 0 | 0 | 0 | 0
EWA BEACH 1 | EWA BEACH 2 | 0.1 | 0 | 0 | 0 | 0 | 0 | 0 | 0 | 0 | 0
EWA BEACH 2 | EWA BEACH 3 | 0 | 0 | 0 | 0 | 0 | 0 | 0.1 | 0 | 0 | 0
EWA BEACH 2 | EWA BEACH 4 | 0 | 0 | 0.1 | 0 | 0 | 0 | 0 | 0 | 0 | 0
EWA NUI 1 | EWA NUI 1 | 0 | 0 | 0.1 | 0 | 0 | 0 | 0 | 0 | 0 | 0
EWA NUI 2 | EWA NUI 2 | 0 | 0 | 0 | 0 | 0 | 0 | 0.1 | 0 | 0 | 0
FORT ST 2 | FORT ST 3 | 0 | 0 | 0 | 0.1 | 0 | 0 | 0 | 0 | 0 | 0
FORT ST 4KV | NUUANU | 0 | 0 | 0 | 0 | 0 | 0 | 0 | 0.1 | 0.1 | 0
FORT WEAVER 1 | FORT WEAVER 1 | 0 | 0 | 0 | 0 | 0 | 0 | 0 | 0.001607 | 0 | 0
FORT WEAVER 2 | FORT WEAVER 4 | 0 | 0 | 0 | 0 | 0 | 0 | 0 | 0.00139 | 0 | 0
HALA 1 | HALA 2 | 0 | 0 | 0 | 0 | 0 | 0 | 0.002009 | 0 | 0 | 0
HAUULA | HAUULA | 0 | 0 | 0 | 0 | 0 | 0 | 0 | 0 | 0.0312 | 0
HILA 1 | HILA 2 | 0 | 0 | 0 | 0 | 0 | 0 | 0 | 0 | 0 | 0.1
HILA 3 | HILA 5 | 0 | 0 | 0 | 0 | 0.1 | 0 | 0 | 0 | 0.1 | 0
HOAEAE 1 | HOAEAE 1 | 0 | 0.014359 | 0.2 | 0 | 0 | 0 | 0 | 0 | 0 | 0
HOAEAE 1 | LEOOLE | 0 | 0 | 0 | 0.1 | 0 | 0.1 | 0 | 0 | 0 | 0.1
HOAEAE 2 | HOAEAE 2 | 0 | 0.02052 | 0.007151 | 0 | 0.1 | 0.1 | 0 | 0 | 0 | 0
IWILEI 1 | IWILEI 1 11KV | 0 | 0.1 | 0 | 0 | 0 | 0 | 0 | 0.1 | 0 | 0
IWILEI 2 | CKT 16 | 0.000595 | 0 | 0 | 0 | 0 | 0 | 0 | 0 | 0 | 0
IWILEI 2 | WAIAKAMILO-IWILEI | 0 | 0 | 0 | 0 | 0 | 0.1 | 0 | 0 | 0 | 0
IWILEI 3 | AALA | 0 | 0 | 0 | 0 | 0 | 0 | 0.0186 | 0 | 0 | 0
IWILEI 3 | HAWN PINE | 0.018459 | 0 | 0 | 0 | 0 | 0 | 0 | 0 | 0.1 | 0
IWILEI T3 | IWILEI 10 | 0.000595 | 0 | 0 | 0 | 0 | 0.1 | 0 | 0 | 0 | 0
IWILEI T3 | IWILEI 9 | 0 | 0 | 0 | 0 | 0 | 0 | 0 | 0 | 0.1 | 0
IWILEI T4 | IWILEI 14 | 0.018459 | 0 | 0 | 0 | 0 | 0 | 0.0186 | 0 | 0.1 | 0
KAHALA 2 12KV | KAHALA 3 | 0 | 0 | 0 | 0 | 0 | 0 | 0.1 | 0 | 0 | 0
KAHALA 2 12KV | LUAWAI | 0 | 0.1 | 0 | 0.1 | 0.1 | 0 | 0 | 0.003557 | 0 | 0
KAHE 1 | KAHE | 0 | 0 | 0 | 0.1 | 0 | 0 | 0 | 0 | 0 | 0
KAHUKU | KAHUKU | 0.1 | 0 | 0 | 0 | 0 | 0 | 0 | 0 | 0 | 0
KAILUA 1 | KAILUA 2 | 0 | 0.1 | 0 | 0.1 | 0.1 | 0 | 0 | 0 | 0 | 0.1
KAILUA 1 4KV | COCONUT GROVE | 0 | 0 | 0 | 0 | 0 | 0 | 0 | 0 | 0 | 0.1
KAILUA 2 4KV | KALAMA | 0.1 | 0 | 0 | 0 | 0 | 0 | 0 | 0 | 0 | 0.1
KAKAAKO 1 | KAMANI | 0 | 0 | 0 | 0 | 0 | 0 | 0 | 0 | 0.1 | 0
KAKAAKO 2 | ILANIWAI | 0 | 0 | 0 | 0 | 0 | 0 | 0.00066 | 0 | 0 | 0
KAKAAKO 4 | KAKAAKO 9 | 0 | 0 | 0 | 0 | 0 | 0 | 0 | 0 | 0 | 0.018272
KAKAAKO 4 | KEAWE | 0 | 0 | 0 | 0 | 0 | 0 | 0 | 0 | 0.001421 | 0
KALOI 1 | KALOI 1 | 0.1 | 0 | 0 | 0 | 0 | 0 | 0 | 0 | 0 | 0
KAMILOIKI | ANUU | 0 | 0 | 0 | 0 | 0 | 0 | 0 | 0 | 0.01302 | 0
KAMOKILA 2 | KAMOKILA 3 | 0 | 0.1 | 0 | 0 | 0 | 0.1 | 0 | 0 | 0 | 0
KAMOKILA 3 | KAMOKILA 5 | 0.11285 | 0 | 0 | 0.1 | 0 | 0 | 0 | 0.1 | 0.20224 | 0.1
KAMOKU T2 | KAMOKU 10 | 0 | 0 | 0 | 0 | 0 | 0 | 0 | 0.1 | 0 | 0
KANEOHE 1 | HEEIA | 0.00179 | 0 | 0 | 0 | 0.001276 | 0 | 0 | 0 | 0 | 0
KANEOHE 1 | PALEKA | 0 | 0 | 0 | 0 | 0 | 0 | 0 | 0.001677 | 0 | 0
KANEOHE 3 | KANEOHE 6 | 0.006106 | 0 | 0 | 0.004967 | 0.1 | 0 | 0 | 0 | 0 | 0.1
KAPAHULU 1 | KANAINA | 0.1 | 0 | 0.1 | 0 | 0 | 0 | 0 | 0 | 0 | 0
KAPAHULU 3 | KALAKAUA | 0 | 0 | 0 | 0 | 0 | 0 | 0 | 0.1 | 0 | 0
KAPAHULU 3 | PAOAKALANI | 0.1 | 0 | 0 | 0 | 0 | 0 | 0 | 0 | 0 | 0
KAPAHULU 4 | DIAMOND HEAD | 0.1 | 0.2 | 0 | 0 | 0 | 0 | 0 | 0 | 0 | 0.1
KAPAHULU 4 | KAPAHULU 1 | 0 | 0 | 0 | 0.1 | 0 | 0 | 0 | 0 | 0 | 0
KAPAHULU 5 | KANEKAPOLEI | 0.1 | 0 | 0 | 0 | 0 | 0.1 | 0 | 0 | 0 | 0
KAPALAMA 1 | SAND ISLAND | 0 | 0 | 0 | 0 | 0 | 0 | 0 | 0 | 0 | 0.002493
KAPALAMA 2 | HOUGHTAILING | 0 | 0.1 | 0 | 0 | 0 | 0 | 0 | 0 | 0 | 0
KAPALAMA 2 | KAHAI | 0.002643 | 0 | 0 | 0 | 0 | 0.01159 | 0 | 0 | 0 | 0
KAPALAMA 3 | PUUHALE | 0.1 | 0 | 0 | 0 | 0.1 | 0 | 0 | 0.1 | 0.01287 | 0
KAPIOLANI 1 (12KV) | KAPIOLANI 2 | 0 | 0 | 0 | 0 | 0 | 0 | 0.004247 | 0 | 0 | 0
KAPIOLANI 2 (12KV) | KAPIOLANI 3 | 0 | 0 | 0 | 0 | 0 | 0 | 0 | 0 | 0.000971 | 0
KAPIOLANI 2 (12KV) | ST LOUIS | 0 | 0 | 0.1 | 0 | 0.008971 | 0 | 0 | 0 | 0.1 | 0.1
KAPIOLANI 2 (4KV) | KAP-KAIMUKI | 0 | 0.1 | 0 | 0 | 0 | 0 | 0 | 0 | 0 | 0
KAPOLEI 1 | KAPOLEI 2 | 0.1 | 0 | 0 | 0 | 0 | 0 | 0 | 0 | 0 | 0
KAPOLEI 2 | KAPOLEI 3 | 0 | 0 | 0 | 0.1 | 0 | 0 | 0 | 0 | 0 | 0
KAPOLEI 2 | KAPOLEI 4 | 0 | 0 | 0 | 0 | 0 | 0.004169 | 0 | 0 | 0 | 0
KEEHI 3 | KEEHI 6 | 0.02226 | 0 | 0 | 0 | 0 | 0 | 0 | 0 | 0 | 0
KEEHI 4 | KEEHI 8 | 0.1 | 0 | 0 | 0 | 0 | 0 | 0 | 0 | 0 | 0
KEOLU 1 | AALAPAPA | 0 | 0 | 0 | 0 | 0 | 0 | 0 | 0.1 | 0 | 0
KEOLU 1 | ENCHANTED LAKES | 0 | 0 | 0 | 0 | 0 | 0 | 0.1 | 0 | 0 | 0
KEOLU 2 | KEOLU DR | 0.012127 | 0 | 0.012127 | 0 | 0 | 0.004824 | 0 | 0 | 0 | 0
KEWALO 2 | KEWALO 4 | 0.1 | 0 | 0 | 0 | 0 | 0 | 0 | 0 | 0 | 0
KEWALO T3 | KEWALO 5 | 0 | 0 | 0 | 0 | 0 | 0 | 0 | 0 | 0.1 | 0
KEWALO T3 | KEWALO 6 | 0 | 0 | 0.1 | 0 | 0 | 0 | 0 | 0 | 0 | 0
KO OLINA 1 | KO OLINA 1 | 0 | 0.1 | 0 | 0 | 0 | 0 | 0 | 0 | 0 | 0
KO OLINA 2 | KO OLINA 3 | 0.1 | 0 | 0 | 0 | 0 | 0.1 | 0 | 0 | 0 | 0
KOOLAU | PALI | 0 | 0.006007 | 0 | 0 | 0 | 0 | 0 | 0 | 0 | 0
KUAPA 2 | KUAPA 4 | 0 | 0 | 0 | 0 | 0.1 | 0 | 0 | 0 | 0 | 0
KUNIA MAKAI 1 | KUNIA MAKAI 2 | 0 | 0 | 0 | 0 | 0 | 0 | 0 | 0 | 0.1 | 0
KUNIA MAKAI 2 | KUNIA MAKAI 3 | 0 | 0 | 0 | 0.1 | 0 | 0 | 0 | 0 | 0 | 0
LAELAE 1 | KALIHI VALLEY | 0 | 0 | 0 | 0 | 0 | 0 | 0.001938 | 0 | 0 | 0
LAELAE 2 | LIKELIKE | 0 | 0.001622 | 0 | 0 | 0 | 0 | 0 | 0 | 0 | 0
LAKESIDE 1 | LAKESIDE 1 | 0.1 | 0 | 0 | 0 | 0 | 0 | 0 | 0 | 0 | 0
LAKESIDE 1 | LAKESIDE 2 | 0.000839 | 0 | 0 | 0 | 0 | 0 | 0 | 0 | 0 | 0
MAKAHA 2 | MAUKA | 0.1 | 0.005576 | 0 | 0.1 | 0.1 | 0 | 0 | 0.1 | 0 | 0
MAKAKILO 1 | MAKAKILO 3 | 0 | 0.001646 | 0 | 0 | 0 | 0 | 0 | 0 | 0 | 0
MAKAKILO 2 | MAKAKILO 2 | 0 | 0 | 0 | 0 | 0 | 0.002262 | 0 | 0 | 0 | 0
MAKALAPA 1 | HALAWA | 0.1 | 0 | 0 | 0 | 0 | 0.1 | 0 | 0 | 0 | 0
MAKALAPA 2 | AIRPORT | 0.1 | 0 | 0 | 0 | 0 | 0 | 0 | 0 | 0 | 0
MAKALOA 1 | PAWAA KAI | 0.3 | 0 | 0 | 0 | 0 | 0 | 0 | 0 | 0 | 0
MAKALOA 2 | AUDITORIUM | 0 | 0 | 0 | 0 | 0.1 | 0 | 0.1 | 0 | 0 | 0.1
MAKALOA 3 | MAKALOA | 0.1 | 0 | 0 | 0 | 0 | 0 | 0 | 0 | 0 | 0
MALAKOLE 1 | LIGHTHOUSE | 0 | 0.001 | 0 | 0 | 0 | 0 | 0 | 0 | 0 | 0
MALAKOLE 2 | MALAKOLE 4 | 0.1 | 0 | 0 | 0.00229 | 0.1 | 0 | 0 | 0 | 0 | 0
MAPUNAPUNA 1 | AHUA | 0 | 0 | 0 | 0 | 0 | 0 | 0 | 0.005264 | 0 | 0
MAPUNAPUNA 1 | MAPUNAPUNA | 0 | 0 | 0.1 | 0 | 0 | 0 | 0 | 0.00753 | 0 | 0
MCCULLY 2 | MCCULLY 1 | 0.000648 | 0.008815 | 0 | 0 | 0 | 0 | 0 | 0 | 0 | 0
MCCULLY 5 | MCCULLY 3 | 0 | 0 | 0.1 | 0.1 | 0 | 0 | 0.1 | 0.2 | 0 | 0
MIKILUA 2 | MIKILUA 3 | 0.1 | 0 | 0 | 0 | 0 | 0.1 | 0 | 0.1 | 0 | 0
MIKILUA 2 | MIKILUA 4 | 0 | 0.1 | 0 | 0 | 0 | 0 | 0 | 0.1 | 0 | 0
MIKILUA 3 | MIKILUA 5 | 0.1 | 0 | 0 | 0 | 0 | 0 | 0 | 0 | 0 | 0
MILILANI 1 | MILILANI 1 | 0 | 0.001839 | 0 | 0 | 0 | 0 | 0 | 0 | 0 | 0
MOILIILI 1 | MOILIILI 2 | 0 | 0 | 0.01524 | 0 | 0 | 0 | 0 | 0.002958 | 0 | 0
NUUANU 2 | NUUANU 3 | 0 | 0 | 0.1 | 0 | 0 | 0 | 0.1 | 0 | 0 | 0
OCEAN POINTE 1 | OCEAN POINTE 1 | 0 | 0 | 0 | 0.019566 | 0 | 0 | 0 | 0 | 0 | 0
PEARL CITY 1 | PEARL CITY 1 | 0.1 | 0 | 0.1 | 0 | 0 | 0 | 0 | 0 | 0 | 0
PIIKOI 1 | PENSACOLA | 0 | 0 | 0 | 0 | 0 | 0 | 0.1 | 0 | 0 | 0.1
PIIKOI 2 | KEWALO | 0 | 0 | 0 | 0 | 0 | 0.00144 | 0 | 0.001351 | 0 | 0
PIIKOI 3 | BWS | 0 | 0 | 0 | 0 | 0 | 0 | 0.1 | 0 | 0 | 0
PIIKOI 3 | MANOA-PIIKOI | 0.03654 | 0 | 0 | 0 | 0 | 0 | 0 | 0 | 0 | 0
PIIKOI 4 | PIIKOI 7 | 0 | 0 | 0 | 0 | 0 | 0 | 0 | 0 | 0.1 | 0
PIIKOI 4 | PIIKOI 8 | 0 | 0 | 0 | 0 | 0 | 0 | 0 | 0.001561 | 0 | 0
PUOHALA 1 | PUOHALA 1 | 0.1 | 0 | 0 | 0 | 0 | 0 | 0 | 0 | 0 | 0
PUOHALA 1 | PUOHALA 2 | 0 | 0 | 0.024951 | 0 | 0 | 0 | 0 | 0 | 0 | 0
SAND ISLAND 1 | SAND ISLAND 1 | 0 | 0 | 0.02034 | 0 | 0 | 0 | 0 | 0 | 0 | 0
SCHOOL ST 1 | CKT 7 | 0 | 0 | 0.1 | 0.002658 | 0.1 | 0 | 0 | 0 | 0.00234 | 0
SCHOOL ST 1 | SCHOOL ST 3 | 0 | 0.001415 | 0 | 0 | 0 | 0 | 0 | 0 | 0 | 0
SCHOOL ST 3 | CKT 12 | 0.1 | 0 | 0 | 0 | 0 | 0 | 0 | 0 | 0 | 0
UPPER KIPAPA 2 | KUAHELANI 2 | 0.1 | 0 | 0 | 0 | 0 | 0 | 0 | 0 | 0 | 0
WAHIAWA 1 | CASTNER | 0 | 0 | 0.004854 | 0.01347 | 0 | 0 | 0 | 0 | 0 | 0
WAHIAWA 1 | WAHIAWA PROPER | 0 | 0 | 0 | 0 | 0 | 0 | 0.00105 | 0 | 0 | 0
WAHIAWA 3 | HELEMANO | 0 | 0 | 0 | 0 | 0.1 | 0 | 0.1 | 0 | 0.009232 | 0
WAIAKAMILO 1 | WAIAKAMILO 1 | 0 | 0 | 0 | 0.0117 | 0 | 0 | 0 | 0 | 0 | 0
WAIAKAMILO 1 | WAIAKAMILO 2 | 0.006375 | 0 | 0 | 0 | 0 | 0.00291 | 0 | 0 | 0 | 0
WAIAKAMILO 2 | WAIAKAMILO 3 | 0 | 0 | 0 | 0.007055 | 0 | 0 | 0 | 0 | 0 | 0
WAIAKAMILO 2 | WAIAKAMILO 4 | 0.002791 | 0 | 0 | 0 | 0 | 0 | 0 | 0 | 0.001397 | 0
WAIALUA 2 | KAENA PT | 0 | 0 | 0.1 | 0 | 0 | 0 | 0 | 0 | 0 | 0
WAIALUA 3 | WAIALUA | 0 | 0 | 0.1 | 0 | 0 | 0 | 0.1 | 0 | 0 | 0.002311
WAIAWA 1 | WAIAWA 1 | 0 | 0.1 | 0 | 0 | 0 | 0 | 0 | 0 | 0.1 | 0
WAIAWA 1 | WAIAWA 2 | 0 | 0.1 | 0 | 0 | 0.01245 | 0.001545 | 0 | 0 | 0 | 0.003708
WAIAWA 2 | WAIAWA 4 | 0 | 0 | 0 | 0 | 0 | 0.1 | 0 | 0 | 0 | 0
WAIHEE 1 | WAIHEE 1 | 0 | 0 | 0 | 0 | 0 | 0 | 0.009098 | 0 | 0.1 | 0
WAIHEE 1 | WAIHEE 2 | 0 | 0 | 0 | 0 | 0 | 0 | 0 | 0 | 0.002408 | 0
WAIHEE 2 | WAIHEE 4 | 0 | 0.1 | 0 | 0.1 | 0 | 0 | 0 | 0.1 | 0 | 0
WAIKIKI 2 | WAIKIKI 3 | 0 | 0 | 0 | 0 | 0 | 0 | 0 | 0 | 0.03142 | 0
WAIKIKI 3 | WAIKIKI 5 | 0 | 0 | 0 | 0 | 0 | 0 | 0.1 | 0 | 0 | 0
WAIKIKI 3 | WAIKIKI 6 | 0 | 0 | 0 | 0 | 0 | 0 | 0 | 0.1 | 0 | 0
WAIMALU 1 | WAIMALU 1 | 0 | 0 | 0 | 0 | 0 | 0 | 0.010179 | 0 | 0 | 0
WAIMALU 2 | WAIMALU 4 | 0 | 0.1 | 0 | 0 | 0 | 0 | 0 | 0 | 0 | 0
WAIMANALO BEACH 1 | WAIMANALO | 0.1 | 0 | 0 | 0 | 0 | 0 | 0 | 0 | 0 | 0
WAIMANALO BEACH 2 | BEACH LOTS | 0.006415 | 0 | 0 | 0 | 0 | 0 | 0 | 0 | 0 | 0
WAIMANO 2 | PENINSULA | 0 | 0 | 0.1 | 0 | 0 | 0 | 0 | 0 | 0 | 0.13262
WAIMANO 3 | HIGHLANDS | 0 | 0 | 0 | 0 | 0 | 0.1 | 0 | 0 | 0 | 0
WAIMEA 1 | WAIMEA 2 | 0 | 0 | 0 | 0 | 0 | 0 | 0 | 0 | 0 | 0.006447
WAIPAHU 1 | DEPOT RD | 0 | 0 | 0 | 0 | 0 | 0 | 0 | 0 | 0.1 | 0
WAIPAHU 1 | WAIPAHU | 0 | 0 | 0 | 0 | 0 | 0 | 0 | 0 | 0 | 0.007253
WAIPAHU 2 | MOKUOLA | 0.1 | 0 | 0 | 0 | 0.001871 | 0 | 0.003986 | 0 | 0 | 0.1
WAIPIO 1 | WAIPIO 1 | 0.007749 | 0 | 0 | 0 | 0 | 0.1 | 0 | 0 | 0 | 0
WAIPIO 1 | WAIPIO 2 | 0.1 | 0 | 0 | 0 | 0 | 0 | 0 | 0 | 0 | 0

## DGPV Residential Forecast Low
Return to Assumptions Summary
Residential Distributed Generation Photovoltaic Systems (DGPV) - Low Forecast
The Residential Distributed Generation Photovoltaic Systems (DGPV) Load layer represents the impacts of behind the meter PV for residential customers (Schedule-R). The incremental amount added per year in kilowatts (MW) for the residential DGPV layer by circuit is shown for years 2021 through 2030. Does not include adjustments in Distribution DER Hosting Capacity Grid Needs High Forecast Workbook - O‘ahu Adjusted DER Growth by Circuit.
Amount Added Per Year (MW)
Substation Transformer | Circuit | 2021 | 2022 | 2023 | 2024 | 2025 | 2026 | 2027 | 2028 | 2029 | 2030
AHI 1 | HAHAIONE | 0.078048 | 0.08051 | 0.079524 | 0.062989 | 0.051088 | 0.04618 | 0.052789 | 0.064393 | 0.060333 | 0.048612
AHI 1 | NIU | 0.088693 | 0.093439 | 0.10006 | 0.059603 | 0.071977 | 0.072808 | 0.072808 | 0.070891 | 0.066649 | 0.088034
AHI 2 | KAALAKEI | 0.072729 | 0.081623 | 0.10137 | 0.073895 | 0.051193 | 0.094356 | 0.09762 | 0.11297 | 0.1135 | 0.060802
AHI 2 | PORTLOCK | 0.14004 | 0.1193 | 0.17999 | 0.13541 | 0.34324 | 0.017094 | 0.22204 | 0.23303 | 0.32966 | 0.25969
AIEA 1 | KAM HWY | 0.040262 | 0.04414 | 0.02353 | 0.053557 | 0.033543 | 0.017552 | 0.019455 | 0.04814 | 0.032746 | 0.012217
AIEA 1 | LAULIMA | 0.066087 | 0.079058 | 0.058523 | 0.046778 | 0.051945 | 0.056505 | 0.063286 | 0.038449 | 0.050698 | 0.055483
AIEA 2 | AIEA | 0.071153 | 0.10193 | 0.1082 | 0.057375 | 0.085325 | 0.096059 | 0.075812 | 0.05902 | 0.09484 | 0.070866
AIEA 2 | KAUHALE | 0.008214 | 0.027445 | 0.005057 | 0.015286 | 0.015244 | 0.02653 | 0.017381 | 0.007515 | 0.002335 | 0.018293
AIEA 3 | AIEA 2 | 0.005843 | 0.021972 | 0.017194 | 0.014399 | 0.010511 | 0.007288 | 0.016197 | 0.016768 | 0.00996 | 0.016803
AIEA 3 | AIEA 3 | 0.012561 | 0.068474 | 0.008855 | 0.043583 | 0.064063 | 0.00341 | 0.003166 | 0.009121 | 0.017407 | 0.010042
AIKAHI 1 | KALAHEO | 0.027957 | 0.027632 | 0.044661 | 0.010462 | 0.10301 | 0.025607 | 0.016523 | 0.064622 | 0.009859 | 0.064917
AIKAHI 2 | BAY DR | 0.011175 | 0.01712 | 0.021421 | 0.009739 | 0.015323 | 0.013399 | 0.049161 | 0.015585 | 0.025902 | 0.011075
AIKAHI 3 | ILIAINA | 0.02829 | 0.028288 | 0.020031 | 0.033798 | 0.039961 | 0.03936 | 0.034291 | 0.010166 | 0.024087 | 0.025987
AINA KOA 1 | KAHALA MALL | 0.031742 | 0.062747 | 0.04608 | 0.056151 | 0.020946 | 0.035702 | 0.048147 | 0.051707 | 0.031557 | 0.040123
AINA KOA 1 | WAIALAE NUI | 0.041339 | 0.027065 | 0.037488 | 0.024294 | 0.029792 | 0.025922 | 0.03325 | 0.019333 | 0.019392 | 0.024842
AINA KOA 1 4KV | KEALAOLU | 0.005984 | 0.003686 | 0.018633 | 0.007105 | 0.003728 | 0.012643 | 0.007908 | 0.003271 | 0.001545 | 0.00951
ARCHER 2 | ARCHER 3 | 0 | 0 | 0 | 0 | 0 | 0 | 0.001906 | 0 | 0.001906 | 0
CEIP 2 | CEIP 4 | 0.057946 | 0.04726 | 0.05432 | 0.024236 | 0.014455 | 0.054404 | 0.040187 | 0.020341 | 0.057633 | 0.026078
ENA 1 | ALA MOANA | 0 | 0 | 0 | 0 | 0 | 0.000637 | 0 | 0 | 0.000637 | 0
ENA 1 | HAWN VILLAGE 1 | 0 | 0 | 0 | 0 | 0 | 0.001052 | 0 | 0 | 0.001052 | 0
ENA 2 | ILIKAI | 0.026181 | 0.022485 | 0.044805 | 0.030968 | 0.024238 | 0.028075 | 0.020724 | 0.021627 | 0.028443 | 0.017135
ENA 2 | LAGOON | 0.10404 | 0.2 | 0.004043 | 0 | 0 | 0 | 0.2 | 0.004043 | 0 | 0.1
ENA 4 | ENA 1 | 0.022869 | 0.016207 | 0.016826 | 0.013649 | 0.019342 | 0.013007 | 0.010596 | 0.0146 | 0.012839 | 0.016616
EWA BEACH 1 | EWA BEACH 1 | 0.14343 | 0.20091 | 0.27192 | 0.21149 | 0.12869 | 0.15612 | 0.1442 | 0.20276 | 0.16238 | 0.15004
EWA BEACH 1 | EWA BEACH 2 | 0.14497 | 0.098378 | 0.15414 | 0.094951 | 0.14742 | 0.090563 | 0.10366 | 0.14296 | 0.095959 | 0.10736
EWA BEACH 2 | EWA BEACH 3 | 0.08761 | 0.2002 | 0.1564 | 0.11433 | 0.10598 | 0.10021 | 0.087736 | 0.13043 | 0.15516 | 0.14118
EWA BEACH 2 | EWA BEACH 4 | 0.19869 | 0.25961 | 0.28877 | 0.20409 | 0.17764 | 0.26758 | 0.25286 | 0.22003 | 0.21899 | 0.18433
EWA NUI 1 | EWA NUI 1 | 0.11883 | 0.13639 | 0.18392 | 0.12713 | 0.10389 | 0.14059 | 0.10558 | 0.16496 | 0.11146 | 0.089243
EWA NUI 2 | EWA NUI 2 | 0.09599 | 0.093782 | 0.074058 | 0.086889 | 0.094971 | 0.090749 | 0.088948 | 0.078253 | 0.10218 | 0.080755
FORT ST 1 | FORT ST 2 | 0.009249 | 0.011275 | 0.013865 | 0.00588 | 0.019626 | 0.001387 | 0.013369 | 0.001135 | 0.007359 | 0.004495
FORT ST 2 | FORT ST 3 | 0.000922 | 0.00119 | 0.002148 | 0.000922 | 0.001226 | 0.006538 | 0.001226 | 0 | 0.00119 | 0.012102
FORT ST 2 | FORT ST 4 | 0.027525 | 0.040717 | 0.031535 | 0.0176 | 0.037661 | 0.033888 | 0.023965 | 0.025055 | 0.036314 | 0.028167
FORT ST 4KV | NUUANU | 0.024777 | 0.032682 | 0.017745 | 0.022546 | 0.016389 | 0.026228 | 0.025561 | 0.013471 | 0.025882 | 0.023315
FORT ST 4KV | PUNCHBOWL | 0.082369 | 0.030257 | 0.049424 | 0.020832 | 0.01925 | 0.017168 | 0.032038 | 0.048846 | 0.011409 | 0.04352
FORT WEAVER 1 | FORT WEAVER 1 | 0.21165 | 0.21905 | 0.21056 | 0.1467 | 0.17214 | 0.14334 | 0.15522 | 0.1514 | 0.1379 | 0.10245
FORT WEAVER 1 | FORT WEAVER 2 | 0.19333 | 0.18129 | 0.22371 | 0.14291 | 0.15222 | 0.20471 | 0.15201 | 0.2169 | 0.19611 | 0.18621
FORT WEAVER 2 | FORT WEAVER 3 | 0.19135 | 0.20866 | 0.13918 | 0.081277 | 0.1352 | 0.15123 | 0.15537 | 0.15665 | 0.16992 | 0.2036
FORT WEAVER 2 | FORT WEAVER 4 | 0.10293 | 0.13119 | 0.11261 | 0.12112 | 0.082789 | 0.10583 | 0.091257 | 0.08377 | 0.08004 | 0.099602
HALA 1 | HALA 1 | 0.059288 | 0.049071 | 0.067861 | 0.036177 | 0.033277 | 0.023948 | 0.026398 | 0.037475 | 0.020781 | 0.029669
HALA 1 | HALA 2 | 0.034285 | 0.055163 | 0.04884 | 0.035673 | 0.072616 | 0.041868 | 0.046886 | 0.034781 | 0.03162 | 0.053168
HALA 2 | HALA 3 | 0.08164 | 0.08213 | 0.099723 | 0.056899 | 0.060011 | 0.054817 | 0.07784 | 0.050889 | 0.055055 | 0.071724
HALA 2 | HALA 4 | 0.034817 | 0.040785 | 0.044507 | 0.021653 | 0.024194 | 0.041855 | 0.033133 | 0.049545 | 0.022093 | 0.0292
HAUULA | HAUULA | 0.054141 | 0.083201 | 0.0619 | 0.047264 | 0.044233 | 0.025482 | 0.055637 | 0.021381 | 0.058457 | 0.021483
HAUULA | PUNALUU | 0.085815 | 0.14609 | 0.094804 | 0.059576 | 0.070699 | 0.063896 | 0.090909 | 0.089007 | 0.08416 | 0.089695
HELEMANO 1 | DOLE 1 | 0.004386 | 0 | 0 | 0.002328 | 0 | 0.00303 | 0 | 0 | 0 | 0.002328
HELEMANO 2 | WHITMORE | 0 | 0 | 0.004661 | 0 | 0.004741 | 0.005181 | 0.001881 | 0 | 0.012284 | 0.003266
HILA 1 | HILA 1 | 0.013205 | 0.00433 | 0.009297 | 0 | 0.004969 | 0.005879 | 0.006487 | 0.004402 | 0 | 0.001928
HILA 1 | HILA 2 | 0.025219 | 0.042152 | 0.033533 | 0.028478 | 0.018093 | 0.03786 | 0.031515 | 0.03151 | 0.032432 | 0.014906
HOAEAE 1 | HOAEAE 1 | 0.25783 | 0.25496 | 0.21823 | 0.22311 | 0.16892 | 0.23887 | 0.17703 | 0.25834 | 0.19491 | 0.1754
HOAEAE 1 | LEOOLE | 0 | 0 | 0 | 0 | 0 | 0.004201 | 0.010321 | 0 | 0 | 0.008913
HOAEAE 2 | HOAEAE 2 | 0.009742 | 0.006828 | 0.003414 | 0 | 0.006328 | 0.003414 | 0.009242 | 0.011242 | 0.003414 | 0.003414
HOAEAE 2 | HOAEAE 3 | 0.085849 | 0.097467 | 0.1102 | 0.09491 | 0.1077 | 0.099945 | 0.057138 | 0.044954 | 0.063461 | 0.10631
HONOLULU 2 | CKT 18 | 0.029718 | 0.020278 | 0.040263 | 0.016526 | 0.022725 | 0.017517 | 0.021831 | 0.020175 | 0.010458 | 0.018345
IWILEI 2 | WAIAKAMILO-IWILEI | 0.020332 | 0.034247 | 0.027089 | 0.015595 | 0.022993 | 0.025079 | 0.012167 | 0.017235 | 0.017376 | 0.021639
IWILEI 3 | AALA | 0.064404 | 0.056892 | 0.055434 | 0.040742 | 0.05721 | 0.039679 | 0.054628 | 0.034598 | 0.040253 | 0.057475
IWILEI T3 | IWILEI 10 | 0.020332 | 0.034247 | 0.027089 | 0.015595 | 0.022993 | 0.025079 | 0.012167 | 0.017235 | 0.017376 | 0.021639
IWILEI T3 | IWILEI 9 | 0.006208 | 0.00776 | 0.003104 | 0.00776 | 0.004656 | 0.004656 | 0.004656 | 0.006208 | 0.00776 | 0.003104
IWILEI T4 | IWILEI 13 | 0.22806 | 0.31754 | 0.028292 | 0.12543 | 0.019517 | 0.029732 | 0.033164 | 0.031699 | 0.1197 | 0.22414
IWILEI T4 | IWILEI 14 | 0.064404 | 0.056892 | 0.055434 | 0.040742 | 0.05721 | 0.039679 | 0.054628 | 0.034598 | 0.040253 | 0.057475
KAHALA 1 12KV | KILAUEA 12KV | 0.029276 | 0.043252 | 0.045223 | 0.042216 | 0.038884 | 0.033869 | 0.035636 | 0.035884 | 0.042009 | 0.068662
KAHALA 1 4KV | BLACK PT | 0.003825 | 0.005415 | 0.014375 | 0.008631 | 0.005095 | 0.005415 | 0.009108 | 0.003825 | 0.002729 | 0.007072
KAHALA 1 4KV | HUNAKAI | 0.023604 | 0.032741 | 0.021242 | 0.007674 | 0.015694 | 0.012402 | 0.016502 | 0.016673 | 0.006298 | 0.009194
KAHALA 1 4KV | KAHALA | 0.046456 | 0.068034 | 0.049356 | 0.011638 | 0.18396 | 0.020264 | 0.23969 | 0.066531 | 0.025613 | 0.031224
KAHALA 2 12KV | KAHALA 3 | 0.040905 | 0.13579 | 0.051316 | 0.067756 | 0.13064 | 0.35964 | 0.026526 | 0.14385 | 0.038893 | 0.12432
KAHALA 2 12KV | LUAWAI | 0.062659 | 0.086526 | 0.090729 | 0.049582 | 0.057713 | 0.062231 | 0.070406 | 0.089134 | 0.05578 | 0.070297
KAHALA 2 4KV | FARMERS RD | 0.028801 | 0.026492 | 0.036057 | 0.013336 | 0.028007 | 0.015315 | 0.029117 | 0.028757 | 0.018313 | 0.034939
KAHALA 2 4KV | KILAUEA 4KV | 0.019265 | 0.038323 | 0.025249 | 0.011259 | 0.026168 | 0.027298 | 0.026201 | 0.01049 | 0.016928 | 0.016508
KAHALA 2 4KV | KOLOA | 0.032472 | 0.11476 | 0 | 0.015127 | 0.018018 | 0.051452 | 0.13965 | 0.13439 | 0.12228 | 0.033393
KAHE 1 | BARBERS PT | 0.023369 | 0.071187 | 0.034042 | 0.02788 | 0.043087 | 0.029811 | 0.033653 | 0.036175 | 0.041653 | 0.035524
KAHE 1 | KAHE | 0.12056 | 0.099569 | 0.11563 | 0.090175 | 0.064377 | 0.11042 | 0.090463 | 0.078511 | 0.13309 | 0.1206
KAHUKU | KAHUKU | 0.15445 | 0.07799 | 0.27009 | 0.064932 | 0.056518 | 0.05141 | 0.05145 | 0.030125 | 0.04365 | 0.053014
KAHUKU | KAWELA | 0.024482 | 0.044511 | 0.036733 | 0.036315 | 0.025455 | 0.03697 | 0.029191 | 0.026875 | 0.015576 | 0.019566
KAILUA 1 | KAILUA 1 | 0.050718 | 0.081861 | 0.072156 | 0.065136 | 0.049396 | 0.061199 | 0.058553 | 0.038329 | 0.076515 | 0.059164
KAILUA 1 | KAILUA 2 | 0.10858 | 0.124 | 0.33481 | 0.063027 | 0.15296 | 0.20705 | 0.078471 | 0.181 | 0.093806 | 0.2968
KAILUA 1 4KV | COCONUT GROVE | 0.026902 | 0.03675 | 0.033009 | 0.053748 | 0.027065 | 0.017998 | 0.024819 | 0.033667 | 0.027076 | 0.031958
KAILUA 1 4KV | TOWN | 0.001622 | 0.000811 | 0 | 0.001622 | 0.000811 | 0 | 0.002433 | 0 | 0.000811 | 0.000811
KAILUA 2 4KV | KALAMA | 0.01206 | 0.02613 | 0.016101 | 0.01286 | 0.010363 | 0.007875 | 0.014272 | 0.015331 | 0.017628 | 0.016488
KAILUA 2 4KV | LANIKAI | 0 | 0.00147 | 0 | 0 | 0.00147 | 0 | 0.00147 | 0 | 0 | 0
KAIMUKI 1 | KAI-WAIALAE | 0.031218 | 0.028518 | 0.024929 | 0.027934 | 0.00963 | 0.018224 | 0.025931 | 0.02271 | 0.016509 | 0.020684
KAIMUKI 1 | RUGER | 0.022591 | 0.012445 | 0.014253 | 0.015162 | 0.010004 | 0.002164 | 0.003735 | 0.011382 | 0.007864 | 0.011779
KAIMUKI 2 | KAI-HARDING | 0.002671 | 0.012813 | 0.009815 | 0.017936 | 0.018083 | 0.006193 | 0.01293 | 0.004969 | 0 | 0.021023
KAIMUKI 2 | KAI-KAIMUKI | 0.008865 | 0.019875 | 0.027379 | 0.006543 | 0.018285 | 0.017689 | 0.021914 | 0.030102 | 0.01748 | 0.026746
KAIMUKI 2 | KAI-WILHELMINA | 0.008238 | 0.020288 | 0.012274 | 0.017734 | 0.018778 | 0.002493 | 0.015492 | 0.002818 | 0.01682 | 0.011892
KAKAAKO 1 | KAMANI | 0 | 0 | 0 | 0 | 0.00253 | 0 | 0 | 0 | 0.00253 | 0
KAKAAKO 1 | QUEEN ST | 0 | 0 | 0 | 0.002688 | 0 | 0 | 0 | 0 | 0 | 0
KAKAAKO 3 | KAKAAKO 5 | 0.014675 | 0.006776 | 0.011606 | 0.012061 | 0.003929 | 0.004226 | 0.001105 | 0.009126 | 0.00959 | 0.007766
KAKAAKO 4 | KAKAAKO 9 | 0.003841 | 0.007682 | 0.004034 | 0.011523 | 0.007682 | 0.003841 | 0.003841 | 0.011523 | 0 | 0.001635
KAKAAKO 4 | KEAWE | 0.002842 | 0.00686 | 0.010535 | 0.010535 | 0.005684 | 0.00686 | 0.011368 | 0.005684 | 0.00343 | 0.008526
KALAMA 1 | KAINALU | 0.046781 | 0.048993 | 0.040772 | 0.026862 | 0.26773 | 0.13555 | 0.13724 | 0.15595 | 0.24316 | 0.053818
KALAMA 1 | ONEAWA | 0.029503 | 0.034013 | 0.03747 | 0.036949 | 0.00706 | 0.022005 | 0.02296 | 0.01069 | 0.022442 | 0.027023
KALAMA 2 CSP | AINONI | 0.025762 | 0.020846 | 0.024794 | 0.020284 | 0.035844 | 0.028911 | 0.029311 | 0.032382 | 0.035172 | 0.029881
KALIHI 1 | KALIHI KAI | 0.022731 | 0.021276 | 0.027555 | 0.009201 | 0.01299 | 0.012042 | 0.023642 | 0.030897 | 0.018695 | 0.017875
KALIHI 1 | KALIHI UKA | 0.009124 | 0.026758 | 0.017542 | 0.009662 | 0.012185 | 0.013663 | 0.003682 | 0.005372 | 0.021173 | 0.013577
KALIHI 2 | BECKLEY | 0.017638 | 0.010451 | 0.015607 | 0.001263 | 0.002526 | 0.00695 | 0.009357 | 0.001263 | 0.005792 | 0.005015
KALIHI 2 | KAM IV | 0.031394 | 0.033813 | 0.04509 | 0.028651 | 0.033114 | 0.041529 | 0.020822 | 0.022699 | 0.025539 | 0.024748
KAMILOIKI | ANUU | 0.10236 | 0.10353 | 0.14087 | 0.17831 | 0.16979 | 0.15231 | 0.069458 | 0.19519 | 0.072309 | 0.10285
KAMILOIKI | KOKOHEAD | 0.040632 | 0.0721 | 0.057141 | 0.044222 | 0.060418 | 0.05565 | 0.054789 | 0.045953 | 0.057822 | 0.046991
KAMOHO 1 | KALIHI ST | 0.020023 | 0.046467 | 0.029828 | 0.032996 | 0.011249 | 0.041864 | 0.025874 | 0.024615 | 0.039093 | 0.020287
KAMOHO 1 | MACHADO ST | 0.024324 | 0.029245 | 0.02862 | 0.015029 | 0.015208 | 0.02459 | 0.009949 | 0.019274 | 0.019186 | 0.020056
KAMOHO 2 | KAM TERRACE | 0.048788 | 0.045162 | 0.053134 | 0.022807 | 0.041604 | 0.02523 | 0.032418 | 0.039319 | 0.023138 | 0.035869
KAMOKILA 1 | KAMOKILA 2 | 0.064469 | 0.095348 | 0.09309 | 0.046861 | 0.057132 | 0.057248 | 0.068874 | 0.073857 | 0.072348 | 0.064023
KAMOKILA 2 | KAMOKILA 4 | 0.093833 | 0.11732 | 0.13956 | 0.082468 | 0.076895 | 0.085066 | 0.054736 | 0.09275 | 0.082024 | 0.10736
KAMOKILA 3 | KAMOKILA 6 | 0.030864 | 0.077395 | 0.048228 | 0.039206 | 0.031587 | 0.045679 | 0.05523 | 0.061018 | 0.041168 | 0.03631
KAMOKU T2 | KAMOKU 10 | 0.01518 | 0.02875 | 0.011324 | 0.008188 | 0.011479 | 0.011263 | 0.013797 | 0.022617 | 0.011197 | 0.018025
KANEOHE 1 | HEEIA | 0.10292 | 0.13278 | 0.12478 | 0.080052 | 0.078887 | 0.095348 | 0.089644 | 0.10257 | 0.094699 | 0.071014
KANEOHE 1 | PALEKA | 0.035585 | 0.058082 | 0.060703 | 0.028573 | 0.031949 | 0.028524 | 0.033426 | 0.045239 | 0.042936 | 0.022851
KANEOHE 2 | ANOI | 0.052945 | 0.080335 | 0.10179 | 0.063635 | 0.090512 | 0.057052 | 0.071704 | 0.086394 | 0.055927 | 0.050557
KANEOHE 2 | PAHIA | 0.056145 | 0.11803 | 0.092703 | 0.036648 | 0.039944 | 0.048505 | 0.06022 | 0.05907 | 0.02859 | 0.044048
KANEOHE 3 | KANEOHE 5 | 0.05304 | 0.080207 | 0.065611 | 0.045379 | 0.054133 | 0.048818 | 0.055468 | 0.05099 | 0.050914 | 0.058361
KANEOHE 3 | KANEOHE 6 | 0.015039 | 0.016717 | 0.018247 | 0.023016 | 0.011266 | 0.007867 | 0.010088 | 0.007867 | 0.011379 | 0.009783
KAONOHI 1 | KAONOHI 1 | 0.019009 | 0.017243 | 0.021213 | 0.020111 | 0.019952 | 0.019829 | 0.01782 | 0.015085 | 0.018563 | 0.015346
KAONOHI 1 | KAONOHI 2 | 0.099547 | 0.090269 | 0.086097 | 0.07403 | 0.077481 | 0.094829 | 0.077051 | 0.096363 | 0.076011 | 0.088266
KAONOHI 2 | KAONOHI 3 | 0.016989 | 0.019321 | 0.025196 | 0.015948 | 0.013731 | 0.027459 | 0.026391 | 0.014785 | 0.011461 | 0.016862
KAONOHI 2 | KAONOHI 4 | 0.028818 | 0.03706 | 0.038679 | 0.028245 | 0.01883 | 0.029029 | 0.025468 | 0.034319 | 0.024098 | 0.023965
KAPAHULU 1 | KANAINA | 0.074893 | 0.11545 | 0.079054 | 0.061596 | 0.054751 | 0.074137 | 0.072492 | 0.066392 | 0.059988 | 0.074193
KAPAHULU 1 | SHERATON 1 | 0.007871 | 0.013708 | 0.017994 | 0.016241 | 0.011002 | 0.013175 | 0.010611 | 0.014203 | 0.013487 | 0.008463
KAPAHULU 2 | LEAHI | 0.15485 | 0.085026 | 0.17823 | 0.23866 | 0.075733 | 0.2062 | 0.092054 | 0.073433 | 0.061546 | 0.089694
KAPAHULU 2 | SHERATON 2 | 0 | 0.001827 | 0.001646 | 0.000823 | 0.002831 | 0 | 0 | 0.001004 | 0 | 0.002469
KAPAHULU 3 | KALAKAUA | 0.00389 | 0.005835 | 0.01167 | 0.009725 | 0.00778 | 0.001945 | 0.009725 | 0.01167 | 0.009725 | 0.013615
KAPAHULU 3 | PAOAKALANI | 0.007256 | 0.009584 | 0.008095 | 0.006522 | 0.0032 | 0.010545 | 0.008593 | 0.011342 | 0.006811 | 0.004915
KAPAHULU 4 | DIAMOND HEAD | 0.041232 | 0.019673 | 0.037428 | 0.11396 | 0.061343 | 0.033326 | 0.12435 | 0.31386 | 0.32509 | 0.031213
KAPAHULU 4 | KAPAHULU 1 | 0.006286 | 0.005388 | 0.010776 | 0.007184 | 0.005388 | 0.008082 | 0.007184 | 0.007184 | 0.00449 | 0.011674
KAPAHULU 5 | KANEKAPOLEI | 0.027411 | 0.031065 | 0.019109 | 0.011287 | 0.018107 | 0.023786 | 0.020095 | 0.014955 | 0.016441 | 0.034556
KAPAHULU 6 | KAPAHULU 4 | 0.013858 | 0.005997 | 0.007891 | 0.008047 | 0.005804 | 0.004795 | 0.004892 | 0.008302 | 0.006775 | 0.00167
KAPALAMA 1 | MOKAUEA | 0.013097 | 0.005414 | 0.005476 | 0.004389 | 0.003534 | 0.013564 | 0.008932 | 0.010199 | 0.012947 | 0.00567
KAPALAMA 1 | SAND ISLAND | 0.001437 | 0.001889 | 0.00211 | 0 | 0 | 0.001714 | 0.002674 | 0.013399 | 0.003285 | 0.002311
KAPALAMA 2 | HOUGHTAILING | 0.010573 | 0.009134 | 0.021115 | 0.005018 | 0.01665 | 0.010466 | 0.011643 | 0.00759 | 0.017529 | 0.011554
KAPALAMA 2 | KAHAI | 0.008211 | 0.001475 | 0.002905 | 0.008953 | 0.006301 | 0.000865 | 0.002856 | 0.008027 | 0.002817 | 0.003796
KAPALAMA 3 | PUUHALE | 0.002265 | 0.008557 | 0.001762 | 0.001445 | 0.00289 | 0.017778 | 0.005472 | 0.016997 | 0.001762 | 0.029308
KAPALAMA 3 | WAIAKAMILO-KAPALAMA | 0 | 0 | 0 | 0 | 0 | 0.001488 | 0.010155 | 0.001488 | 0.001488 | 0
KAPIOLANI 1 (12KV) | KAPIOLANI 1 | 0.068392 | 0.058855 | 0.055129 | 0.044633 | 0.054408 | 0.03542 | 0.056246 | 0.046861 | 0.044941 | 0.033094
KAPIOLANI 1 (12KV) | KAPIOLANI 2 | 0.033877 | 0.061592 | 0.050934 | 0.020081 | 0.046369 | 0.049823 | 0.045324 | 0.037651 | 0.04375 | 0.037447
KAPIOLANI 1 (4KV) | KAP-HARDING | 0.026379 | 0.01413 | 0.029934 | 0.013307 | 0.019235 | 0.019869 | 0.026313 | 0.017142 | 0.020079 | 0.030192
KAPIOLANI 1 (4KV) | KUHIO | 0.00255 | 0.006076 | 0.005084 | 0.006409 | 0.003251 | 0.002167 | 0.004171 | 0.002975 | 0.002075 | 0.0009
KAPIOLANI 1 (4KV) | ST LOUIS HTS | 0.00286 | 0.004182 | 0.006649 | 0.005963 | 0.005488 | 0.004581 | 0.004657 | 0.004554 | 0.007997 | 0.00361
KAPIOLANI 2 (12KV) | KAPIOLANI 3 | 0.052656 | 0.05711 | 0.053558 | 0.037854 | 0.031881 | 0.060075 | 0.037048 | 0.045146 | 0.03647 | 0.033958
KAPIOLANI 2 (12KV) | ST LOUIS | 0.029467 | 0.068092 | 0.052359 | 0.046025 | 0.038607 | 0.048478 | 0.033397 | 0.054536 | 0.037847 | 0.032551
KAPIOLANI 2 (4KV) | KAP-KAIMUKI | 0.00456 | 0.004717 | 0.006116 | 0.001455 | 0.003989 | 0.001242 | 0.009938 | 0.006066 | 0.00465 | 0
KAPIOLANI 2 (4KV) | KAP-WAIALAE | 0.011347 | 0.017121 | 0.015798 | 0.010109 | 0.006391 | 0.012509 | 0.009697 | 0.011773 | 0.01166 | 0.006878
KAPOLEI 1 | KAPOLEI 2 | 0.077587 | 0.097407 | 0.118 | 0.072025 | 0.086854 | 0.083202 | 0.09052 | 0.11629 | 0.075034 | 0.065411
KAPOLEI 2 | KAPOLEI 4 | 0.040873 | 0.062962 | 0.041129 | 0.043387 | 0.034036 | 0.038449 | 0.022385 | 0.032379 | 0.033009 | 0.019562
KEOLU 1 | AALAPAPA | 0.081287 | 0.047347 | 0.10553 | 0.065633 | 0.059773 | 0.13486 | 0.064928 | 0.045784 | 0.054966 | 0.076832
KEOLU 1 | ENCHANTED LAKES | 0.056573 | 0.083524 | 0.081564 | 0.070521 | 0.082019 | 0.047255 | 0.056135 | 0.066572 | 0.081261 | 0.048066
KEOLU 2 | KAILUA HTS | 0.099738 | 0.098444 | 0.12541 | 0.095291 | 0.19237 | 0.098078 | 0.10358 | 0.19026 | 0.10496 | 0.08489
KEOLU 2 | KEOLU DR | 0.099346 | 0.098187 | 0.077917 | 0.055566 | 0.081761 | 0.087663 | 0.064102 | 0.057049 | 0.072709 | 0.090237
KEWALO 1 | KEWALO 1 | 0.002246 | 0.006359 | 0.00341 | 0.004195 | 0.005588 | 0.004202 | 0.005408 | 0.003782 | 0.002618 | 0.00547
KEWALO 1 | KEWALO 2 | 0.011454 | 0.007824 | 0.01466 | 0.010963 | 0.008512 | 0.008308 | 0.007036 | 0.023447 | 0.014228 | 0.009829
KEWALO 2 | KEWALO 4 | 0.014089 | 0.006693 | 0.014252 | 0.007398 | 0.002863 | 0.010075 | 0.005717 | 0.017677 | 0.010652 | 0.007741
KEWALO T3 | KEWALO 5 | 0.008897 | 0.010168 | 0.01271 | 0.006355 | 0.010168 | 0.008897 | 0.005084 | 0.001271 | 0.006355 | 0.003813
KO OLINA 1 | KO OLINA 1 | 0.01882 | 0.013196 | 0.011032 | 0.031598 | 0.012011 | 0.006302 | 0.020531 | 0.008902 | 0.014302 | 0.037083
KOOLAU | HALEKOU | 0.082916 | 0.096395 | 0.10169 | 0.057495 | 0.061526 | 0.076969 | 0.075078 | 0.068623 | 0.097948 | 0.091229
KOOLAU | PALI | 0.084186 | 0.1118 | 0.061209 | 0.08366 | 0.070546 | 0.069482 | 0.080671 | 0.046072 | 0.050322 | 0.059998
KUAPA 1 | KUAPA 1 | 0.060296 | 0.10813 | 0.095462 | 0.066934 | 0.066767 | 0.069855 | 0.05925 | 0.074414 | 0.054992 | 0.063931
KUAPA 1 | KUAPA 2 | 0.036121 | 0.10404 | 0.063356 | 0.053729 | 0.04539 | 0.044196 | 0.047451 | 0.049813 | 0.046519 | 0.039524
KUAPA 2 | KUAPA 3 | 0.077663 | 0.10702 | 0.092023 | 0.06013 | 0.057959 | 0.06489 | 0.05145 | 0.059398 | 0.072728 | 0.04957
KUAPA 2 | KUAPA 4 | 0.069754 | 0.088502 | 0.078877 | 0.036715 | 0.044061 | 0.0646 | 0.029297 | 0.052016 | 0.062978 | 0.046011
KUHIO 1 | KUHIO 1 | 0.004072 | 0.010521 | 0.010382 | 0.007129 | 0.005497 | 0.011286 | 0 | 0.007049 | 0.009025 | 0.00691
KUHIO 2 | KUHIO 3 | 0.00244 | 0 | 0 | 0 | 0.00244 | 0 | 0.00244 | 0 | 0.00244 | 0
KUHIO 2 | KUHIO 4 | 0.023897 | 0.018077 | 0.022956 | 0.017208 | 0.010314 | 0.01726 | 0.013407 | 0.019874 | 0.011054 | 0.015333
KUILIMA 2 | KUILIMA 1 | 0.052931 | 0.042472 | 0.082338 | 0.041782 | 0.068039 | 0.050244 | 0.070737 | 0.072673 | 0.070985 | 0.050566
KUNIA | KUNIA | 0.006529 | 0.006482 | 0.004946 | 0.013776 | 0.00312 | 0.008676 | 0.001913 | 0.007732 | 0.005245 | 0.005152
KUNIA MAKAI 1 | KUNIA MAKAI 1 | 0.057982 | 0.081661 | 0.073387 | 0.032375 | 0.056356 | 0.037522 | 0.041205 | 0.048064 | 0.049705 | 0.056928
KUNIA MAKAI 1 | KUNIA MAKAI 2 | 0.16138 | 0.1693 | 0.14401 | 0.15857 | 0.15733 | 0.16496 | 0.14008 | 0.12875 | 0.14955 | 0.10863
KUNIA MAKAI 2 | KUNIA MAKAI 3 | 0.10369 | 0.11206 | 0.09561 | 0.045932 | 0.075557 | 0.055491 | 0.04471 | 0.053543 | 0.065405 | 0.085345
KUNIA MAKAI 2 | KUNIA MAKAI 4 | 0.043882 | 0.048244 | 0.060123 | 0.040456 | 0.040592 | 0.046992 | 0.047961 | 0.048741 | 0.027619 | 0.031214
LAELAE 1 | KALIHI VALLEY | 0.057958 | 0.02146 | 0.030102 | 0.02215 | 0.033169 | 0.035689 | 0.037443 | 0.05245 | 0.037025 | 0.023393
LAELAE 2 | LIKELIKE | 0.011844 | 0.014876 | 0.02313 | 0.012704 | 0.012795 | 0.010792 | 0.013404 | 0.017639 | 0.031574 | 0.021355
LAELAE 2 | NUMANA | 0.016452 | 0.011661 | 0.021677 | 0.017941 | 0.010772 | 0.009396 | 0.019332 | 0.012834 | 0.029473 | 0.013352
LAKESIDE 1 | LAKESIDE 1 | 0.24579 | 0.13938 | 0.03967 | 0.34487 | 0.14557 | 0.24602 | 0.049356 | 0.15773 | 0.057387 | 0.047964
LAKESIDE 1 | LAKESIDE 2 | 0.036717 | 0.049612 | 0.045027 | 0.02416 | 0.03221 | 0.042575 | 0.033586 | 0.045074 | 0.039668 | 0.041202
LAKESIDE 2 | LAKESIDE 3 | 0.04718 | 0.068138 | 0.079618 | 0.052377 | 0.062425 | 0.055672 | 0.052237 | 0.052093 | 0.063458 | 0.046036
LAKESIDE 2 | LAKESIDE 4 | 0.033091 | 0.052838 | 0.034929 | 0.037271 | 0.036397 | 0.040379 | 0.04099 | 0.016794 | 0.042824 | 0.03623
MAKAHA 1 | MAKAHA | 0.077312 | 0.18072 | 0.1292 | 0.10381 | 0.09509 | 0.092026 | 0.13805 | 0.13168 | 0.1065 | 0.10136
MAKAHA 2 | MAKAHA VALLEY | 0.021376 | 0.016915 | 0.036075 | 0.022881 | 0.027237 | 0.022726 | 0.030017 | 0.026482 | 0.022047 | 0.023481
MAKAHA 2 | MAUKA | 0.1675 | 0.16822 | 0.16639 | 0.11094 | 0.11169 | 0.11772 | 0.15668 | 0.15929 | 0.1127 | 0.14085
MAKAKILO 1 | MAKAKILO 1 | 0.09005 | 0.14455 | 0.10613 | 0.10864 | 0.062933 | 0.084349 | 0.068487 | 0.065918 | 0.097507 | 0.081578
MAKAKILO 1 | MAKAKILO 3 | 0.10217 | 0.14149 | 0.12704 | 0.098567 | 0.1073 | 0.076344 | 0.0967 | 0.10268 | 0.084244 | 0.086076
MAKAKILO 2 | MAKAKILO 2 | 0.11482 | 0.20664 | 0.13107 | 0.11528 | 0.16253 | 0.12748 | 0.079903 | 0.12549 | 0.13526 | 0.1265
MAKAKILO 2 | MAKAKILO 4 | 0.03406 | 0.033654 | 0.034462 | 0.028169 | 0.022815 | 0.015758 | 0.049208 | 0.041998 | 0.032505 | 0.007872
MAKALAPA 1 | HALAWA | 0.037323 | 0.059129 | 0.048154 | 0.039252 | 0.032322 | 0.048283 | 0.040343 | 0.039111 | 0.030679 | 0.033057
MAKALAPA 1 | MAKALAPA-MOANALUA | 0.06754 | 0.12273 | 0.090371 | 0.072502 | 0.069457 | 0.070653 | 0.066344 | 0.066593 | 0.06061 | 0.065816
MAKALAPA 2 | AIRPORT | 0 | 0.007564 | 0 | 0 | 0 | 0 | 0 | 0 | 0 | 0
MAKALAPA 2 | ALIAMANU | 0.10996 | 0.12151 | 0.11905 | 0.099537 | 0.075297 | 0.07933 | 0.082257 | 0.094949 | 0.089086 | 0.089666
MAKALOA 1 | PAWAA KAI | 0.006806 | 0.009825 | 0.00682 | 0.008696 | 0.00425 | 0.007125 | 0.008552 | 0.004348 | 0.002686 | 0.002777
MAKALOA 2 | AUDITORIUM | 0.004218 | 0.01406 | 0.015466 | 0.012654 | 0.01406 | 0.008436 | 0.01406 | 0.008436 | 0.00703 | 0.008436
MAKALOA 3 | KAMAKEE | 0.001155 | 0 | 0.001155 | 0.003465 | 0.001155 | 0.001155 | 0 | 0.001155 | 0 | 0.001155
MAKALOA 3 | MAKALOA | 0.013347 | 0.012977 | 0.011446 | 0.012932 | 0.015187 | 0.017434 | 0.010175 | 0.015581 | 0.013916 | 0.014916
MAKALOA 4 | DAIRYMENS | 0.014169 | 0.022702 | 0.036461 | 0.021477 | 0.025376 | 0.027233 | 0.025664 | 0.031539 | 0.010863 | 0.012452
MAKALOA 4 | MAHUKONA | 0.006838 | 0.00718 | 0.008596 | 0.011267 | 0.007781 | 0.004612 | 0.01305 | 0.005436 | 0.006717 | 0.005632
MALAKOLE 2 | MALAKOLE 4 | 0 | 0 | 0 | 0 | 0 | 0 | 0 | 0 | 0 | 0.022545
MANOA 1 | MANOA 1 | 0.049361 | 0.05061 | 0.052628 | 0.037443 | 0.03329 | 0.046921 | 0.040846 | 0.052041 | 0.028321 | 0.051541
MANOA 1 | MANOA 2 | 0.035277 | 0.028401 | 0.039782 | 0.033869 | 0.047669 | 0.02664 | 0.037921 | 0.041909 | 0.02891 | 0.04503
MANOA 2 | MANOA 3 | 0.041323 | 0.057149 | 0.045162 | 0.034915 | 0.05752 | 0.041512 | 0.056506 | 0.04575 | 0.028177 | 0.040161
MAPUNAPUNA 1 | AHUA | 0 | 0.005811 | 0.001937 | 0 | 0.001937 | 0.001937 | 0.001937 | 0.003874 | 0.001937 | 0
MAPUNAPUNA 2 | MAPUNAPUNA-MOANALUA | 0.016746 | 0.038217 | 0.014972 | 0.001745 | 0.019971 | 0.020405 | 0.017853 | 0.014788 | 0.023998 | 0.01527
MCCULLY 2 | HAWN VILLAGE 2 | 0.028127 | 0.049215 | 0.039272 | 0.033685 | 0.020335 | 0.030084 | 0.032593 | 0.031346 | 0.024024 | 0.018979
MCCULLY 2 | MCCULLY 1 | 0.045802 | 0.041705 | 0.06219 | 0.035915 | 0.029313 | 0.033242 | 0.026433 | 0.048759 | 0.046062 | 0.028245
MCCULLY 5 | MCCULLY 3 | 0 | 0.005135 | 0.003081 | 0.001027 | 0.002054 | 0.008216 | 0.004108 | 0.003081 | 0.002054 | 0.003081
MCCULLY 6 | MANOA-MCCULLY | 0.011808 | 0.01154 | 0.015456 | 0.011604 | 0.002379 | 0.005451 | 0.006447 | 0.004067 | 0.008286 | 0.005694
MCCULLY 6 | MCCULLY 5 | 0.026239 | 0.048579 | 0.044639 | 0.027568 | 0.031776 | 0.046157 | 0.034026 | 0.027116 | 0.026221 | 0.034418
MIKILUA 1 | MIKILUA 1 | 0.057129 | 0.077964 | 0.059214 | 0.023302 | 0.030371 | 0.04247 | 0.058469 | 0.040874 | 0.054273 | 0.059102
MIKILUA 2 | MIKILUA 3 | 0.072187 | 0.11143 | 0.085762 | 0.077563 | 0.066322 | 0.084817 | 0.075365 | 0.074447 | 0.1 | 0.096723
MIKILUA 2 | MIKILUA 4 | 0.073175 | 0.078328 | 0.092692 | 0.041975 | 0.063663 | 0.077142 | 0.061379 | 0.053072 | 0.04717 | 0.042451
MIKILUA 3 | MIKILUA 5 | 0.15285 | 0.24849 | 0.20451 | 0.18476 | 0.16194 | 0.1879 | 0.18902 | 0.1788 | 0.1813 | 0.16426
MILILANI 1 | MILILANI 1 | 0.046896 | 0.10945 | 0.10942 | 0.074129 | 0.053794 | 0.082967 | 0.069463 | 0.066692 | 0.091445 | 0.073497
MILILANI 1 | MILILANI 2 | 0.064042 | 0.10051 | 0.08957 | 0.059175 | 0.068185 | 0.05838 | 0.078147 | 0.065737 | 0.067428 | 0.055496
MILILANI 2 | MILILANI 3 | 0.045203 | 0.025543 | 0.035327 | 0.032056 | 0.017312 | 0.026813 | 0.035919 | 0.027437 | 0.01526 | 0.028836
MILILANI 2 | MILILANI 4 | 0.09291 | 0.10978 | 0.1135 | 0.065435 | 0.062149 | 0.075376 | 0.058542 | 0.068057 | 0.090165 | 0.080582
MOILIILI 1 | MOILIILI 1 | 0.032295 | 0.05075 | 0.050768 | 0.046199 | 0.028522 | 0.038396 | 0.030961 | 0.033841 | 0.02668 | 0.026046
MOILIILI 1 | MOILIILI 2 | 0.061425 | 0.087176 | 0.075836 | 0.052044 | 0.060749 | 0.055775 | 0.052539 | 0.068571 | 0.054351 | 0.047986
NUUANU 2 | NUUANU 2 | 0.53358 | 0.048554 | 0.15497 | 0.043755 | 0.081213 | 0.038429 | 0.14737 | 0.088589 | 0.035538 | 0.0258
NUUANU 2 | NUUANU 3 | 0.044662 | 0.063116 | 0.065557 | 0.059225 | 0.04758 | 0.053034 | 0.052924 | 0.056591 | 0.034168 | 0.027119
OCEAN POINTE 1 | OCEAN POINTE 1 | 0.10527 | 0.1981 | 0.11161 | 0.12066 | 0.16276 | 0.11596 | 0.14013 | 0.10609 | 0.1464 | 0.18836
OCEAN POINTE 1 | OCEAN POINTE 2 | 0.10501 | 0.17146 | 0.17621 | 0.11146 | 0.089406 | 0.11222 | 0.10791 | 0.12727 | 0.17026 | 0.11753
OCEAN POINTE 2 | OCEAN POINTE 3 | 0.091599 | 0.16891 | 0.18062 | 0.07959 | 0.12289 | 0.11056 | 0.12153 | 0.14677 | 0.12715 | 0.10603
OCEAN POINTE 2 | OCEAN POINTE 4 | 0.078317 | 0.074454 | 0.0536 | 0.05815 | 0.055266 | 0.045455 | 0.038963 | 0.037732 | 0.041003 | 0.026371
PAUOA 1 | PAUOA 1 | 0.041843 | 0.040182 | 0.043054 | 0.048304 | 0.032702 | 0.048963 | 0.036589 | 0.052456 | 0.04115 | 0.057756
PAUOA 1 | PAUOA 2 | 0.16453 | 0.22206 | 0.16071 | 0.11634 | 0.12489 | 0.15902 | 0.15605 | 0.17577 | 0.13765 | 0.13975
PEARL CITY 1 | PEARL CITY 1 | 0.035398 | 0.032299 | 0.021866 | 0.035679 | 0.02609 | 0.009966 | 0.017053 | 0.025933 | 0.034522 | 0.012575
PEARL CITY 1 | PEARL CITY 2 | 0.097236 | 0.22873 | 0.078044 | 0.077588 | 0.11557 | 0.08873 | 0.081111 | 0.055189 | 0.10667 | 0.095005
PIIKOI 1 | PENSACOLA | 0.013335 | 0.018884 | 0.019419 | 0.011683 | 0.014298 | 0.023162 | 0.027192 | 0.015954 | 0.026361 | 0.01834
PIIKOI 1 | PIIKOI | 0.047098 | 0.069277 | 0.069471 | 0.059822 | 0.037281 | 0.057206 | 0.058191 | 0.056003 | 0.05616 | 0.041376
PIIKOI 2 | KEWALO | 0.090085 | 0.10504 | 0.09863 | 0.089775 | 0.080126 | 0.069498 | 0.066396 | 0.055908 | 0.060744 | 0.077515
PIIKOI 2 | THURSTON | 0.058717 | 0.089792 | 0.073693 | 0.054779 | 0.069116 | 0.088702 | 0.069077 | 0.056582 | 0.050204 | 0.041239
PIIKOI 3 | BWS | 0.010592 | 0.013876 | 0.011558 | 0.016801 | 0.016528 | 0.012267 | 0.008305 | 0.008577 | 0.014011 | 0.011364
PIIKOI 3 | MANOA-PIIKOI | 0.077241 | 0.072271 | 0.070259 | 0.049829 | 0.052685 | 0.044522 | 0.040493 | 0.045338 | 0.03301 | 0.068436
PIIKOI 4 | PIIKOI 7 | 0.002481 | 0.00341 | 0.005464 | 0.011778 | 0.011861 | 0 | 0.002531 | 0.007241 | 0 | 0.00803
PIIKOI 4 | PIIKOI 8 | 0.068765 | 0.08378 | 0.063803 | 0.078078 | 0.084453 | 0.087162 | 0.076782 | 0.075095 | 0.064568 | 0.076069
POHAKUPU 2 | OLOMANA | 0.018437 | 0.031084 | 0.020577 | 0.012004 | 0.007245 | 0.015289 | 0.008698 | 0.01902 | 0.058286 | 0.011235
POHAKUPU 2 | POHAKUPU 4 | 0.09427 | 0.098682 | 0.08449 | 0.060329 | 0.080477 | 0.044841 | 0.053958 | 0.065471 | 0.078501 | 0.055156
PUKELE 2 | CARLOS LONG | 0.081241 | 0.096426 | 0.11564 | 0.057496 | 0.070458 | 0.053678 | 0.074799 | 0.071109 | 0.069287 | 0.092768
PUKELE 2 | WAIOMAO | 0.092257 | 0.11571 | 0.1216 | 0.097756 | 0.11375 | 0.10209 | 0.080733 | 0.098204 | 0.10511 | 0.10049
PUOHALA 1 | PUOHALA 1 | 0.040161 | 0.052653 | 0.030054 | 0.027434 | 0.069356 | 0.036046 | 0.059663 | 0.035716 | 0.041112 | 0.054887
PUOHALA 1 | PUOHALA 2 | 0.13105 | 0.21335 | 0.17584 | 0.08469 | 0.18351 | 0.12307 | 0.16978 | 0.11628 | 0.1543 | 0.10517
PUUNUI 1 | ALEWA | 0.018067 | 0.02394 | 0.02106 | 0.012974 | 0.006579 | 0.019319 | 0.012285 | 0.0109 | 0.002578 | 0.007457
PUUNUI 1 | PUUNUI | 0.027251 | 0.023533 | 0.037877 | 0.02327 | 0.023273 | 0.027225 | 0.036142 | 0.028049 | 0.010313 | 0.029694
PUUNUI 2 | EKEKELA | 0.031923 | 0.02246 | 0.03673 | 0.010005 | 0.012017 | 0.024465 | 0.014543 | 0.025256 | 0.03025 | 0.014482
PUUNUI 2 | HEIGHTS | 0.034462 | 0.015975 | 0.034241 | 0.017216 | 0.02361 | 0.022725 | 0.023022 | 0.026504 | 0.022544 | 0.01959
QUEENS 1 | QUEENS 1 | 0.0521 | 0.080224 | 0.098738 | 0.059083 | 0.052397 | 0.044604 | 0.069509 | 0.045538 | 0.052006 | 0.03246
QUEENS 1 | QUEENS 2 | 0.030861 | 0.033041 | 0.030105 | 0.036873 | 0.013744 | 0.016259 | 0.026944 | 0.025374 | 0.020552 | 0.016772
SCHOOL ST 1 | CKT 7 | 0.018995 | 0.029665 | 0.027568 | 0.019376 | 0.018868 | 0.016123 | 0.02531 | 0.021951 | 0.025319 | 0.013823
SCHOOL ST 1 | SCHOOL ST 3 | 0.029581 | 0.044614 | 0.041711 | 0.02773 | 0.029384 | 0.040823 | 0.032532 | 0.018158 | 0.031814 | 0.026066
SCHOOL ST 2 | FORT ST | 0.002211 | 0.000982 | 0 | 0.002733 | 0.002199 | 0.003468 | 0.002546 | 0.004472 | 0.005246 | 0.004738
SCHOOL ST 2 | SCHOOL ST | 0.081738 | 0.084695 | 0.061768 | 0.039595 | 0.028295 | 0.038893 | 0.059818 | 0.079151 | 0.065775 | 0.04804
SCHOOL ST 3 | KALIHI | 0.001319 | 0 | 0.001319 | 0 | 0.003957 | 0 | 0 | 0.001319 | 0.005276 | 0.002638
SCHOOL ST T2 | KAPALAMA | 0.016364 | 0.01166 | 0.012298 | 0.002964 | 0.003943 | 0.011595 | 0.011539 | 0.014466 | 0.01665 | 0.007011
SCHOOL ST T2 | KUAKINI | 0.011148 | 0.002947 | 0.004656 | 0.001271 | 0.006602 | 0.002323 | 0.006891 | 0.000843 | 0.010495 | 0.00694
SCHOOL ST T2 | LILIHA MAKAI | 0.001826 | 0.002012 | 0.002624 | 0.001826 | 0.000874 | 0.003537 | 0.006098 | 0.002198 | 0.004581 | 0.001525
UPPER KIPAPA 1 | KUAHELANI 1 | 0.062922 | 0.058501 | 0.087883 | 0.058365 | 0.05728 | 0.081554 | 0.058528 | 0.067804 | 0.067149 | 0.086118
UPPER KIPAPA 1 | KUAHELANI 4 | 0.099517 | 0.10971 | 0.134 | 0.09419 | 0.14173 | 0.14487 | 0.11922 | 0.1345 | 0.12565 | 0.11
UPPER KIPAPA 2 | KUAHELANI 2 | 0.037759 | 0.047303 | 0.047071 | 0.037349 | 0.042426 | 0.038407 | 0.027949 | 0.018099 | 0.027577 | 0.030944
UPPER KIPAPA 2 | KUAHELANI 3 | 0.078924 | 0.11476 | 0.076105 | 0.073887 | 0.084548 | 0.086614 | 0.056343 | 0.067702 | 0.092192 | 0.065746
UWAPO 1 | UWAPO 1 | 0.10079 | 0.13082 | 0.14034 | 0.083539 | 0.077075 | 0.089238 | 0.093909 | 0.11609 | 0.10777 | 0.10102
UWAPO 1 | UWAPO 2 | 0.027948 | 0.026814 | 0.031171 | 0.043798 | 0.027717 | 0.024531 | 0.02158 | 0.030304 | 0.033284 | 0.027829
UWAPO 2 | UWAPO 3 | 0.090383 | 0.11458 | 0.12527 | 0.10497 | 0.080759 | 0.10053 | 0.09198 | 0.076439 | 0.095491 | 0.10703
UWAPO 2 | UWAPO 4 | 0 | 0 | 0 | 0 | 0 | 0.003353 | 0.006706 | 0 | 0.003353 | 0
WAHIAWA 1 | CASTNER | 0.057294 | 0.067382 | 0.07786 | 0.058669 | 0.042388 | 0.048657 | 0.065806 | 0.053592 | 0.054683 | 0.068136
WAHIAWA 1 | WAHIAWA PROPER | 0.030273 | 0.036489 | 0.024788 | 0.033981 | 0.034028 | 0.018986 | 0.020578 | 0.021852 | 0.009554 | 0.029083
WAHIAWA 2 | KIPAPA | 0.020803 | 0.0175 | 0.025508 | 0.010258 | 0.012418 | 0.010924 | 0.013842 | 0.025131 | 0.024425 | 0.011779
WAHIAWA 3 | HELEMANO | 0.048086 | 0.066859 | 0.072425 | 0.04557 | 0.052763 | 0.068484 | 0.048453 | 0.047828 | 0.037881 | 0.052386
WAHIAWA 3 | WAHIAWA HTS | 0.12068 | 0.12985 | 0.11789 | 0.09031 | 0.10184 | 0.10222 | 0.11571 | 0.10219 | 0.099716 | 0.10921
WAIAKAMILO 1 | WAIAKAMILO 1 | 0.003089 | 0.009382 | 0.008708 | 0 | 0.005885 | 0.003665 | 0.010996 | 0.006232 | 0.015321 | 0.013681
WAIAKAMILO 1 | WAIAKAMILO 2 | 0.006101 | 0.005281 | 0.003225 | 0.003362 | 0.004621 | 0.001962 | 0.006201 | 0.001114 | 0.004938 | 0.005441
WAIAKAMILO 2 | WAIAKAMILO 3 | 0.035081 | 0.034735 | 0.020094 | 0.02507 | 0.010786 | 0.037476 | 0.03795 | 0.028258 | 0.031999 | 0.022096
WAIAKAMILO 2 | WAIAKAMILO 4 | 0.020179 | 0.021453 | 0.022066 | 0.007991 | 0.003058 | 0.007759 | 0.031919 | 0.020625 | 0.012761 | 0.003965
WAIALAE 1 | WAI-WILHELMINA | 0.017807 | 0.015545 | 0.023777 | 0.026943 | 0.021303 | 0.013828 | 0.030398 | 0.018589 | 0.011136 | 0.032645
WAIALAE 2 | MAUNALANI | 0.034691 | 0.037452 | 0.054683 | 0.037053 | 0.024859 | 0.02917 | 0.029246 | 0.043812 | 0.033965 | 0.030499
WAIALUA 2 | KAENA PT | 0.10341 | 0.072374 | 0.096315 | 0.11047 | 0.096201 | 0.092371 | 0.094023 | 0.07092 | 0.071176 | 0.085885
WAIALUA 3 | KAWAILOA | 0.037107 | 0.044099 | 0.043716 | 0.04161 | 0.032324 | 0.017099 | 0.23344 | 0.039792 | 0.065885 | 0.04033
WAIALUA 3 | WAIALUA | 0.038261 | 0.11833 | 0.10185 | 0.047785 | 0.048427 | 0.052819 | 0.052747 | 0.045437 | 0.046933 | 0.051606
WAIAWA 1 | WAIAWA 1 | 0.082414 | 0.056491 | 0.094133 | 0.060649 | 0.071128 | 0.027361 | 0.088644 | 0.060215 | 0.05483 | 0.05566
WAIAWA 1 | WAIAWA 2 | 0 | 0 | 0 | 0.006197 | 0 | 0 | 0 | 0 | 0 | 0
WAIAWA 2 | WAIAWA 3 | 0.022617 | 0.047397 | 0.033101 | 0.028534 | 0.019509 | 0.028049 | 0.01632 | 0.024941 | 0.012727 | 0.032588
WAIAWA 2 | WAIAWA 4 | 0.057366 | 0.065937 | 0.082752 | 0.050397 | 0.063604 | 0.038339 | 0.043754 | 0.041478 | 0.063424 | 0.057427
WAIHEE 1 | WAIHEE 1 | 0.11471 | 0.1032 | 0.12101 | 0.094848 | 0.071956 | 0.080941 | 0.073366 | 0.099812 | 0.087734 | 0.03543
WAIHEE 1 | WAIHEE 2 | 0.066047 | 0.076705 | 0.10225 | 0.093324 | 0.048482 | 0.066702 | 0.041357 | 0.050643 | 0.04881 | 0.052565
WAIHEE 2 | WAIHEE 3 | 0.025557 | 0.041197 | 0.025117 | 0.01845 | 0.020826 | 0.009598 | 0.031637 | 0.01656 | 0.035363 | 0.02278
WAIHEE 2 | WAIHEE 4 | 0.083968 | 0.12923 | 0.15437 | 0.087738 | 0.14303 | 0.14501 | 0.1359 | 0.11578 | 0.10849 | 0.10417
WAIKIKI 1 | WAIKIKI 1 | 0.020527 | 0.008699 | 0.010739 | 0.00808 | 0.006106 | 0.002891 | 0.005685 | 0.008592 | 0.005426 | 0
WAIKIKI 2 | WAIKIKI 3 | 0.003146 | 0.001573 | 0.008394 | 0.003761 | 0 | 0.006907 | 0 | 0.001573 | 0.004719 | 0
WAIKIKI 2 | WAIKIKI 4 | 0.007609 | 0.008324 | 0.005512 | 0.008855 | 0.002336 | 0.008121 | 0.004344 | 0.006608 | 0.002008 | 0.004672
WAIKIKI 3 | WAIKIKI 5 | 0.013017 | 0.016641 | 0.020279 | 0.029418 | 0.02067 | 0.020568 | 0.027193 | 0.007309 | 0.010966 | 0.014364
WAILUPE | AINA KOA | 0.48969 | 0.20061 | 0.16496 | 0.15249 | 0.11177 | 0.076836 | 0.12747 | 0.12771 | 0.05399 | 0.32919
WAILUPE | WAILUPE | 0.21702 | 0.25955 | 0.18633 | 0.18493 | 0.24444 | 0.29731 | 0.13573 | 0.11834 | 0.23682 | 0.22377
WAIMALU 1 | WAIMALU 1 | 0.026881 | 0.047916 | 0.025362 | 0.040049 | 0.047056 | 0.036543 | 0.047402 | 0.029894 | 0.030115 | 0.029088
WAIMALU 1 | WAIMALU 2 | 0.16893 | 0.13503 | 0.17478 | 0.11953 | 0.10061 | 0.11255 | 0.10536 | 0.088204 | 0.10597 | 0.10048
WAIMALU 2 | WAIMALU 3 | 0.14939 | 0.1935 | 0.17426 | 0.18317 | 0.12909 | 0.14311 | 0.16434 | 0.12208 | 0.16107 | 0.11307
WAIMALU 2 | WAIMALU 4 | 0.035523 | 0.035071 | 0.057639 | 0.023286 | 0.032447 | 0.027974 | 0.036357 | 0.025693 | 0.027645 | 0.028323
WAIMANALO BEACH 1 | WAIMANALO | 0.035791 | 0.10293 | 0.083685 | 0.057105 | 0.057127 | 0.039856 | 0.072613 | 0.0387 | 0.054829 | 0.081357
WAIMANALO BEACH 2 | BEACH LOTS | 0.072568 | 0.12012 | 0.15385 | 0.097489 | 0.076337 | 0.077594 | 0.11629 | 0.092843 | 0.079688 | 0.11643
WAIMANO 1 | WAIMANO 5 | 0.060316 | 0.044996 | 0.090159 | 0.047981 | 0.036602 | 0.062973 | 0.043656 | 0.091157 | 0.044589 | 0.065841
WAIMANO 1 | WAIMANO HOME RD | 0.11777 | 0.17632 | 0.18676 | 0.16038 | 0.13959 | 0.12389 | 0.21879 | 0.13916 | 0.16712 | 0.14279
WAIMANO 2 | LEOMELE | 0.085172 | 0.10491 | 0.098022 | 0.054159 | 0.083171 | 0.080722 | 0.062986 | 0.077634 | 0.089888 | 0.095226
WAIMANO 2 | PENINSULA | 0.027314 | 0.031725 | 0.046218 | 0.017269 | 0.049975 | 0.015245 | 0.028175 | 0.029939 | 0.014675 | 0.022863
WAIMANO 3 | HIGHLANDS | 0.12471 | 0.20561 | 0.1898 | 0.14952 | 0.125 | 0.19153 | 0.14863 | 0.11129 | 0.13616 | 0.1186
WAIMANO 3 | WAIMANO 6 | 0.079872 | 0.10412 | 0.059236 | 0.042429 | 0.061417 | 0.086767 | 0.066808 | 0.05427 | 0.083427 | 0.052534
WAIMEA 1 | WAIMEA 1 | 0.014244 | 0.029351 | 0.01987 | 0.019699 | 0.021841 | 0.034524 | 0.006767 | 0.015619 | 0.011993 | 0.009984
WAIMEA 1 | WAIMEA 2 | 0.077287 | 0.066976 | 0.11088 | 0.07911 | 0.09639 | 0.079463 | 0.074715 | 0.080445 | 0.045298 | 0.063493
WAIPAHU 1 | DEPOT RD | 0.078669 | 0.080719 | 0.097483 | 0.04678 | 0.087081 | 0.055964 | 0.057724 | 0.11196 | 0.052087 | 0.033738
WAIPAHU 1 | WAIPAHU | 0.41713 | 0.47247 | 0.5215 | 0.31006 | 0.35638 | 0.4044 | 0.36188 | 0.27845 | 0.38795 | 0.30397
WAIPAHU 2 | MOKUOLA | 0.069028 | 0.042939 | 0.014604 | 0.03075 | 0.015078 | 0.054806 | 0.03492 | 0.059152 | 0.069662 | 0.062009
WAIPAHU 2 | WAILANI | 0.048549 | 0.02189 | 0.043834 | 0.046263 | 0.024599 | 0.05988 | 0.037058 | 0.030042 | 0.033775 | 0.030714
WAIPIO 1 | WAIPIO 1 | 0.016574 | 0.016715 | 0.025581 | 0.011523 | 0.020747 | 0.01661 | 0.021559 | 0.01569 | 0.019261 | 0.032515
WAIPIO 1 | WAIPIO 2 | 0.023125 | 0.024623 | 0.036673 | 0.029059 | 0.017844 | 0.035574 | 0.02137 | 0.017508 | 0.031098 | 0.025322
WAIPIOLANI 1 | MANAGERS | 0.032952 | 0.043382 | 0.04561 | 0.029061 | 0.026871 | 0.047823 | 0.033211 | 0.019609 | 0.033718 | 0.034378
WAIPIOLANI 2 | LUMIAUAU | 0.057836 | 0.045988 | 0.059561 | 0.063253 | 0.050391 | 0.05057 | 0.034287 | 0.030137 | 0.029216 | 0.0459
WAIPIOLANI 2 | PAIWA | 0.049674 | 0.053432 | 0.076176 | 0.041947 | 0.049197 | 0.050402 | 0.050281 | 0.054099 | 0.073694 | 0.057319
WILIWILI | WILIWILI 1 | 0.055675 | 0.069237 | 0.073631 | 0.024623 | 0.042895 | 0.064703 | 0.043536 | 0.054553 | 0.041697 | 0.047349
WILIWILI | WILIWILI 2 | 0.07257 | 0.034512 | 0.022502 | 0.029522 | 0.032918 | 0.031524 | 0.03937 | 0.028731 | 0.045027 | 0.035893
WOODLAWN 1 | HIKINA | 0.003878 | 0.01015 | 0.009616 | 0.002404 | 0.010324 | 0.006915 | 0.010986 | 0.00479 | 0.00226 | 0.00482
WOODLAWN 1 | PAWAINA | 0.025871 | 0.041643 | 0.032654 | 0.037325 | 0.045798 | 0.023928 | 0.027328 | 0.047822 | 0.029393 | 0.024498
WOODLAWN 2 | KAHALOA | 0.023871 | 0.049315 | 0.029816 | 0.027472 | 0.016495 | 0.03552 | 0.020597 | 0.031558 | 0.061447 | 0.061253
WOODLAWN 2 | LOWREY | 0.063576 | 0.022563 | 0.025708 | 0.035002 | 0.020299 | 0.041467 | 0.033214 | 0.032479 | 0.02776 | 0.031105
WOODLAWN 4 | UPLANDS | 0.024545 | 0.019571 | 0.024782 | 0.019334 | 0.025358 | 0.032781 | 0.022478 | 0.019525 | 0.018627 | 0.018802
WOODLAWN 4 | WOODLAWN | 0.024375 | 0.021638 | 0.02244 | 0.01826 | 0.02771 | 0.020091 | 0.017824 | 0.022547 | 0.037577 | 0.026873

## DGPV Commercial Forecast Low
Return to Assumptions Summary
Commercial Distributed Generation Photovoltaic Systems (DGPV) - Low Forecast
The Commercial Distributed Generation Photovoltaic Systems (DGPV) Load layer represents the impacts of behind the meter PV for commercial customers (Schedule-G, Schedule-J, Schedule P). The incremental amount added per year in megawatts (MW) for the commercial DGPV layer by circuit is shown for years 2021 through 2030.
Amount Added Per Year (MW)
Substation Transformer | Circuit | 2021 | 2022 | 2023 | 2024 | 2025 | 2026 | 2027 | 2028 | 2029 | 2030
AHI 1 | HAHAIONE | 0.1 | 0.3 | 0.1 | 0 | 0.1 | 0 | 0.1 | 0 | 0 | 0
AHI 1 | NIU | 0.00204 | 0 | 0 | 0.1 | 0 | 0 | 0 | 0 | 0 | 0
AHI 2 | KAALAKEI | 0.2063 | 0.3 | 0 | 0 | 0 | 0.0114 | 0 | 0 | 0 | 0
AHI 2 | PORTLOCK | 0.41973 | 0.22783 | 0.13818 | 0 | 0 | 0.10451 | 0.004514 | 0.1 | 0.1 | 0
AIEA 1 | KAM HWY | 0.016294 | 0.016113 | 0.05464 | 0.11144 | 0.008788 | 0 | 0.005368 | 0 | 0.0261 | 0.048059
AIEA 1 | LAULIMA | 0 | 0.002735 | 0 | 0 | 0.001908 | 0 | 0 | 0 | 0 | 0
AIEA 2 | AIEA | 0 | 0.1064 | 0 | 0 | 0 | 0 | 0.1 | 0 | 0.1 | 0.1
AIEA 2 | KAUHALE | 0.015524 | 0.0181 | 0.13362 | 0 | 0 | 0 | 0 | 0 | 0.15708 | 0
AIEA 3 | AIEA 2 | 0.013392 | 0.1 | 0 | 0.007414 | 0 | 0 | 0 | 0 | 0 | 0
AIKAHI 1 | KALAHEO | 0.2069 | 0.006901 | 0.2 | 0 | 0.1 | 0 | 0.2 | 0 | 0 | 0
AIKAHI 3 | ILIAINA | 0 | 0.10774 | 0.002554 | 0 | 0 | 0 | 0 | 0 | 0.1 | 0
AINA KOA 1 | KAHALA MALL | 0.3 | 0.20997 | 0.012406 | 0 | 0.023543 | 0 | 0.012352 | 0 | 0 | 0
AINA KOA 1 | WAIALAE NUI | 0.1 | 0.10314 | 0.1 | 0 | 0 | 0 | 0.1 | 0.2 | 0 | 0.2
ARCHER 1 | ARCHER 1 | 0.2 | 0 | 0.1 | 0 | 0.1 | 0 | 0.1 | 0 | 0 | 0.1
ARCHER 1 | ARCHER 2 | 0.1 | 0.3 | 0 | 0.2 | 0.1 | 0.1 | 0 | 0.1 | 0 | 0.1
ARCHER 2 | ARCHER 3 | 0.24022 | 0.63839 | 0.1 | 0.22162 | 0.4 | 0.1 | 0.11179 | 0.2 | 0.2 | 0.005697
ARCHER 2 | ARCHER 4 | 0 | 0.1 | 0 | 0 | 0 | 0 | 0.1 | 0.1 | 0.1 | 0
BARBERS PT TANK FARM 2 | INDUSTRIAL | 0.41128 | 0.80068 | 0.32034 | 0 | 0.31225 | 0.2 | 0 | 0.1 | 0.10601 | 0.03732
CEIP 2 | CEIP 3 | 0.2 | 0.51125 | 0.02705 | 0.1 | 0.2 | 0 | 0 | 0 | 0 | 0.1
CEIP 2 | CEIP 4 | 0.002703 | 0 | 0 | 0 | 0 | 0 | 0 | 0 | 0 | 0.002691
ENA 1 | ALA MOANA | 0.2 | 0.1 | 0 | 0.2 | 0 | 0.1 | 0 | 0 | 0 | 0
ENA 1 | HAWN VILLAGE 1 | 0.2 | 0.1 | 0.1 | 0 | 0 | 0 | 0 | 0.1 | 0 | 0
ENA 2 | ILIKAI | 0 | 0 | 0.1 | 0.000816 | 0 | 0 | 0 | 0 | 0 | 0
ENA 3 | DE RUSSY | 0 | 0 | 0.1 | 0.1 | 0 | 0 | 0 | 0 | 0 | 0
ENA 4 | ENA 1 | 0 | 0.010462 | 0 | 0.11046 | 0 | 0 | 0.1 | 0 | 0 | 0
EWA BEACH 1 | EWA BEACH 1 | 0.2 | 0.6 | 0.1 | 0 | 0.1 | 0.1 | 0 | 0.1 | 0.1 | 0
EWA BEACH 1 | EWA BEACH 2 | 0.031115 | 0 | 0 | 0.1 | 0 | 0 | 0 | 0 | 0 | 0.004674
EWA BEACH 2 | EWA BEACH 3 | 0.1 | 0 | 0 | 0.1 | 0.01611 | 0 | 0 | 0 | 0.1 | 0.1
EWA BEACH 2 | EWA BEACH 4 | 0.2 | 0.1 | 0.1 | 0 | 0 | 0 | 0 | 0 | 0 | 0
EWA NUI 1 | EWA NUI 1 | 0 | 0.1 | 0.1 | 0 | 0 | 0 | 0 | 0 | 0 | 0
EWA NUI 2 | EWA NUI 2 | 0.2 | 0.2 | 0.4 | 0.3 | 0.7 | 0.1 | 0.2 | 0 | 0.1 | 0.3
FORT ST 1 | FORT ST 1 | 0.1 | 0.1 | 0 | 0 | 0 | 0 | 0 | 0 | 0 | 0
FORT ST 1 | FORT ST 2 | 0 | 0 | 0 | 0 | 0 | 0 | 0 | 0 | 0 | 0.001976
FORT ST 2 | FORT ST 3 | 0 | 0 | 0 | 0 | 0 | 0 | 0 | 0.00408 | 0.01878 | 0
FORT ST 2 | FORT ST 4 | 0 | 0.2 | 0 | 0.044773 | 0 | 0 | 0 | 0 | 0 | 0
FORT ST 4KV | NUUANU | 0.20399 | 0 | 0 | 0 | 0 | 0.1 | 0 | 0.1 | 0 | 0
FORT ST 4KV | PUNCHBOWL | 0 | 0.001155 | 0.001566 | 0 | 0 | 0 | 0 | 0 | 0 | 0
FORT WEAVER 1 | FORT WEAVER 1 | 0.2 | 0.20124 | 0.1 | 0 | 0.1 | 0 | 0 | 0 | 0 | 0
FORT WEAVER 1 | FORT WEAVER 2 | 0 | 0 | 0.002805 | 0.1 | 0 | 0 | 0 | 0 | 0 | 0.00315
FORT WEAVER 2 | FORT WEAVER 3 | 0.2 | 0.20412 | 0 | 0.1 | 0.022334 | 0 | 0 | 0 | 0 | 0
FORT WEAVER 2 | FORT WEAVER 4 | 0.001929 | 0 | 0.00131 | 0 | 0.003071 | 0 | 0 | 0 | 0.001394 | 0
HALA 1 | HALA 2 | 0 | 0.13711 | 0.004802 | 0 | 0.005712 | 0 | 0.016089 | 0 | 0 | 0
HALA 2 | HALA 3 | 0.2 | 0.20181 | 0.002332 | 0.3 | 0.1 | 0 | 0 | 0 | 0.016265 | 0.016265
HALA 2 | HALA 4 | 0 | 0.1 | 0.1 | 0 | 0 | 0 | 0 | 0 | 0 | 0
HAUULA | PUNALUU | 0.2 | 0.1 | 0 | 0.1 | 0.1 | 0 | 0 | 0.2 | 0.1 | 0.10293
HELEMANO 1 | DOLE 1 | 0.1 | 0 | 0 | 0 | 0 | 0 | 0 | 0 | 0 | 0
HELEMANO 2 | WHITMORE | 0 | 0 | 0 | 0 | 0 | 0 | 0 | 0 | 0 | 0.00034
HILA 1 | HILA 1 | 0.2 | 0.3 | 0 | 0 | 0 | 0.1 | 0.2 | 0.1 | 0 | 0.1
HILA 1 | HILA 2 | 0.11827 | 0.1 | 0.015745 | 0.1 | 0 | 0 | 0 | 0 | 0 | 0
HILA 2 | HILA 3 | 0.01242 | 0.14841 | 0 | 0 | 0 | 0 | 0 | 0 | 0.009459 | 0
HILA 3 | HILA 5 | 0.5 | 0.41292 | 0.11546 | 0.23291 | 0.2 | 0 | 0 | 0.1 | 0 | 0.1
HOAEAE 1 | HOAEAE 1 | 0.1031 | 0.12504 | 0.12504 | 0.025043 | 0 | 0 | 0.1 | 0 | 0.018456 | 0
HOAEAE 1 | LEOOLE | 0.046643 | 0.5635 | 0.011985 | 0.1 | 0.1 | 0 | 0.1 | 0.04038 | 0 | 0
HOAEAE 2 | HOAEAE 2 | 0.4 | 0.1 | 0.02899 | 0 | 0.16178 | 0 | 0.011793 | 0.015413 | 0 | 0.1
HOAEAE 2 | HOAEAE 3 | 0.009724 | 0.34163 | 0.003441 | 0.24978 | 0.10338 | 0.1 | 0.21263 | 0.1 | 0.006477 | 0.1
HONOLULU 1 | CKT 6 | 0.1 | 0 | 0 | 0 | 0 | 0 | 0 | 0 | 0 | 0
HONOLULU 2 | CKT 10 | 0 | 0.21193 | 0 | 0 | 0 | 0 | 0 | 0 | 0.009025 | 0
HONOLULU 2 | CKT 18 | 0.3 | 0.3088 | 0.2 | 0.1 | 0.1 | 0 | 0 | 0 | 0 | 0
IWILEI 1 | IWILEI 1 11KV | 0.4 | 0.44828 | 0.20889 | 0 | 0.1 | 0 | 0.1 | 0 | 0 | 0.1
IWILEI 2 | CKT 16 | 0.3 | 0.3 | 0.1 | 0.4 | 0.1 | 0 | 0 | 0 | 0 | 0.1
IWILEI 2 | WAIAKAMILO-IWILEI | 0.001779 | 0.1 | 0 | 0 | 0.1 | 0 | 0 | 0 | 0 | 0
IWILEI 3 | AALA | 0.009636 | 0.020823 | 0.007909 | 0 | 0.00068 | 0 | 0 | 0 | 0.001335 | 0
IWILEI 3 | HAWN PINE | 0 | 0.4 | 0.2 | 0.1 | 0.1 | 0.1 | 0 | 0 | 0 | 0
IWILEI T3 | IWILEI 10 | 0.30178 | 0.4 | 0.1 | 0.4 | 0.2 | 0 | 0 | 0 | 0 | 0.1
IWILEI T3 | IWILEI 9 | 0.5 | 0.5 | 0.2 | 0.8 | 0.2 | 0 | 0 | 0.2 | 0.1 | 0
IWILEI T4 | IWILEI 13 | 0.1 | 0.1 | 0 | 0 | 0 | 0 | 0 | 0 | 0 | 0
IWILEI T4 | IWILEI 14 | 0.009636 | 0.42082 | 0.20791 | 0.1 | 0.10068 | 0.1 | 0 | 0 | 0.001335 | 0
KAHALA 1 12KV | KILAUEA 12KV | 0.013147 | 0.12856 | 0.002857 | 0 | 0.001736 | 0 | 0 | 0 | 0 | 0
KAHALA 1 4KV | HUNAKAI | 0.1 | 0.009313 | 0.1 | 0 | 0 | 0 | 0 | 0 | 0 | 0
KAHALA 2 12KV | KAHALA 3 | 0.2 | 0.13478 | 0.1 | 0 | 0.1 | 0 | 0 | 0 | 0 | 0
KAHALA 2 12KV | LUAWAI | 0.11671 | 0.038091 | 0.001815 | 0.003557 | 0 | 0 | 0.001646 | 0.001 | 0 | 0
KAHALA 2 4KV | FARMERS RD | 0 | 0 | 0 | 0 | 0.1 | 0 | 0 | 0 | 0 | 0
KAHALA 2 4KV | KILAUEA 4KV | 0 | 0 | 0 | 0 | 0 | 0 | 0 | 0 | 0 | 0.002488
KAHE 1 | BARBERS PT | 0.015465 | 0.21546 | 0.1 | 0 | 0.1 | 0.1 | 0 | 0 | 0 | 0
KAHE 1 | KAHE | 0.1 | 0.1 | 0 | 0.1 | 0.1 | 0 | 0 | 0 | 0 | 0.002647
KAHUKU | KAHUKU | 0.30785 | 0.50438 | 0.3 | 0.1 | 0.1 | 0.1 | 0 | 0 | 0 | 0
KAHUKU | KAWELA | 0.2 | 0.1 | 0.1 | 0 | 0 | 0 | 0 | 0.1 | 0 | 0
KAILUA 1 | KAILUA 1 | 0.1028 | 0.20247 | 0.10905 | 0.2 | 0.1 | 0.005228 | 0.002474 | 0.2 | 0.2 | 0
KAILUA 1 | KAILUA 2 | 0.1314 | 0.25337 | 0.031157 | 0.31143 | 0.2 | 0.30648 | 0.3 | 0.10334 | 0.2 | 0
KAILUA 2 4KV | KALAMA | 0 | 0.002354 | 0.1 | 0 | 0.2 | 0.1 | 0 | 0 | 0 | 0.001612
KAILUA 2 4KV | LANIKAI | 0 | 0 | 0 | 0 | 0 | 0.002409 | 0 | 0 | 0 | 0
KAIMUKI 1 | KAI-WAIALAE | 0 | 0 | 0.002255 | 0 | 0 | 0 | 0 | 0 | 0 | 0
KAIMUKI 2 | KAI-WILHELMINA | 0.007017 | 0.014535 | 0 | 0 | 0 | 0 | 0.007017 | 0 | 0 | 0
KAKAAKO 1 | KAMANI | 0 | 0.1 | 0 | 0 | 0 | 0.3 | 0.1 | 0.1 | 0 | 0
KAKAAKO 1 | QUEEN ST | 0 | 0.002688 | 0 | 0 | 0 | 0 | 0.00888 | 0 | 0 | 0
KAKAAKO 2 | ILANIWAI | 0.10731 | 0.1 | 0 | 0.009383 | 0 | 0 | 0 | 0 | 0 | 0.001
KAKAAKO 4 | KAKAAKO 8 | 0 | 0.31334 | 0.3 | 0 | 0 | 0.1 | 0.1 | 0 | 0 | 0.1
KAKAAKO 4 | KAKAAKO 9 | 0.11827 | 0.12301 | 0.11516 | 0.1 | 0.11194 | 0 | 0 | 0 | 0 | 0.1
KAKAAKO 4 | KEAWE | 0.1 | 0.5 | 0 | 0.1 | 0 | 0 | 0 | 0.1 | 0 | 0
KALAHEO 1 | KALAHEO 1 | 0 | 0.3 | 0 | 0 | 0.1 | 0 | 0 | 0 | 0 | 0.1
KALAMA 2 CSP | AINONI | 0 | 0.2 | 0 | 0 | 0 | 0 | 0 | 0 | 0 | 0
KALIHI 1 | KALIHI KAI | 0.008625 | 0 | 0 | 0.004715 | 0.1 | 0 | 0 | 0 | 0 | 0
KALIHI 2 | KAM IV | 0 | 0 | 0 | 0 | 0 | 0.002116 | 0 | 0 | 0 | 0
KALOI 1 | KALOI 1 | 0 | 0.2 | 0.1 | 0.1 | 0 | 0 | 0.1 | 0 | 0 | 0
KAMOHO 2 | KAM TERRACE | 0 | 0 | 0 | 0.1 | 0 | 0 | 0.1 | 0 | 0.2 | 0
KAMOKILA 1 | KAMOKILA 1 | 0.6 | 0.41118 | 0.1 | 0 | 0 | 0.1 | 0 | 0.3 | 0 | 0
KAMOKILA 2 | KAMOKILA 3 | 0.2 | 0.5 | 0 | 0.2 | 0 | 0.1 | 0.1 | 0 | 0 | 0
KAMOKILA 2 | KAMOKILA 4 | 0.002251 | 0.002 | 0.001 | 0 | 0.001631 | 0 | 0 | 0.001 | 0 | 0
KAMOKILA 3 | KAMOKILA 5 | 0.7 | 0.72277 | 0 | 0.2 | 0.2 | 0 | 0 | 0.1 | 0.2 | 0.1
KAMOKU T2 | KAMOKU 10 | 0.013941 | 0.38744 | 0.4 | 0.001908 | 0.22815 | 0.1 | 0 | 0 | 0 | 0
KAMOKU T2 | KAMOKU 9 | 0.1 | 0.1 | 0 | 0 | 0 | 0 | 0 | 0 | 0 | 0
KANEOHE 1 | HEEIA | 0.2 | 0 | 0 | 0 | 0 | 0 | 0 | 0 | 0.002481 | 0.1
KANEOHE 1 | PALEKA | 0 | 0.1 | 0 | 0.002051 | 0 | 0 | 0 | 0 | 0 | 0
KANEOHE 2 | ANOI | 0.02745 | 0.30523 | 0 | 0 | 0 | 0 | 0 | 0 | 0 | 0
KANEOHE 2 | PAHIA | 0 | 0.13075 | 0 | 0.008661 | 0 | 0 | 0.1 | 0.013847 | 0 | 0
KANEOHE 3 | KANEOHE 5 | 0 | 0 | 0 | 0.020865 | 0 | 0 | 0 | 0 | 0 | 0
KANEOHE 3 | KANEOHE 6 | 0.052254 | 0.30611 | 0.11191 | 0.1 | 0 | 0 | 0 | 0.005111 | 0.1 | 0.010048
KAONOHI 1 | KAONOHI 1 | 0 | 0.2 | 0 | 0 | 0 | 0.1 | 0 | 0 | 0.2 | 0
KAONOHI 1 | KAONOHI 2 | 0 | 0.1 | 0 | 0 | 0 | 0 | 0 | 0 | 0 | 0
KAONOHI 2 | KAONOHI 4 | 0 | 0.1 | 0 | 0 | 0 | 0 | 0 | 0 | 0 | 0
KAPAHULU 1 | KANAINA | 0.03747 | 0.20969 | 0.001704 | 0 | 0.014598 | 0.000897 | 0.1 | 0 | 0 | 0.2
KAPAHULU 1 | SHERATON 1 | 0 | 0.1 | 0 | 0 | 0 | 0 | 0 | 0 | 0 | 0
KAPAHULU 2 | LEAHI | 0.1 | 0.20988 | 0 | 0 | 0.002833 | 0 | 0 | 0 | 0 | 0
KAPAHULU 2 | SHERATON 2 | 0 | 0 | 0.007382 | 0 | 0 | 0 | 0 | 0 | 0 | 0
KAPAHULU 3 | KALAKAUA | 0 | 0.2 | 0.1 | 0 | 0.1 | 0 | 0 | 0 | 0 | 0
KAPAHULU 3 | PAOAKALANI | 0.2 | 0.2 | 0.1 | 0.2 | 0.000891 | 0.1 | 0 | 0.1 | 0.1 | 0.1
KAPAHULU 4 | DIAMOND HEAD | 0.10076 | 0.30076 | 0.1 | 0.33234 | 0 | 0 | 0.1 | 0 | 0.1 | 0.2
KAPAHULU 4 | KAPAHULU 1 | 0 | 0.1 | 0 | 0.1 | 0 | 0 | 0 | 0 | 0 | 0
KAPAHULU 5 | KANEKAPOLEI | 0.20163 | 0.20204 | 0 | 0 | 0 | 0.1 | 0.1 | 0 | 0 | 0
KAPAHULU 6 | KAPAHULU 3 | 0 | 0 | 0 | 0.00587 | 0 | 0 | 0.00587 | 0.00587 | 0 | 0
KAPAHULU 6 | KAPAHULU 4 | 0.011377 | 0 | 0 | 0 | 0 | 0 | 0 | 0 | 0 | 0.029478
KAPALAMA 1 | MOKAUEA | 0.003324 | 0.006408 | 0.024832 | 0 | 0 | 0 | 0.001267 | 0 | 0 | 0
KAPALAMA 1 | SAND ISLAND | 0.2 | 0.14437 | 0.025977 | 0.017498 | 0.12598 | 0 | 0.033613 | 0.027305 | 0.1 | 0
KAPALAMA 2 | HOUGHTAILING | 0.3 | 0.41385 | 0.30373 | 0.21614 | 0.20101 | 0.007946 | 0 | 0.2 | 0.048547 | 0.1
KAPALAMA 2 | KAHAI | 0.0192 | 0.11131 | 0 | 0.20241 | 0.2 | 0 | 0.1 | 0.002369 | 0 | 0
KAPALAMA 3 | PUUHALE | 0.1 | 0 | 0.1017 | 0.10094 | 0.11541 | 0 | 0.2 | 0 | 0 | 0.01541
KAPALAMA 3 | WAIAKAMILO-KAPALAMA | 0.44063 | 0.4 | 0.1 | 0.1 | 0.2 | 0.2 | 0.2 | 0 | 0 | 0.1
KAPIOLANI 1 (12KV) | KAPIOLANI 1 | 0.101 | 0.40212 | 0.1 | 0 | 0 | 0.1 | 0 | 0 | 0 | 0
KAPIOLANI 1 (12KV) | KAPIOLANI 2 | 0.20554 | 0.12279 | 0.001438 | 0 | 0 | 0.1 | 0.002124 | 0 | 0 | 0.002424
KAPIOLANI 1 (4KV) | KAP-HARDING | 0.002157 | 0 | 0 | 0 | 0 | 0 | 0 | 0 | 0 | 0
KAPIOLANI 1 (4KV) | KUHIO | 0.1 | 0 | 0 | 0 | 0 | 0 | 0 | 0 | 0 | 0
KAPIOLANI 2 (12KV) | KAPIOLANI 3 | 0 | 0.11523 | 0.1 | 0.001472 | 0.1 | 0 | 0 | 0.1 | 0 | 0
KAPIOLANI 2 (12KV) | ST LOUIS | 0.1 | 0.20785 | 0.00785 | 0.000996 | 0 | 0 | 0 | 0 | 0.1 | 0
KAPIOLANI 2 (4KV) | KAP-KAIMUKI | 0.1 | 0 | 0 | 0 | 0 | 0.021125 | 0 | 0 | 0 | 0
KAPIOLANI 2 (4KV) | KAP-WAIALAE | 0 | 0.1 | 0.001207 | 0.2 | 0 | 0 | 0 | 0 | 0.0034 | 0
KAPOLEI 1 | KAPOLEI 2 | 0.001112 | 0.005058 | 0.002684 | 0 | 0 | 0 | 0 | 0 | 0 | 0.005233
KAPOLEI 2 | KAPOLEI 3 | 0.23729 | 0.24497 | 0 | 0.11519 | 0.2 | 0 | 0 | 0 | 0.1222 | 0.1
KAPOLEI 2 | KAPOLEI 4 | 0 | 0 | 0.003893 | 0.009525 | 0 | 0 | 0 | 0 | 0 | 0
KEEHI 1 | AIRPORT 1 | 0 | 0 | 0 | 0 | 0.1 | 0 | 0 | 0 | 0 | 0
KEEHI 1 | KEEHI 1 | 0.1 | 0.01706 | 0 | 0 | 0 | 0 | 0 | 0 | 0 | 0.039225
KEEHI 2 | UALENA | 0 | 0.011853 | 0.002577 | 0.00687 | 0.013973 | 0 | 0 | 0 | 0 | 0
KEEHI 3 | KEEHI 5 | 0 | 0 | 0.14814 | 0 | 0 | 0 | 0 | 0 | 0 | 0.14632
KEEHI 3 | KEEHI 6 | 0 | 0 | 0.1 | 0.01649 | 0 | 0 | 0 | 0.001885 | 0 | 0
KEEHI 4 | KEEHI 7 | 0 | 0.2 | 0 | 0 | 0 | 0 | 0 | 0.1 | 0 | 0
KEEHI 4 | KEEHI 8 | 0.3 | 0.1 | 0.1 | 0.1 | 0 | 0 | 0.12071 | 0.1 | 0 | 0.1
KEOLU 1 | AALAPAPA | 0 | 0 | 0 | 0 | 0 | 0 | 0 | 0 | 0 | 0
KEOLU 1 | ENCHANTED LAKES | 0.00588 | 0.01105 | 0.1 | 0 | 0.007512 | 0.006423 | 0.007512 | 0.001405 | 0 | 0
KEOLU 2 | KAILUA HTS | 0 | 0.00975 | 0.1 | 0 | 0.009671 | 0 | 0.00395 | 0.1 | 0 | 0
KEOLU 2 | KEOLU DR | 0.036 | 0.012127 | 0 | 0.004824 | 0 | 0 | 0 | 0 | 0 | 0.042123
KEWALO 1 | KEWALO 1 | 0.025058 | 0.10998 | 0.001847 | 0 | 0 | 0 | 0 | 0 | 0.11572 | 0
KEWALO 1 | KEWALO 2 | 0 | 0 | 0 | 0 | 0.02601 | 0 | 0 | 0 | 0 | 0
KEWALO 2 | KEWALO 4 | 0 | 0 | 0.002532 | 0.00199 | 0 | 0 | 0 | 0 | 0 | 0
KEWALO T3 | KEWALO 5 | 0.1 | 0.1 | 0 | 0 | 0.041448 | 0 | 0 | 0 | 0 | 0
KEWALO T3 | KEWALO 6 | 0 | 0.1 | 0 | 0 | 0 | 0 | 0 | 0 | 0 | 0
KEWALO T3 | KEWALO 7 | 0.3 | 0.3 | 0 | 0.1 | 0 | 0 | 0 | 0 | 0 | 0
KO OLINA 2 | KO OLINA 3 | 0.2 | 0.1 | 0 | 0.1 | 0 | 0 | 0 | 0 | 0 | 0
KOOLAU | HALEKOU | 0 | 0.010662 | 0 | 0 | 0 | 0 | 0 | 0 | 0 | 0
KOOLAU | PALI | 0 | 0.2125 | 0 | 0 | 0.000351 | 0.002249 | 0.00172 | 0 | 0 | 0.00172
KUAPA 1 | KUAPA 1 | 0 | 0 | 0.004926 | 0 | 0 | 0 | 0 | 0 | 0 | 0
KUAPA 1 | KUAPA 2 | 0 | 0.03753 | 0 | 0 | 0.01454 | 0 | 0 | 0 | 0 | 0
KUAPA 2 | KUAPA 3 | 0.1 | 0 | 0 | 0 | 0 | 0 | 0 | 0 | 0 | 0
KUHIO 1 | KUHIO 1 | 0 | 0.004971 | 0 | 0 | 0.1 | 0.001657 | 0 | 0 | 0 | 0
KUHIO 1 | KUHIO 2 | 0.1 | 0.2 | 0 | 0.1 | 0 | 0 | 0 | 0.1 | 0 | 0
KUHIO 2 | KUHIO 4 | 0.1 | 0.002945 | 0 | 0 | 0.1 | 0 | 0 | 0 | 0 | 0
KUILIMA 2 | KUILIMA 1 | 0 | 0 | 0.1 | 0 | 0 | 0 | 0 | 0 | 0 | 0
KUNIA | KUNIA | 0 | 0.10193 | 0 | 0.1 | 0 | 0 | 0 | 0 | 0 | 0
KUNIA MAKAI 1 | KUNIA MAKAI 1 | 0 | 0.10217 | 0 | 0 | 0.007398 | 0 | 0 | 0 | 0 | 0.010564
KUNIA MAKAI 1 | KUNIA MAKAI 2 | 0 | 0.4 | 0 | 0 | 0.1 | 0 | 0 | 0.1 | 0.1 | 0
KUNIA MAKAI 2 | KUNIA MAKAI 3 | 0.1 | 0.1 | 0 | 0.001524 | 0 | 0 | 0 | 0 | 0 | 0
LAELAE 1 | KALIHI VALLEY | 0.1 | 0 | 0 | 0 | 0.007632 | 0 | 0 | 0 | 0 | 0
LAELAE 2 | LIKELIKE | 0 | 0.003129 | 0 | 0 | 0 | 0 | 0 | 0 | 0 | 0
LAELAE 2 | NUMANA | 0.002061 | 0 | 0 | 0 | 0 | 0 | 0 | 0 | 0 | 0.001573
LAGOON 1 | SOUTH RAMP 1 | 0.13447 | 0.21832 | 0.1 | 0.01956 | 0 | 0.2 | 0.3 | 0.2 | 0 | 0
LAGOON 1 | WAIWAI | 0.1 | 0.12093 | 0 | 0 | 0 | 0 | 0 | 0 | 0 | 0
LAKESIDE 1 | LAKESIDE 1 | 0 | 0 | 0.1 | 0 | 0 | 0 | 0 | 0 | 0.1 | 0.1
LAKESIDE 1 | LAKESIDE 2 | 0 | 0 | 0 | 0 | 0 | 0 | 0 | 0 | 0.001393 | 0
LAKESIDE 2 | LAKESIDE 3 | 0.1 | 0.1369 | 0.13907 | 0.10153 | 0.10146 | 0 | 0.1 | 0 | 0.1 | 0.13807
LAKESIDE 2 | LAKESIDE 4 | 0.2 | 0.1 | 0 | 0.1 | 0 | 0 | 0 | 0 | 0.003645 | 0.042495
MAKAHA 1 | MAKAHA | 0 | 0.11688 | 0 | 0 | 0 | 0.1 | 0 | 0 | 0 | 0.002403
MAKAHA 2 | MAKAHA VALLEY | 0.1 | 0.1 | 0 | 0 | 0 | 0 | 0 | 0 | 0 | 0
MAKAHA 2 | MAUKA | 0.56428 | 0.92861 | 0.73169 | 0.1 | 0.1 | 0.4 | 0.1 | 0.2 | 0.1 | 0.002437
MAKAKILO 1 | MAKAKILO 1 | 0.1 | 0.3 | 0.2 | 0.3 | 0 | 0.1 | 0 | 0.1 | 0.1 | 0.1
MAKAKILO 2 | MAKAKILO 2 | 0.004686 | 0.40229 | 0.002262 | 0 | 0.2254 | 0 | 0.1 | 0.1 | 0.3 | 0.1
MAKAKILO 2 | MAKAKILO 4 | 0 | 0 | 0 | 0 | 0 | 0 | 0 | 0 | 0 | 0.0171
MAKALAPA 1 | HALAWA | 0.30727 | 0.21198 | 0 | 0.03897 | 0 | 0 | 0 | 0 | 0 | 0
MAKALAPA 2 | AIRPORT | 0.20999 | 0.1 | 0.007564 | 0.1 | 0.15643 | 0 | 0 | 0 | 0 | 0.1
MAKALAPA 2 | ALIAMANU | 0.1 | 0 | 0 | 0.2 | 0 | 0 | 0.3 | 0.1 | 0 | 0
MAKALOA 1 | PAWAA KAI | 0.1 | 0.1 | 0 | 0 | 0 | 0 | 0 | 0 | 0 | 0
MAKALOA 1 | SHOPPING CTR | 0.02904 | 0.066892 | 0.009161 | 0 | 0.007853 | 0 | 0 | 0 | 0 | 0
MAKALOA 2 | AUDITORIUM | 0.3 | 0.3 | 0.1 | 0.1 | 0.2 | 0.1 | 0 | 0 | 0.025513 | 0.007458
MAKALOA 3 | KAMAKEE | 0.1 | 0.1 | 0 | 0 | 0 | 0 | 0.012979 | 0 | 0 | 0
MAKALOA 3 | MAKALOA | 0 | 0.30056 | 0 | 0.1 | 0 | 0 | 0 | 0 | 0 | 0
MAKALOA 4 | DAIRYMENS | 0.000941 | 0 | 0.010311 | 0 | 0.02264 | 0 | 0.005829 | 0.002556 | 0 | 0
MAKALOA 4 | MAHUKONA | 0 | 0.1 | 0 | 0 | 0 | 0 | 0 | 0 | 0 | 0
MALAKOLE 1 | LIGHTHOUSE | 0.2 | 0.1 | 0 | 0 | 0.008245 | 0 | 0 | 0.1 | 0 | 0
MALAKOLE 2 | MALAKOLE 4 | 0.55205 | 0.347 | 0.2 | 0.1 | 0.13828 | 0 | 0.1 | 0 | 0.2 | 0.101
MANOA 1 | MANOA 1 | 0 | 0 | 0.002909 | 0 | 0 | 0 | 0 | 0 | 0 | 0.001209
MANOA 2 | MANOA 3 | 0.1 | 0.05091 | 0.007523 | 0.006465 | 0.007523 | 0 | 0 | 0 | 0.045773 | 0
MAPUNAPUNA 1 | AHUA | 0 | 0.1 | 0.2 | 0.008763 | 0.1 | 0.10533 | 0.1 | 0.3 | 0.1 | 0.0353
MAPUNAPUNA 1 | MAPUNAPUNA | 0.12643 | 0.21282 | 0.1 | 0.1 | 0.1 | 0 | 0 | 0 | 0.1 | 0
MAPUNAPUNA 2 | MAPUNAPUNA-MOANALUA | 0 | 0 | 0.2 | 0.2 | 0.1 | 0.2 | 0 | 0 | 0.1 | 0
MAPUNAPUNA 2 | SHAFTER | 0.14998 | 0.2 | 0 | 0 | 0 | 0 | 0 | 0 | 0 | 0
MCCULLY 2 | HAWN VILLAGE 2 | 0 | 0.010721 | 0 | 0 | 0.021442 | 0 | 0.024383 | 0.00107 | 0 | 0
MCCULLY 2 | MCCULLY 1 | 0.23472 | 0.1 | 0 | 0.011045 | 0 | 0 | 0.001152 | 0.001887 | 0.007058 | 0
MCCULLY 5 | MCCULLY 3 | 0.118 | 0.32739 | 0.011052 | 0.33433 | 0.016336 | 0.6 | 0.1 | 0 | 0.2 | 0.3
MCCULLY 6 | MANOA-MCCULLY | 0 | 0 | 0 | 0 | 0 | 0.002345 | 0 | 0 | 0.002345 | 0
MCCULLY 6 | MCCULLY 5 | 0.00121 | 0 | 0.045489 | 0.001181 | 0.003424 | 0 | 0.001278 | 0 | 0 | 0
MIKILUA 1 | MIKILUA 1 | 0 | 0.01725 | 0.01725 | 0 | 0 | 0 | 0.00343 | 0.009256 | 0 | 0
MIKILUA 2 | MIKILUA 3 | 0.003819 | 0.3 | 0 | 0.10221 | 0.2 | 0.2 | 0 | 0.003021 | 0.1 | 0.00911
MIKILUA 2 | MIKILUA 4 | 0.401 | 0.20162 | 0.2 | 0.1 | 0.003743 | 0.20313 | 0.00018 | 0.10265 | 0.10206 | 0
MIKILUA 3 | MIKILUA 5 | 0.20342 | 0.10639 | 0 | 0 | 0.1 | 0.02202 | 0 | 0.007495 | 0.003107 | 0
MILILANI 1 | MILILANI 1 | 0 | 0.00169 | 0 | 0 | 0 | 0 | 0 | 0 | 0 | 0.001284
MILILANI 1 | MILILANI 2 | 0.000902 | 0 | 0 | 0.001301 | 0 | 0 | 0 | 0 | 0.011841 | 0
MILILANI 2 | MILILANI 3 | 0.10853 | 0.001985 | 0 | 0 | 0 | 0 | 0 | 0.010386 | 0.001985 | 0
MILILANI 2 | MILILANI 4 | 0.1 | 0.20171 | 0 | 0.11025 | 0 | 0 | 0 | 0 | 0 | 0.02346
MOILIILI 1 | MOILIILI 1 | 0.1 | 0 | 0 | 0 | 0 | 0 | 0 | 0 | 0.001475 | 0
MOILIILI 1 | MOILIILI 2 | 0.024726 | 0.009234 | 0.01524 | 0 | 0.000995 | 0.006693 | 0 | 0 | 0.001369 | 0
MOKUONE 1 | MOKUONE 2 | 0 | 0.3 | 0 | 0.1 | 0 | 0 | 0 | 0.10645 | 0.2 | 0
NUUANU 2 | NUUANU 3 | 0.2 | 0.4 | 0.41822 | 0 | 0.1 | 0.2 | 0.1 | 0.1 | 0.2 | 0
OCEAN POINTE 1 | OCEAN POINTE 1 | 0 | 0 | 0 | 0 | 0.1 | 0 | 0 | 0 | 0 | 0
OCEAN POINTE 1 | OCEAN POINTE 2 | 0 | 0.00204 | 0 | 0 | 0 | 0 | 0 | 0 | 0 | 0
OCEAN POINTE 2 | OCEAN POINTE 3 | 0 | 0 | 0 | 0 | 0 | 0 | 0 | 0 | 0 | 0.016725
PAUOA 1 | PAUOA 2 | 0 | 0.10242 | 0.1 | 0.001661 | 0 | 0 | 0 | 0 | 0 | 0.001623
PEARL CITY 1 | PEARL CITY 1 | 0.21955 | 0.35083 | 0.025807 | 0.13312 | 0.301 | 0.2 | 0.22841 | 0.11855 | 0 | 0.12841
PEARL CITY 1 | PEARL CITY 2 | 0.22389 | 0.20833 | 0.10425 | 0 | 0.003973 | 0 | 0.044638 | 0.003973 | 0 | 0
PIIKOI 1 | PENSACOLA | 0.001231 | 0.40516 | 0.1 | 0.30123 | 0.4 | 0.1 | 0.1 | 0 | 0 | 0.1
PIIKOI 1 | PIIKOI | 0 | 0.00471 | 0.001298 | 0.001144 | 0.015956 | 0 | 0 | 0 | 0 | 0.001655
PIIKOI 2 | KEWALO | 0.001129 | 0 | 0 | 0.00397 | 0 | 0 | 0 | 0 | 0 | 0
PIIKOI 2 | THURSTON | 0.40524 | 0.10236 | 0.10101 | 0.001389 | 0 | 0 | 0 | 0.003616 | 0.1 | 0
PIIKOI 3 | BWS | 0.10494 | 0 | 0.11194 | 0 | 0.3 | 0 | 0.2 | 0.20384 | 0.1 | 0.1
PIIKOI 3 | MANOA-PIIKOI | 0.005225 | 0 | 0.1 | 0.005225 | 0.005225 | 0 | 0.0048 | 0 | 0 | 0
PIIKOI 4 | PIIKOI 7 | 0.007178 | 0 | 0.2 | 0.026501 | 0 | 0 | 0 | 0 | 0.002531 | 0
PIIKOI 4 | PIIKOI 8 | 0.1 | 0 | 0.002622 | 0.1 | 0.004185 | 0.1 | 0 | 0 | 0 | 0
POHAKUPU 2 | POHAKUPU 4 | 0 | 0.1 | 0 | 0 | 0 | 0 | 0 | 0 | 0 | 0
PUKELE 2 | CARLOS LONG | 0.02067 | 0.2 | 0 | 0 | 0 | 0 | 0 | 0 | 0 | 0
PUKELE 2 | WAIOMAO | 0.003192 | 0.004188 | 0.10156 | 0.1 | 0.1 | 0 | 0 | 0.001751 | 0.1 | 0.2
PUOHALA 1 | PUOHALA 1 | 0.003112 | 0.30935 | 0.1 | 0 | 0.1 | 0 | 0 | 0 | 0 | 0
PUOHALA 1 | PUOHALA 2 | 0.01947 | 0 | 0 | 0 | 0 | 0 | 0 | 0 | 0 | 0
PUUNUI 1 | ALEWA | 0 | 0 | 0.1 | 0 | 0 | 0 | 0 | 0 | 0 | 0
PUUNUI 2 | EKEKELA | 0 | 0 | 0 | 0.002112 | 0 | 0 | 0 | 0 | 0 | 0
QUEENS 1 | QUEENS 2 | 0.1 | 0.00102 | 0 | 0.00102 | 0 | 0 | 0 | 0 | 0 | 0
SAND ISLAND 1 | SAND ISLAND 1 | 0.2 | 0.2 | 0 | 0.2 | 0.2 | 0 | 0 | 0 | 0 | 0
SAND ISLAND 2 | SAND ISLAND 2 | 0 | 0.01989 | 0 | 0.1 | 0 | 0 | 0 | 0 | 0 | 0
SCHOOL ST 1 | CKT 7 | 0.10765 | 0.52745 | 0.20473 | 0 | 0.1 | 0.105 | 0 | 0 | 0 | 0.10235
SCHOOL ST 1 | SCHOOL ST 3 | 0.20147 | 0.2 | 0.1 | 0 | 0 | 0.006925 | 0.1 | 0 | 0 | 0.1
SCHOOL ST 2 | FORT ST | 0 | 0.10239 | 0 | 0 | 0.002392 | 0.1 | 0 | 0 | 0 | 0.1
SCHOOL ST 2 | SCHOOL ST | 0.000718 | 0.033943 | 0.004942 | 0.10178 | 0 | 0 | 0 | 0 | 0.001044 | 0
SCHOOL ST 3 | CKT 12 | 0.1 | 0 | 0.3 | 0 | 0 | 0.1 | 0.1 | 0 | 0 | 0.2
SCHOOL ST T2 | KUAKINI | 0 | 0.002284 | 0 | 0 | 0 | 0 | 0 | 0 | 0 | 0
SCHOOL ST T2 | LILIHA MAKAI | 0 | 0 | 0.000874 | 0 | 0 | 0 | 0 | 0 | 0 | 0
UPPER KIPAPA 1 | KUAHELANI 1 | 0.001606 | 0.014164 | 0.1 | 0 | 0.016777 | 0 | 0.03196 | 0 | 0 | 0.03273
UPPER KIPAPA 1 | KUAHELANI 4 | 0 | 0.002862 | 0 | 0 | 0 | 0 | 0 | 0.001498 | 0.00127 | 0
UPPER KIPAPA 2 | KUAHELANI 2 | 0.1 | 0.1 | 0 | 0 | 0 | 0 | 0 | 0 | 0 | 0
UPPER KIPAPA 2 | KUAHELANI 3 | 0.001832 | 0.001272 | 0.002507 | 0 | 0 | 0 | 0 | 0 | 0 | 0
UWAPO 1 | UWAPO 2 | 0 | 0.1 | 0 | 0 | 0 | 0 | 0 | 0 | 0 | 0
UWAPO 2 | UWAPO 3 | 0.1 | 0 | 0 | 0 | 0 | 0 | 0 | 0 | 0 | 0
UWAPO 2 | UWAPO 4 | 0 | 0.05816 | 0 | 0 | 0 | 0 | 0 | 0 | 0 | 0
WAHIAWA 1 | CASTNER | 0.23299 | 0.004603 | 0.0106 | 0.006083 | 0.004854 | 0 | 0 | 0 | 0 | 0
WAHIAWA 1 | WAHIAWA PROPER | 0.00659 | 0.10659 | 0.00598 | 0 | 0 | 0 | 0 | 0.1 | 0 | 0.011186
WAHIAWA 2 | KIPAPA | 0.10053 | 0.2 | 0.1 | 0.00111 | 0.1 | 0.1 | 0 | 0.1 | 0 | 0
WAHIAWA 3 | HELEMANO | 0.010047 | 0.13215 | 0 | 0.009232 | 0 | 0.009232 | 0 | 0 | 0 | 0
WAHIAWA 3 | WAHIAWA HTS | 0 | 0.3 | 0 | 0 | 0 | 0.10136 | 0 | 0 | 0 | 0.00084
WAIAKAMILO 1 | WAIAKAMILO 1 | 0.10807 | 0.1 | 0 | 0 | 0 | 0 | 0 | 0 | 0 | 0
WAIAKAMILO 1 | WAIAKAMILO 2 | 0.065986 | 0.006784 | 0.007298 | 0 | 0 | 0 | 0 | 0 | 0 | 0.047685
WAIAKAMILO 2 | WAIAKAMILO 3 | 0.31173 | 0.8125 | 0.001195 | 0.1 | 0.001351 | 0.001351 | 0 | 0 | 0.001817 | 0.10228
WAIAKAMILO 2 | WAIAKAMILO 4 | 0.008756 | 0.20471 | 0 | 0.10306 | 0 | 0 | 0.004705 | 0 | 0 | 0
WAIALAE 2 | MAUNALANI | 0 | 0 | 0 | 0 | 0 | 0 | 0 | 0 | 0 | 0.046709
WAIALUA 2 | KAENA PT | 0.10202 | 0.10143 | 0 | 0 | 0 | 0 | 0 | 0 | 0 | 0
WAIALUA 3 | KAWAILOA | 0.009875 | 0.005391 | 0.00374 | 0.023512 | 0 | 0.003783 | 0 | 0.020565 | 0 | 0
WAIALUA 3 | WAIALUA | 0 | 0.301 | 0.1 | 0 | 0.1 | 0 | 0 | 0.10785 | 0.1 | 0
WAIAWA 1 | WAIAWA 1 | 0.2 | 0.10214 | 0.1 | 0 | 0.1 | 0 | 0.1 | 0 | 0 | 0
WAIAWA 1 | WAIAWA 2 | 0.52222 | 0.1 | 0.1 | 0 | 0.3069 | 0 | 0 | 0.10311 | 0 | 0.006197
WAIAWA 2 | WAIAWA 3 | 0 | 0 | 0 | 0 | 0.1 | 0 | 0 | 0 | 0 | 0
WAIAWA 2 | WAIAWA 4 | 0.021178 | 0.1 | 0.021178 | 0.2 | 0 | 0 | 0 | 0.20573 | 0 | 0
WAIHEE 1 | WAIHEE 1 | 0.12262 | 0.31292 | 0.00561 | 0.012833 | 0 | 0.1 | 0 | 0 | 0 | 0
WAIHEE 1 | WAIHEE 2 | 0.1 | 0.1 | 0 | 0 | 0 | 0 | 0 | 0 | 0 | 0
WAIHEE 2 | WAIHEE 3 | 0 | 0.1 | 0 | 0 | 0 | 0 | 0 | 0 | 0 | 0
WAIHEE 2 | WAIHEE 4 | 0.10255 | 0.1073 | 0 | 0 | 0.00527 | 0 | 0 | 0 | 0 | 0
WAIKIKI 1 | WAIKIKI 1 | 0.00738 | 0.20197 | 0 | 0.001202 | 0 | 0 | 0 | 0 | 0 | 0
WAIKIKI 1 | WAIKIKI 2 | 0 | 0 | 0.2 | 0 | 0.1 | 0 | 0 | 0 | 0 | 0
WAIKIKI 2 | WAIKIKI 3 | 0.25388 | 0.003288 | 0.10329 | 0.007144 | 0.21396 | 0 | 0.022335 | 0.1 | 0 | 0.1
WAIKIKI 2 | WAIKIKI 4 | 0 | 0.1 | 0 | 0 | 0.1 | 0 | 0 | 0 | 0.01362 | 0
WAIKIKI 3 | WAIKIKI 5 | 0 | 0.10768 | 0.2 | 0 | 0.1 | 0 | 0 | 0 | 0 | 0
WAIKIKI 3 | WAIKIKI 6 | 0.2 | 0.027704 | 0 | 0.2 | 0.1 | 0.2 | 0 | 0.1 | 0 | 0
WAILUPE | AINA KOA | 0.1 | 0 | 0 | 0 | 0 | 0 | 0 | 0 | 0 | 0
WAILUPE | WAILUPE | 0.10466 | 0.2 | 0.1 | 0 | 0.10655 | 0 | 0 | 0 | 0 | 0.006545
WAIMALU 1 | WAIMALU 1 | 0 | 0.001937 | 0.1 | 0.001937 | 0 | 0 | 0 | 0.01601 | 0 | 0
WAIMALU 1 | WAIMALU 2 | 0.001579 | 0 | 0 | 0 | 0 | 0 | 0 | 0 | 0 | 0
WAIMALU 2 | WAIMALU 3 | 0.002978 | 0 | 0 | 0 | 0 | 0 | 0 | 0 | 0 | 0
WAIMALU 2 | WAIMALU 4 | 0.1 | 0.01849 | 0 | 0.1 | 0.2 | 0 | 0.027094 | 0 | 0 | 0
WAIMANALO BEACH 1 | WAIMANALO | 0.009546 | 0.22448 | 0.1 | 0.1 | 0.10372 | 0.017327 | 0.1 | 0.000143 | 0 | 0.10372
WAIMANALO BEACH 2 | BEACH LOTS | 0 | 0.2 | 0.1 | 0 | 0.1 | 0 | 0 | 0 | 0 | 0.03527
WAIMANO 1 | WAIMANO HOME RD | 0.007485 | 0 | 0 | 0 | 0 | 0 | 0.00373 | 0.00373 | 0 | 0
WAIMANO 2 | LEOMELE | 0 | 0.10573 | 0 | 0 | 0 | 0 | 0 | 0 | 0 | 0
WAIMANO 2 | PENINSULA | 0 | 0.21338 | 0.1 | 0 | 0.2 | 0 | 0 | 0.1 | 0.33764 | 0.037639
WAIMANO 3 | HIGHLANDS | 0.1 | 0 | 0 | 0 | 0 | 0.013758 | 0 | 0 | 0 | 0
WAIMANO 3 | WAIMANO 6 | 0.002339 | 0 | 0 | 0.002034 | 0 | 0.001 | 0 | 0 | 0 | 0
WAIMEA 1 | WAIMEA 1 | 0 | 0.2 | 0 | 0 | 0 | 0 | 0 | 0 | 0 | 0
WAIMEA 1 | WAIMEA 2 | 0 | 0.1 | 0.00237 | 0 | 0 | 0.01605 | 0.1 | 0 | 0 | 0
WAIPAHU 1 | DEPOT RD | 0 | 0 | 0 | 0 | 0.02823 | 0 | 0 | 0 | 0 | 0
WAIPAHU 1 | WAIPAHU | 0.11058 | 0 | 0 | 0 | 0 | 0 | 0 | 0 | 0 | 0
WAIPAHU 2 | MOKUOLA | 0.2 | 0.55525 | 0.2 | 0.47012 | 0.2 | 0 | 0.21679 | 0.001871 | 0.2 | 0.1023
WAIPAHU 2 | WAILANI | 0.1 | 0 | 0 | 0 | 0 | 0 | 0 | 0 | 0 | 0
WAIPIO 1 | WAIPIO 1 | 0.11657 | 0.2 | 0 | 0 | 0 | 0 | 0 | 0.1 | 0 | 0
WAIPIO 1 | WAIPIO 2 | 0.20488 | 0.21382 | 0.007366 | 0.1 | 0 | 0 | 0 | 0 | 0 | 0.002803
WAIPIOLANI 1 | WAIKELE CTR | 0 | 0.2 | 0 | 0 | 0.1 | 0 | 0.2 | 0.1 | 0 | 0
WAIPIOLANI 2 | LUMIAUAU | 0.1 | 0.1 | 0.1 | 0.2 | 0 | 0 | 0.1 | 0 | 0 | 0.3
WAIPIOLANI 2 | PAIWA | 0.1 | 0.1157 | 0 | 0.018081 | 0 | 0 | 0 | 0 | 0 | 0
WILIWILI | WILIWILI 1 | 0 | 0.002389 | 0 | 0 | 0 | 0 | 0 | 0 | 0 | 0
WOODLAWN 2 | KAHALOA | 0 | 0 | 0 | 0 | 0 | 0 | 0.003314 | 0 | 0 | 0
WOODLAWN 4 | UPLANDS | 0.001607 | 0 | 0 | 0 | 0 | 0 | 0 | 0 | 0 | 0
WOODLAWN 4 | WOODLAWN | 0 | 0 | 0.002247 | 0 | 0 | 0 | 0 | 0 | 0 | 0

## Energy Efficiency Forecast Low
Return to Assumptions Summary
Energy Efficiency (EE) - Low Forecast
The Energy Efficiency (EE) Load layer represents the impacts of EE acquired for both residential and commercial customers. The incremental amount added per year in megawatts (MW) for the EE layer by circuit is shown for years 2021 through 2030.
Amount Added Per Year (MW)
Substation Transformer | Circuit | 2021 | 2022 | 2023 | 2024 | 2025 | 2026 | 2027 | 2028 | 2029 | 2030
AHI 1 | HAHAIONE | 0.042882 | 0.024708 | 0.024328 | 0.041412 | 0.030005 | 0.027857 | 0.025698 | 0.030221 | 0.025042 | 0.022196
AHI 1 | NIU | 0.043334 | 0.048415 | 0.035591 | 0.029307 | 0.038493 | 0.029946 | 0.088786 | 0.028079 | 0.035105 | 0.022758
AHI 2 | KAALAKEI | 0.10409 | 0.05643 | 0.042051 | 0.03535 | 0.059926 | 0.051725 | 0.067626 | 0.043251 | 0.055938 | 0.03741
AHI 2 | PORTLOCK | 0.030082 | 0.02606 | 0.038767 | 0.048419 | 0.079605 | 0.034148 | 0.043592 | 0.02811 | 0.034359 | 0.085811
AIEA 1 | KAM HWY | 0.070996 | 0.088066 | 0.073048 | 0.051524 | 0.045647 | 0.067393 | 0.038163 | 0.033635 | 0.069513 | 0.036212
AIEA 1 | LAULIMA | 0.03809 | 0.031755 | 0.022136 | 0.016813 | 0.028804 | 0.07933 | 0.022908 | 0.021108 | 0.023496 | 0.027408
AIEA 2 | AIEA | 0.047479 | 0.034067 | 0.041213 | 0.025607 | 0.034105 | 0.033461 | 0.062789 | 0.030852 | 0.062869 | 0.027473
AIEA 2 | KAUHALE | 0.027696 | 0.06913 | 0.030501 | 0.0517 | 0.050128 | 0.038482 | 0.026252 | 0.019421 | 0.014707 | 0.044521
AIEA 3 | AIEA 2 | 0.023602 | 0.013267 | 0.013443 | 0.019934 | 0.016243 | 0.017986 | 0.022788 | 0.013533 | 0.01418 | 0.020289
AIEA 3 | AIEA 3 | 0.015439 | 0.0091928 | 0.021585 | 0.01142 | 0.011342 | 0.018767 | 0.012375 | 0.010901 | 0.0019476 | 0.0030234
AIKAHI 1 | KALAHEO | 0.029635 | 0.0089543 | 0.014047 | 0.0071374 | 0.023386 | 0.024204 | 0.0061779 | 0.0070536 | 0.01263 | 0.023932
AIKAHI 2 | BAY DR | 0.021734 | 0.0089545 | 0.0082219 | 0.0087267 | 0.028326 | 0.0060693 | 0.0089932 | 0.011939 | 0.0076432 | 0.0039311
AIKAHI 3 | ILIAINA | 0.027983 | 0.020435 | 0.0075911 | 0.011192 | 0.034932 | 0.012678 | 0.095147 | 0.011278 | 0.0087764 | 0.01198
AINA KOA 1 | KAHALA MALL | 0.049759 | 0.050192 | 0.037586 | 0.02028 | 0.033563 | 0.06273 | 0.04097 | 0.028636 | 0.033814 | 0.055083
AINA KOA 1 | WAIALAE NUI | 0.013679 | 0.013026 | 0.017889 | 0.0087583 | 0.013288 | 0.010832 | 0.041395 | 0.019458 | 0.039413 | 0.052552
AINA KOA 1 4KV | KEALAOLU | 0.0046457 | 0.0035494 | 0.0040861 | 0.0097747 | 0.0035872 | 0.0036088 | 0.015409 | 0.0064809 | 0.011135 | 0.0060427
ARCHER 1 | ARCHER 1 | 0 | 0 | 0.022 | 0.096106 | 0.0073332 | 0 | 0.0003546 | 0.047228 | 0 | 0.074407
ARCHER 1 | ARCHER 2 | 0.050118 | 0.0037523 | 0.0037523 | 0.0026802 | 0.0021442 | 0 | 0 | 0.32602 | 0.00053604 | 0
ARCHER 2 | ARCHER 3 | 0.070204 | 0.027526 | 0.010363 | 0.012702 | 0.086219 | 0.037276 | 0.030866 | 0.010897 | 0.0099881 | 0.040899
ARCHER 2 | ARCHER 4 | 0 | 0 | 0 | 0.12867 | 0 | 0 | 0.093974 | 0 | 0.0099819 | 0
BARBERS PT TANK FARM 2 | INDUSTRIAL | 0.2159 | 0.14595 | 0.10668 | 0.06342 | 0.016108 | 0.13661 | 0.023351 | 0.038977 | 0.0841 | 0.12582
CEIP 2 | CEIP 3 | 0.035229 | 0.18627 | 0.0020993 | 0.014095 | 0.017165 | 0.0055069 | 0.060625 | 0.070388 | 0.011422 | 0.17886
CEIP 2 | CEIP 4 | 0.019869 | 0.019482 | 0.013972 | 0.015797 | 0.017778 | 0.010346 | 0.022225 | 0.017184 | 0.018976 | 0.013032
ENA 1 | ALA MOANA | 0.00017199 | 5.733e-05 | 0 | 0.00022932 | 0 | 0.0044259 | 0.00017199 | 0 | 0.061276 | 0.0045675
ENA 1 | HAWN VILLAGE 1 | 0.00028404 | 9.468e-05 | 0.00028404 | 9.468e-05 | 0.00039546 | 0 | 0.010841 | 0.12344 | 0 | 0.00028404
ENA 2 | ILIKAI | 0.025905 | 0.013657 | 0.0099402 | 0.011329 | 0.01266 | 0.014092 | 0.012639 | 0.014126 | 0.0066307 | 0.009586
ENA 2 | LAGOON | 0.010408 | 0.051478 | 0.0010916 | 0 | 0.0025471 | 0.0026085 | 0.031398 | 0.0010916 | 0.00036387 | 0.0010916
ENA 3 | DE RUSSY | 0 | 0.040435 | 0.13501 | 0.0034924 | 0.014207 | 0 | 0 | 0.056165 | 0.0034924 | 0.018577
ENA 4 | ENA 1 | 0.0096457 | 0.0051539 | 0.0056844 | 0.011753 | 0.012673 | 0.01388 | 0.009119 | 0.0064385 | 0.013801 | 0.0072034
ENA 4 | ENA 2 | 0.0041931 | 0 | 0 | 0 | 0 | 0 | 0.0027954 | 0.00069885 | 0.0020965 | 0
EWA BEACH 1 | EWA BEACH 1 | 0.16605 | 0.086544 | 0.084516 | 0.087567 | 0.49365 | 0.12301 | 0.095819 | 0.062605 | 0.071347 | 0.088935
EWA BEACH 1 | EWA BEACH 2 | 0.072733 | 0.044088 | 0.1153 | 0.039582 | 0.059719 | 0.085883 | 0.058394 | 0.055575 | 0.04272 | 0.051284
EWA BEACH 2 | EWA BEACH 3 | 0.053473 | 0.10013 | 0.05198 | 0.13162 | 0.067531 | 0.10103 | 0.073003 | 0.12976 | 0.044802 | 0.058745
EWA BEACH 2 | EWA BEACH 4 | 0.12825 | 0.13182 | 0.099451 | 0.096766 | 0.13329 | 0.12301 | 0.11761 | 0.11076 | 0.066838 | 0.078551
EWA NUI 1 | EWA NUI 1 | 0.21588 | 0.0655 | 0.14375 | 0.046932 | 0.071208 | 0.064665 | 0.062925 | 0.054195 | 0.057136 | 0.050146
EWA NUI 2 | EWA NUI 2 | 0.10811 | 0.033214 | 0.069322 | 0.048528 | 0.072097 | 0.080242 | 0.035924 | 0.041717 | 0.034967 | 0.049056
FORT ST 1 | FORT ST 1 | 0.049823 | 0 | 0.0079569 | 0 | 0 | 0.01509 | 0 | 0.22972 | 0 | 0
FORT ST 1 | FORT ST 2 | 0.0041004 | 0.0043953 | 0.0031361 | 0.0031526 | 0.0053975 | 0.0019592 | 0.0047214 | 0.0028261 | 0.0034026 | 0.0021847
FORT ST 2 | FORT ST 3 | 0.067886 | 0.047218 | 0.0045092 | 0.0047043 | 0.00057996 | 0.010808 | 0.0010071 | 0.00067158 | 0.0018756 | 0.0033265
FORT ST 2 | FORT ST 4 | 0.034118 | 0.032765 | 0.011502 | 0.029545 | 0.054912 | 0.015337 | 0.024417 | 0.014384 | 0.07113 | 0.025229
FORT ST 4KV | NUUANU | 0.020308 | 0.014119 | 0.0063972 | 0.0365 | 0.025278 | 0.021981 | 0.01399 | 0.018215 | 0.011184 | 0.01258
FORT ST 4KV | PUNCHBOWL | 0.017542 | 0.019053 | 0.01002 | 0.011066 | 0.018688 | 0.009925 | 0.010852 | 0.017213 | 0.017743 | 0.016775
FORT WEAVER 1 | FORT WEAVER 1 | 0.0853 | 0.10672 | 0.11776 | 0.061073 | 0.082958 | 0.1521 | 0.081696 | 0.054085 | 0.091183 | 0.055015
FORT WEAVER 1 | FORT WEAVER 2 | 0.12067 | 0.084624 | 0.089762 | 0.07154 | 0.087093 | 0.08923 | 0.06736 | 0.067201 | 0.060135 | 0.068745
FORT WEAVER 2 | FORT WEAVER 3 | 0.10315 | 0.093208 | 0.069627 | 0.072725 | 0.065164 | 0.059498 | 0.10121 | 0.089586 | 0.080094 | 0.068512
FORT WEAVER 2 | FORT WEAVER 4 | 0.064823 | 0.069591 | 0.03814 | 0.034588 | 0.056958 | 0.046568 | 0.048119 | 0.042076 | 0.037398 | 0.055229
HALA 1 | HALA 1 | 0.018635 | 0.022025 | 0.017599 | 0.017536 | 0.022446 | 0.029536 | 0.025816 | 0.020317 | 0.013127 | 0.010354
HALA 1 | HALA 2 | 0.044536 | 0.059262 | 0.031714 | 0.03104 | 0.067089 | 0.08876 | 0.036084 | 0.025098 | 0.027722 | 0.028134
HALA 2 | HALA 3 | 0.076416 | 0.11854 | 0.037399 | 0.039066 | 0.037437 | 0.043491 | 0.040684 | 0.031394 | 0.065262 | 0.035859
HALA 2 | HALA 4 | 0.06457 | 0.08986 | 0.035466 | 0.015413 | 0.037779 | 0.019428 | 0.013535 | 0.041786 | 0.011693 | 0.015771
HANUA | HANUA 2 | 0 | 0 | 0 | 0 | 0 | 0 | 0.0006183 | 0 | 0 | 0
HAUULA | HAUULA | 0.028914 | 0.01761 | 0.017675 | 0.020764 | 0.039042 | 0.039666 | 0.035297 | 0.039412 | 0.011981 | 0.038663
HAUULA | PUNALUU | 0.042296 | 0.037575 | 0.062314 | 0.041981 | 0.039953 | 0.067524 | 0.061281 | 0.046727 | 0.032837 | 0.037046
HELEMANO 1 | DOLE 1 | 0.046656 | 0 | 0.0010276 | 0 | 0.034173 | 0.0012544 | 0.0012076 | 0.00073764 | 0.0001917 | 0.013403
HELEMANO 2 | WHITMORE | 0 | 0.0010609 | 0.00091926 | 0.00094878 | 0.0043373 | 0.0016864 | 0.00057672 | 0.00046323 | 0.001073 | 0.0028861
HILA 1 | HILA 1 | 0.024434 | 0.0023685 | 0.0023068 | 0.003286 | 0.010537 | 0.034805 | 0.0045984 | 0.011146 | 0.001933 | 0.0036986
HILA 1 | HILA 2 | 0.023945 | 0.024843 | 0.085835 | 0.030367 | 0.025387 | 0.025367 | 0.038894 | 0.059354 | 0.0097654 | 0.022998
HILA 2 | HILA 3 | 0.025042 | 0.029768 | 0.037755 | 0.026556 | 0.016085 | 0.069747 | 0.014209 | 0.014773 | 0.014551 | 0.024397
HILA 3 | HILA 5 | 0.092134 | 0.013642 | 0.028146 | 0.0094254 | 0.047693 | 0.02559 | 0.22923 | 0.054267 | 0.04948 | 0.024001
HOAEAE 1 | HOAEAE 1 | 0.20561 | 0.39582 | 0.12384 | 0.21249 | 0.16874 | 0.099938 | 0.13882 | 0.12418 | 0.12529 | 0.10252
HOAEAE 1 | LEOOLE | 0.040162 | 0.043789 | 0.12143 | 0.038301 | 0.063762 | 0.064819 | 0.050422 | 0.06309 | 0.013204 | 0.0034991
HOAEAE 2 | HOAEAE 2 | 0.032794 | 0.023729 | 0.059104 | 0.038089 | 0.025932 | 0.058387 | 0.030198 | 0.0053498 | 0.040219 | 0.010576
HOAEAE 2 | HOAEAE 3 | 0.093249 | 0.21005 | 0.069536 | 0.079824 | 0.14622 | 0.17039 | 0.10767 | 0.20932 | 0.062011 | 0.23419
HONOLULU 1 | CKT 6 | 0.014176 | 0.0046883 | 0 | 0.008846 | 0.0035162 | 0.010055 | 0 | 0 | 0.01066 | 0.011795
HONOLULU 1 | CKT 8 | 0.042301 | 0 | 0 | 0 | 0 | 0 | 0 | 0 | 0.084866 | 0.1269
HONOLULU 2 | CKT 10 | 0.028504 | 0.011279 | 0.0035105 | 0 | 0.008065 | 0.0024176 | 0.0024176 | 0.096649 | 0 | 0.0007488
HONOLULU 2 | CKT 18 | 0.017689 | 0.02532 | 0.043964 | 0.032813 | 0.010021 | 0.010993 | 0.018292 | 0.094734 | 0.0088104 | 0.010283
IWILEI 1 | IWILEI 1 11KV | 0.015965 | 0.011371 | 0.037644 | 0.13662 | 0.050983 | 0.048867 | 0.055363 | 0.049202 | 0.020259 | 0.020355
IWILEI 2 | CKT 16 | 0.038869 | 0.018561 | 0.0083003 | 0.011943 | 0.021131 | 0.0056163 | 0.0026033 | 0.051061 | 0.01843 | 0.018022
IWILEI 2 | WAIAKAMILO-IWILEI | 0.012154 | 0.0077407 | 0.006132 | 0.0064152 | 0.0085709 | 0.0096086 | 0.007319 | 0.032498 | 0.0094909 | 0.0084481
IWILEI 3 | AALA | 0.084121 | 0.054959 | 0.021929 | 0.029741 | 0.043115 | 0.044593 | 0.050408 | 0.031886 | 0.045997 | 0.041559
IWILEI 3 | HAWN PINE | 0.050147 | 0 | 0.018022 | 0.007982 | 0.031006 | 0.010249 | 0.0082318 | 0.021829 | 0.23089 | 0.029963
IWILEI T3 | IWILEI 10 | 0.051023 | 0.026302 | 0.014432 | 0.018358 | 0.029702 | 0.015225 | 0.0099223 | 0.083559 | 0.027921 | 0.02647
IWILEI T3 | IWILEI 9 | 0.017593 | 0.020928 | 0.0013968 | 0.0022349 | 0.030609 | 0.0075366 | 0.003911 | 0.022615 | 0.12743 | 0.027067
IWILEI T4 | IWILEI 13 | 0.082184 | 0.021999 | 0.010681 | 0.014743 | 0.012563 | 0.010087 | 0.010676 | 0.011909 | 0.010782 | 0.0099638
IWILEI T4 | IWILEI 14 | 0.13427 | 0.054959 | 0.039951 | 0.037723 | 0.074121 | 0.054841 | 0.05864 | 0.053715 | 0.27689 | 0.071523
KAHALA 1 12KV | KILAUEA 12KV | 0.033073 | 0.019409 | 0.052595 | 0.016595 | 0.15538 | 0.015181 | 0.025903 | 0.020489 | 0.014387 | 0.020271
KAHALA 1 4KV | BLACK PT | 0.0026552 | 0.00065043 | 0.00021681 | 0.0058477 | 0.0080354 | 0.0023484 | 0.0066116 | 0.0035957 | 0.0028971 | 0.0026561
KAHALA 1 4KV | HUNAKAI | 0.012515 | 0.0064166 | 0.0048354 | 0.0057594 | 0.0096041 | 0.0064153 | 0.010544 | 0.009023 | 0.0066261 | 0.017579
KAHALA 1 4KV | KAHALA | 0.015178 | 0.010188 | 0.027641 | 0.014979 | 0.025868 | 0.031492 | 0.0099343 | 0.01153 | 0.012946 | 0.011108
KAHALA 2 12KV | KAHALA 3 | 0.037084 | 0.018134 | 0.030882 | 0.027389 | 0.01898 | 0.026231 | 0.023708 | 0.015781 | 0.018727 | 0.030903
KAHALA 2 12KV | LUAWAI | 0.079999 | 0.085716 | 0.049175 | 0.040801 | 0.051 | 0.058053 | 0.035692 | 0.063341 | 0.047803 | 0.090064
KAHALA 2 4KV | FARMERS RD | 0.025869 | 0.019375 | 0.0054436 | 0.01121 | 0.031038 | 0.020767 | 0.011384 | 0.038834 | 0.017066 | 0.02147
KAHALA 2 4KV | KILAUEA 4KV | 0.018485 | 0.011146 | 0.0089889 | 0.010461 | 0.010224 | 0.0088473 | 0.012975 | 0.0061645 | 0.011067 | 0.0070119
KAHALA 2 4KV | KOLOA | 0.027571 | 0.013508 | 0.012325 | 0.009213 | 0.012114 | 0.0059737 | 0.011465 | 0.027097 | 0.015857 | 0.0069409
KAHE 1 | BARBERS PT | 0.32988 | 0.056869 | 0.018391 | 0.032274 | 0.071725 | 0.036262 | 0.025677 | 0.047324 | 0.023906 | 0.13604
KAHE 1 | KAHE | 0.05925 | 0.066295 | 0.095019 | 0.036438 | 0.10058 | 0.03609 | 0.048915 | 0.070743 | 0.086139 | 0.060731
KAHUKU | KAHUKU | 0.060651 | 0.049838 | 0.023964 | 0.028176 | 0.05538 | 0.017576 | 0.062193 | 0.023307 | 0.057673 | 0.027362
KAHUKU | KAWELA | 0.011875 | 0.045388 | 0.074532 | 0.01988 | 0.011743 | 0.11556 | 0.09296 | 0.061632 | 0.016822 | 0.032517
KAILUA 1 | KAILUA 1 | 0.043133 | 0.029423 | 0.077246 | 0.035409 | 0.023839 | 0.026295 | 0.062236 | 0.02111 | 0.026904 | 0.020812
KAILUA 1 | KAILUA 2 | 0.084029 | 0.10587 | 0.05578 | 0.094623 | 0.090907 | 0.10558 | 0.13732 | 0.10324 | 0.04379 | 0.052157
KAILUA 1 4KV | COCONUT GROVE | 0.017247 | 0.014853 | 0.01064 | 0.013836 | 0.017099 | 0.012992 | 0.016481 | 0.0075292 | 0.0094702 | 0.015905
KAILUA 1 4KV | TOWN | 0.00051093 | 0.00051093 | 0.00058392 | 0 | 0.030829 | 0.00029196 | 0.00021897 | 0.0007299 | 0.00043794 | 0.00029196
KAILUA 2 4KV | KALAMA | 0.015972 | 0.0090741 | 0.011253 | 0.0063825 | 0.010559 | 0.0055987 | 0.0089393 | 0.0053724 | 0.0088151 | 0.0078992
KAILUA 2 4KV | LANIKAI | 0.0015177 | 0 | 0.0014332 | 0.0013009 | 0.0007938 | 0.00034911 | 0.0014442 | 0.0016978 | 0.00065043 | 0.0010841
KAILUA 2 4KV | MAUNAWILI | 0 | 0 | 0 | 0 | 0 | 0.0026204 | 0.0026204 | 0 | 0 | 0
KAIMUKI 1 | KAI-WAIALAE | 0.016733 | 0.0099766 | 0.007962 | 0.009344 | 0.0098684 | 0.0085049 | 0.010591 | 0.010259 | 0.0099246 | 0.011997
KAIMUKI 1 | RUGER | 0.0078239 | 0.0085854 | 0.0047012 | 0.0053543 | 0.0077684 | 0.0023575 | 0.0058812 | 0.0048182 | 0.0027189 | 0.00496
KAIMUKI 2 | KAI-HARDING | 0.0055916 | 0.0037888 | 0.0017906 | 0.0052694 | 0.0036041 | 0.0066925 | 0.0051817 | 0.0040882 | 0.0050231 | 0.0057186
KAIMUKI 2 | KAI-KAIMUKI | 0.0079519 | 0.0090604 | 0.0059617 | 0.0063703 | 0.0089943 | 0.0097257 | 0.0073518 | 0.0061655 | 0.0059873 | 0.0094832
KAIMUKI 2 | KAI-WILHELMINA | 0.017569 | 0.014637 | 0.028174 | 0.0072706 | 0.0074362 | 0.0055995 | 0.011023 | 0.0047539 | 0.0056212 | 0.018438
KAKAAKO 1 | KAMANI | 0.0023067 | 0.0002277 | 0.0033696 | 0.0009108 | 0 | 0.0099522 | 0.0029655 | 0.031703 | 0.0022824 | 0
KAKAAKO 1 | QUEEN ST | 0.012693 | 0.0079636 | 0.0019198 | 0.0011124 | 0.0067129 | 0.045707 | 0.02804 | 0.0118 | 0.0031617 | 0.018114
KAKAAKO 2 | ILANIWAI | 0.0059759 | 0.0017465 | 0.00077319 | 0.02209 | 0.0030181 | 0.002088 | 0.00019503 | 0.0010193 | 0.00071532 | 0.00036
KAKAAKO 3 | KAKAAKO 5 | 0.0097275 | 0.0099579 | 0.0049462 | 0.0059002 | 0.014227 | 0.014899 | 0.0069523 | 0.0039832 | 0.0090506 | 0.0052817
KAKAAKO 3 | KAKAAKO 6 | 0 | 0 | 0 | 0 | 0 | 0.0064476 | 0.32159 | 0 | 0 | 0
KAKAAKO 4 | KAKAAKO 8 | 0.0099214 | 0.00060039 | 0.010382 | 0.014512 | 0.02745 | 0.00060039 | 0.00060039 | 0.020473 | 0.042336 | 0.00060039
KAKAAKO 4 | KAKAAKO 9 | 0.025303 | 0.027435 | 0.024802 | 0.029414 | 0.10844 | 0.017499 | 0.019068 | 0.020335 | 0.055825 | 0.069124
KAKAAKO 4 | KEAWE | 0.0032149 | 0.0022271 | 0.012359 | 0.052621 | 0.0037981 | 0.016461 | 0.042053 | 0.0038443 | 0.0077699 | 0.0027181
KALAHEO 1 | KALAHEO 1 | 0 | 0 | 0 | 0 | 0 | 0 | 0 | 0.034441 | 0 | 0
KALAMA 1 | KAINALU | 0.019992 | 0.0098531 | 0.0068839 | 0.027385 | 0.015975 | 0.026831 | 0.019801 | 0.010255 | 0.021234 | 0.023009
KALAMA 1 | ONEAWA | 0.012649 | 0.0096414 | 0.0076689 | 0.0095421 | 0.014256 | 0.01053 | 0.014077 | 0.0091022 | 0.0086838 | 0.011759
KALAMA 2 CSP | AINONI | 0.018028 | 0.012505 | 0.0072308 | 0.0055791 | 0.015369 | 0.0082683 | 0.0095787 | 0.010187 | 0.010254 | 0.010414
KALIHI 1 | KALIHI KAI | 0.0095171 | 0.012761 | 0.0096936 | 0.012592 | 0.004693 | 0.024827 | 0.017303 | 0.016033 | 0.0081492 | 0.012382
KALIHI 1 | KALIHI UKA | 0.011091 | 0.0049448 | 0.0039203 | 0.0072432 | 0.033358 | 0.0054225 | 0.0057117 | 0.0068661 | 0.0027149 | 0.0051454
KALIHI 2 | BECKLEY | 0.0021101 | 0.018487 | 0.0026905 | 0.0031809 | 0.0022757 | 0.0022674 | 0.022386 | 0.0035934 | 0.0027887 | 0.0017912
KALIHI 2 | KAM IV | 0.021804 | 0.01653 | 0.016564 | 0.012522 | 0.024399 | 0.0082244 | 0.02292 | 0.010976 | 0.017218 | 0.013193
KALOI 1 | KALOI 1 | 0 | 0 | 0 | 0 | 0 | 0.027044 | 0 | 0 | 0 | 0
KAMILOIKI | ANUU | 0.042461 | 0.038539 | 0.039172 | 0.021811 | 0.048692 | 0.031423 | 0.038545 | 0.037137 | 0.033687 | 0.15515
KAMILOIKI | KOKOHEAD | 0.031844 | 0.033063 | 0.025796 | 0.026644 | 0.021805 | 0.029305 | 0.031785 | 0.020302 | 0.025945 | 0.01889
KAMOHO 1 | KALIHI ST | 0.017248 | 0.015931 | 0.0094455 | 0.0094533 | 0.012721 | 0.011887 | 0.01571 | 0.010467 | 0.010915 | 0.014197
KAMOHO 1 | MACHADO ST | 0.014677 | 0.038157 | 0.0095279 | 0.0083294 | 0.0084673 | 0.0050348 | 0.0081348 | 0.0090185 | 0.0066552 | 0.01043
KAMOHO 2 | KAM TERRACE | 0.030867 | 0.020992 | 0.015888 | 0.013483 | 0.015126 | 0.020364 | 0.021938 | 0.018248 | 0.012905 | 0.016207
KAMOKILA 1 | KAMOKILA 1 | 0.0057591 | 0.022486 | 0.015048 | 0.0085036 | 0.022356 | 0.091307 | 0.023812 | 0.0075276 | 0.015047 | 0.14738
KAMOKILA 1 | KAMOKILA 2 | 0.038128 | 0.054838 | 0.030745 | 0.028476 | 0.025034 | 0.033241 | 0.029593 | 0.021499 | 0.026208 | 0.023725
KAMOKILA 2 | KAMOKILA 3 | 0.054652 | 0.0058391 | 0 | 0.0024327 | 0.17794 | 0.011737 | 0.028715 | 0.0038326 | 0.028844 | 0.071782
KAMOKILA 2 | KAMOKILA 4 | 0.051216 | 0.036983 | 0.042451 | 0.032827 | 0.049798 | 0.048391 | 0.03764 | 0.034508 | 0.035852 | 0.033999
KAMOKILA 3 | KAMOKILA 5 | 0.0090085 | 0.066784 | 0.087085 | 0.040665 | 0.090796 | 0.17719 | 0.075574 | 0.026157 | 0.13285 | 0.049147
KAMOKILA 3 | KAMOKILA 6 | 0.022645 | 0.021084 | 0.01876 | 0.013247 | 0.019878 | 0.019008 | 0.01985 | 0.013137 | 0.011767 | 0.021455
KAMOKU T2 | KAMOKU 10 | 0.056136 | 0.047592 | 0.057314 | 0.31093 | 0.070799 | 0.051102 | 0.03307 | 0.08977 | 0.035048 | 0.0288
KAMOKU T2 | KAMOKU 9 | 0.087572 | 0.086835 | 0.039313 | 0.036589 | 0.036262 | 0.030718 | 0.022265 | 0.10048 | 0.16725 | 0.11589
KANEOHE 1 | HEEIA | 0.080959 | 0.060641 | 0.04996 | 0.055891 | 0.076587 | 0.043682 | 0.047431 | 0.093825 | 0.03844 | 0.037905
KANEOHE 1 | PALEKA | 0.029351 | 0.022853 | 0.034612 | 0.01764 | 0.04405 | 0.014907 | 0.028908 | 0.026399 | 0.013065 | 0.059141
KANEOHE 2 | ANOI | 0.044049 | 0.039391 | 0.031141 | 0.024509 | 0.04205 | 0.035369 | 0.03032 | 0.064542 | 0.032923 | 0.021807
KANEOHE 2 | PAHIA | 0.032441 | 0.041837 | 0.028394 | 0.13025 | 0.039146 | 0.051532 | 0.049336 | 0.030511 | 0.026504 | 0.025209
KANEOHE 3 | KANEOHE 5 | 0.026921 | 0.052942 | 0.02251 | 0.02224 | 0.034034 | 0.02121 | 0.043357 | 0.029994 | 0.023843 | 0.032243
KANEOHE 3 | KANEOHE 6 | 0.04867 | 0.044272 | 0.020832 | 0.064061 | 0.094132 | 0.061634 | 0.050494 | 0.037119 | 0.072066 | 0.034571
KAONOHI 1 | KAONOHI 1 | 0.057753 | 0.027144 | 0.0080871 | 0.0055833 | 0.025447 | 0.0089004 | 0.0063433 | 0.012348 | 0.011845 | 0.0095552
KAONOHI 1 | KAONOHI 2 | 0.064759 | 0.032693 | 0.03661 | 0.027067 | 0.040842 | 0.038641 | 0.041112 | 0.037358 | 0.034272 | 0.042505
KAONOHI 2 | KAONOHI 3 | 0.030945 | 0.024855 | 0.01657 | 0.010278 | 0.014409 | 0.0093082 | 0.014255 | 0.017682 | 0.025343 | 0.0079421
KAONOHI 2 | KAONOHI 4 | 0.013676 | 0.012136 | 0.012883 | 0.0087269 | 0.013089 | 0.010655 | 0.014383 | 0.009433 | 0.008672 | 0.0098202
KAPAHULU 1 | KANAINA | 0.10465 | 0.048695 | 0.039448 | 0.044169 | 0.087161 | 0.045891 | 0.09163 | 0.034711 | 0.037027 | 0.034897
KAPAHULU 1 | SHERATON 1 | 0.062635 | 0.0047782 | 0.0040128 | 0.0025025 | 0.0047317 | 0.0031683 | 0.0034391 | 0.006043 | 0.010017 | 0.0041373
KAPAHULU 2 | LEAHI | 0.057253 | 0.041227 | 0.05527 | 0.0671 | 0.05415 | 0.028329 | 0.038128 | 0.059506 | 0.041754 | 0.045697
KAPAHULU 2 | SHERATON 2 | 0.0094727 | 0.0054313 | 0.0026575 | 0.0042085 | 0.00029628 | 0.0061231 | 0.0046114 | 9.036e-05 | 0.00082881 | 0.0039863
KAPAHULU 3 | KALAKAUA | 0.0051696 | 0.025966 | 0.0015754 | 0.0014004 | 0.048703 | 0.015346 | 0.0072099 | 0.096435 | 0.029026 | 0.0029758
KAPAHULU 3 | PAOAKALANI | 0.012776 | 0.3826 | 0.0045175 | 0.0050827 | 0.012256 | 0.079113 | 0.0045312 | 0.075905 | 0.0028942 | 0.031255
KAPAHULU 4 | DIAMOND HEAD | 0.028807 | 0.052756 | 0.022167 | 0.034072 | 0.028198 | 0.02443 | 0.070313 | 0.024144 | 0.090305 | 0.022216
KAPAHULU 4 | KAPAHULU 1 | 0.0054149 | 0.0033944 | 0.0032328 | 0.0033136 | 0.003152 | 0.0021821 | 0.0033136 | 0.0019397 | 0.0033136 | 0.24124
KAPAHULU 5 | KANEKAPOLEI | 0.03799 | 0.012303 | 0.042377 | 0.0082481 | 0.013773 | 0.0077436 | 0.02387 | 0.084135 | 0.086561 | 0.13201
KAPAHULU 6 | KAPAHULU 3 | 0 | 0.0016749 | 0 | 0 | 0.019256 | 0.0015849 | 0 | 0.0015849 | 0.0062667 | 0
KAPAHULU 6 | KAPAHULU 4 | 0.0039005 | 0.014832 | 0.003821 | 0.0034588 | 0.012832 | 0.019304 | 0.0092319 | 0.010045 | 0.0072346 | 0.015201
KAPALAMA 1 | MOKAUEA | 0.018756 | 0.010475 | 0.013851 | 0.0079254 | 0.049122 | 0.019887 | 0.015897 | 0.016516 | 0.038173 | 0.011017
KAPALAMA 1 | SAND ISLAND | 0.016627 | 0.022218 | 0.01564 | 0.026359 | 0.051002 | 0.076137 | 0.0196 | 0.13868 | 0.010593 | 0.015718
KAPALAMA 2 | HOUGHTAILING | 0.061069 | 0.031534 | 0.046693 | 0.013425 | 0.038813 | 0.022677 | 0.032936 | 0.043223 | 0.029 | 0.01853
KAPALAMA 2 | KAHAI | 0.15948 | 0.03562 | 0.032069 | 0.040811 | 0.15738 | 0.18938 | 0.069653 | 0.071048 | 0.021008 | 0.044563
KAPALAMA 3 | PUUHALE | 0.027454 | 0.013284 | 0.022133 | 0.019212 | 0.011265 | 0.015639 | 0.027736 | 0.028058 | 0.01607 | 0.041679
KAPALAMA 3 | WAIAKAMILO-KAPALAMA | 0.098088 | 0.035969 | 0.040194 | 0.026731 | 0.048499 | 0.033725 | 0.06554 | 0.050772 | 0.091505 | 0.01938
KAPIOLANI 1 (12KV) | KAPIOLANI 1 | 0.053627 | 0.029967 | 0.053036 | 0.016612 | 0.035625 | 0.024104 | 0.040534 | 0.036678 | 0.041186 | 0.022384
KAPIOLANI 1 (12KV) | KAPIOLANI 2 | 0.055394 | 0.030528 | 0.048832 | 0.032773 | 0.061011 | 0.047507 | 0.042096 | 0.046141 | 0.17816 | 0.02487
KAPIOLANI 1 (4KV) | KAP-HARDING | 0.029161 | 0.0095184 | 0.010297 | 0.012824 | 0.033901 | 0.009004 | 0.013223 | 0.008946 | 0.0054028 | 0.0070529
KAPIOLANI 1 (4KV) | KUHIO | 0.0041675 | 0.00085293 | 0.0020551 | 0.0013231 | 0.00079434 | 0.0016343 | 0.0084367 | 0.01606 | 0.0067917 | 0.0012626
KAPIOLANI 1 (4KV) | ST LOUIS HTS | 0.0040679 | 0.0015847 | 0.0028756 | 0.0021931 | 0.0019812 | 0.0020151 | 0.00061929 | 0.00017145 | 0.001956 | 0.00073143
KAPIOLANI 2 (12KV) | KAPIOLANI 3 | 0.10642 | 0.025929 | 0.036748 | 0.068736 | 0.025512 | 0.026265 | 0.042346 | 0.016613 | 0.022311 | 0.024507
KAPIOLANI 2 (12KV) | ST LOUIS | 0.097752 | 0.039214 | 0.029738 | 0.077336 | 0.028632 | 0.046055 | 0.019715 | 0.016582 | 0.021336 | 0.022212
KAPIOLANI 2 (4KV) | KAP-KAIMUKI | 0.0045606 | 0.0017442 | 0.002659 | 0.0027142 | 0.0023155 | 0.0075433 | 0.0032207 | 0.00057807 | 0.0025375 | 0.0010875
KAPIOLANI 2 (4KV) | KAP-WAIALAE | 0.0054602 | 0.0060755 | 0.0036146 | 0.0020996 | 0.013249 | 0.017393 | 0.017271 | 0.014932 | 0.024736 | 0.0025809
KAPOLEI 1 | KAPOLEI 1 | 0 | 0.00027 | 0.00027 | 0 | 0 | 0 | 0 | 0 | 0 | 0
KAPOLEI 1 | KAPOLEI 2 | 0.087147 | 0.035412 | 0.035039 | 0.03075 | 0.07507 | 0.047588 | 0.040314 | 0.23156 | 0.032856 | 0.036247
KAPOLEI 2 | KAPOLEI 3 | 0.022157 | 0.018398 | 0.027737 | 0.026318 | 0.020283 | 0.035358 | 0.021527 | 0.026608 | 0.047355 | 0.017511
KAPOLEI 2 | KAPOLEI 4 | 0.028633 | 0.019412 | 0.021115 | 0.020317 | 0.013836 | 0.011513 | 0.027314 | 0.019311 | 0.017564 | 0.023608
KEEHI 1 | AIRPORT 1 | 0 | 0 | 0 | 0 | 0.09004 | 0 | 0.049045 | 0 | 0 | 0
KEEHI 1 | KEEHI 1 | 0.0030978 | 0.0046062 | 0 | 0 | 0.0046062 | 0.020174 | 0.015117 | 0.0046044 | 0.015611 | 0.0041436
KEEHI 2 | AIRPORT 2 | 0.019094 | 0 | 0 | 0 | 0 | 0.0004374 | 0 | 0 | 0 | 0
KEEHI 2 | UALENA | 0.005163 | 0.01516 | 0.0029171 | 0.00069579 | 0.0064826 | 0 | 0.0073046 | 0.0080244 | 0.033278 | 0.002705
KEEHI 3 | KEEHI 5 | 0.013357 | 0.040071 | 0.0043327 | 0.0043327 | 0.043163 | 0.050513 | 0.060165 | 0.012505 | 0.008501 | 0.0086654
KEEHI 3 | KEEHI 6 | 0.012373 | 0.020062 | 0.011632 | 0.051622 | 0.024842 | 0.016615 | 0.014286 | 0.04396 | 0.012369 | 0.012546
KEEHI 4 | KEEHI 7 | 0 | 0 | 0.018192 | 0.1121 | 0 | 0.0060638 | 0 | 0.030319 | 0 | 0
KEEHI 4 | KEEHI 8 | 0.083146 | 0.018503 | 0 | 0.019108 | 0 | 0 | 0.0050868 | 0.060103 | 0 | 0.092984
KEOLU 1 | AALAPAPA | 0.063058 | 0.035006 | 0.042588 | 0.035745 | 0.048103 | 0.036459 | 0.049415 | 0.042843 | 0.029935 | 0.037505
KEOLU 1 | ENCHANTED LAKES | 0.075842 | 0.076768 | 0.026984 | 0.16099 | 0.037743 | 0.033492 | 0.049195 | 0.038261 | 0.031015 | 0.031933
KEOLU 2 | KAILUA HTS | 0.054511 | 0.056554 | 0.034021 | 0.032903 | 0.057544 | 0.055382 | 0.075672 | 0.046679 | 0.034497 | 0.038943
KEOLU 2 | KEOLU DR | 0.046325 | 0.050344 | 0.065816 | 0.04856 | 0.03798 | 0.058218 | 0.046201 | 0.030041 | 0.039714 | 0.044303
KEWALO 1 | KEWALO 1 | 0.03039 | 0.040838 | 0.011401 | 0.0065356 | 0.009656 | 0.032185 | 0.017541 | 0.0098628 | 0.0080695 | 0.016859
KEWALO 1 | KEWALO 2 | 0.088369 | 0.0076139 | 0.0062456 | 0.030514 | 0.013531 | 0.0060543 | 0.015554 | 0.0086593 | 0.011983 | 0.0056891
KEWALO 2 | KEWALO 3 | 0 | 0 | 0.0036693 | 0 | 0 | 0 | 0 | 0 | 0 | 0
KEWALO 2 | KEWALO 4 | 0.0072478 | 0.045941 | 0.0042768 | 0.0050479 | 0.016075 | 0.0042146 | 0.0034501 | 0.0844 | 0.044716 | 0.0037069
KEWALO T3 | KEWALO 5 | 0.009464 | 0.029421 | 0.048453 | 0.0091716 | 0.027301 | 0.035758 | 0.011962 | 0.12201 | 0.075359 | 0.14848
KEWALO T3 | KEWALO 6 | 0.18393 | 0.18609 | 0 | 0 | 0.10434 | 0.037392 | 0 | 0.024368 | 0 | 0.00036
KEWALO T3 | KEWALO 7 | 0.047895 | 0.018626 | 0.018525 | 0.043224 | 0 | 0.05407 | 0.015965 | 0 | 0.0046566 | 0.02547
KO OLINA 1 | KO OLINA 1 | 0.011962 | 0.010828 | 0.01562 | 0.025319 | 0.10523 | 0.0089699 | 0.013373 | 0.0070788 | 0.0072366 | 0.0057695
KO OLINA 2 | KO OLINA 3 | 0.13333 | 0 | 0 | 0 | 0 | 0.059198 | 0.050333 | 0 | 0 | 0
KOOLAU | HALEKOU | 0.059821 | 0.031585 | 0.035759 | 0.030432 | 0.052184 | 0.033641 | 0.056694 | 0.031066 | 0.044878 | 0.035707
KOOLAU | PALI | 0.053343 | 0.039709 | 0.034795 | 0.027463 | 0.05087 | 0.035978 | 0.040723 | 0.042527 | 0.038088 | 0.091173
KUAPA 1 | KUAPA 1 | 0.070757 | 0.047115 | 0.026296 | 0.028461 | 0.04292 | 0.042589 | 0.040822 | 0.039532 | 0.030813 | 0.032348
KUAPA 1 | KUAPA 2 | 0.034241 | 0.070449 | 0.026579 | 0.020428 | 0.056633 | 0.1406 | 0.026206 | 0.064241 | 0.025628 | 0.022858
KUAPA 2 | KUAPA 3 | 0.075223 | 0.027277 | 0.020462 | 0.026243 | 0.034153 | 0.028633 | 0.033925 | 0.023574 | 0.027219 | 0.022805
KUAPA 2 | KUAPA 4 | 0.042292 | 0.029172 | 0.026683 | 0.024802 | 0.029066 | 0.035517 | 0.027579 | 0.023997 | 0.02395 | 0.027162
KUHIO 1 | KUHIO 1 | 0.025913 | 0.0065699 | 0.0044631 | 0.0037505 | 0.0035761 | 0.0045176 | 0.0039968 | 0.0024846 | 0.0015547 | 0.0051809
KUHIO 1 | KUHIO 2 | 0.31868 | 0 | 0.020535 | 0 | 0 | 0 | 0.061606 | 0 | 0 | 0
KUHIO 2 | KUHIO 3 | 0.0002196 | 0.012892 | 0 | 0.0004392 | 0.0008784 | 0 | 0.0008784 | 0 | 0.0008784 | 0.0006588
KUHIO 2 | KUHIO 4 | 0.045206 | 0.005618 | 0.35458 | 0.019393 | 0.12199 | 0.015998 | 0.013426 | 0.0099505 | 0.027069 | 0.016282
KUILIMA 2 | KUILIMA 1 | 0.030224 | 0.03849 | 0.020781 | 0.039001 | 0.035525 | 0.025217 | 0.02918 | 0.017871 | 0.022816 | 0.022001
KUNIA | KUNIA | 0.0029299 | 0.0024129 | 0.0039438 | 0.018127 | 0.002084 | 0.065714 | 0.0085535 | 0.0023002 | 0.0045226 | 0.0038625
KUNIA MAKAI 1 | KUNIA MAKAI 1 | 0.037961 | 0.0303 | 0.025705 | 0.022542 | 0.026878 | 0.020105 | 0.022922 | 0.028421 | 0.017948 | 0.020083
KUNIA MAKAI 1 | KUNIA MAKAI 2 | 0.078242 | 0.071958 | 0.069404 | 0.046941 | 0.097541 | 0.23409 | 0.069171 | 0.052652 | 0.053761 | 0.059941
KUNIA MAKAI 2 | KUNIA MAKAI 3 | 0.044138 | 0.041426 | 0.036748 | 0.031925 | 0.055302 | 0.033875 | 0.035582 | 0.040468 | 0.036084 | 0.037816
KUNIA MAKAI 2 | KUNIA MAKAI 4 | 0.020381 | 0.015144 | 0.016603 | 0.014018 | 0.021194 | 0.0094159 | 0.018008 | 0.02082 | 0.013593 | 0.011384
LAELAE 1 | KALIHI VALLEY | 0.024266 | 0.023448 | 0.010195 | 0.013967 | 0.0099015 | 0.013104 | 0.014201 | 0.011077 | 0.012281 | 0.0097981
LAELAE 2 | LIKELIKE | 0.011442 | 0.010563 | 0.0080076 | 0.004798 | 0.007632 | 0.008528 | 0.010936 | 0.0080325 | 0.007447 | 0.01394
LAELAE 2 | NUMANA | 0.0084703 | 0.0047274 | 0.0053384 | 0.0079752 | 0.0095691 | 0.0045968 | 0.005284 | 0.0081293 | 0.0047743 | 0.0049983
LAGOON 1 | SOUTH RAMP 1 | 0.0002907 | 0.043019 | 0 | 0 | 0.03297 | 0.0098199 | 0 | 0.021565 | 0.019391 | 0.11915
LAGOON 1 | WAIWAI | 0.014499 | 0.054971 | 0.0028372 | 0.044914 | 0.043513 | 0.038156 | 0.047531 | 0.02281 | 0.046782 | 0.0096511
LAKESIDE 1 | LAKESIDE 1 | 0.03175 | 0.021048 | 0.017321 | 0.040023 | 0.028213 | 0.024211 | 0.024575 | 0.018961 | 0.02866 | 0.012548
LAKESIDE 1 | LAKESIDE 2 | 0.020721 | 0.027313 | 0.017445 | 0.035652 | 0.021735 | 0.018828 | 0.017559 | 0.019902 | 0.012267 | 0.015494
LAKESIDE 2 | LAKESIDE 3 | 0.057844 | 0.025533 | 0.019043 | 0.023852 | 0.056998 | 0.03888 | 0.051486 | 0.029222 | 0.047322 | 0.025591
LAKESIDE 2 | LAKESIDE 4 | 0.029954 | 0.030922 | 0.032237 | 0.038054 | 0.040765 | 0.030421 | 0.078912 | 0.042249 | 0.069271 | 0.052837
MAKAHA 1 | MAKAHA | 0.10332 | 0.052824 | 0.043372 | 0.037445 | 0.056476 | 0.040203 | 0.056679 | 0.042103 | 0.11054 | 0.044038
MAKAHA 2 | MAKAHA VALLEY | 0.027751 | 0.01301 | 0.0088261 | 0.00567 | 0.021262 | 0.039181 | 0.037142 | 0.0065094 | 0.042553 | 0.0090111
MAKAHA 2 | MAUKA | 0.22675 | 0.12296 | 0.20029 | 0.13203 | 0.10722 | 0.093414 | 0.18799 | 0.089025 | 0.1003 | 0.064786
MAKAKILO 1 | MAKAKILO 1 | 0.065258 | 0.067003 | 0.031378 | 0.029266 | 0.069151 | 0.062262 | 0.039897 | 0.042329 | 0.03556 | 0.040986
MAKAKILO 1 | MAKAKILO 3 | 0.058892 | 0.043454 | 0.032974 | 0.033312 | 0.046109 | 0.040422 | 0.043663 | 0.039246 | 0.035131 | 0.040978
MAKAKILO 2 | MAKAKILO 2 | 0.087984 | 0.09791 | 0.092762 | 0.061889 | 0.077519 | 0.18987 | 0.075487 | 0.057635 | 0.088724 | 0.097047
MAKAKILO 2 | MAKAKILO 4 | 0.023546 | 0.016931 | 0.013361 | 0.042796 | 0.016526 | 0.01184 | 0.012498 | 0.017587 | 0.014203 | 0.01185
MAKALAPA 1 | HALAWA | 0.05393 | 0.059078 | 0.070655 | 0.10325 | 0.099284 | 0.035443 | 0.031655 | 0.041368 | 0.07517 | 0.059174
MAKALAPA 1 | MAKALAPA-MOANALUA | 0.047287 | 0.031724 | 0.030196 | 0.024918 | 0.042898 | 0.032674 | 0.033475 | 0.043643 | 0.025506 | 0.032371
MAKALAPA 2 | AIRPORT | 0.0016063 | 0.00068076 | 0.0007344 | 0.0023796 | 0.071203 | 0.0026973 | 0.0095469 | 0.0072288 | 0.0020423 | 0.092956
MAKALAPA 2 | ALIAMANU | 0.063096 | 0.062845 | 0.089576 | 0.069375 | 0.059985 | 0.045371 | 0.042722 | 0.043897 | 0.034891 | 0.031001
MAKALOA 1 | PAWAA KAI | 0.0047282 | 0.0090698 | 0.0069854 | 0.0023599 | 0.024633 | 0.13937 | 0.0076038 | 0.021129 | 0.021163 | 0.0055421
MAKALOA 1 | SHOPPING CTR | 0.019139 | 0.0014135 | 0.0049693 | 0.0056985 | 0.012855 | 0.0088564 | 0.012479 | 0.026918 | 0.0086653 | 0.0026136
MAKALOA 2 | AUDITORIUM | 0.032554 | 0.014204 | 0.010782 | 0.023283 | 0.016947 | 0.0069098 | 0.015733 | 0.016679 | 0.012163 | 0.014373
MAKALOA 2 | LIBERTY HOUSE | 0.0053838 | 0 | 0 | 0 | 0 | 0.0053838 | 0 | 0.0071784 | 0 | 0
MAKALOA 3 | KAMAKEE | 0.010526 | 0.010334 | 0.0042289 | 0.0070087 | 0.006578 | 0.0040797 | 0.009452 | 0.030301 | 0.002752 | 0.0046724
MAKALOA 3 | MAKALOA | 0.039473 | 0.0078388 | 0.076484 | 0.042226 | 0.022434 | 0.011875 | 0.014592 | 0.010307 | 0.01021 | 0.012413
MAKALOA 4 | DAIRYMENS | 0.047266 | 0.017584 | 0.015724 | 0.010737 | 0.013562 | 0.03282 | 0.023459 | 0.014708 | 0.01539 | 0.017217
MAKALOA 4 | MAHUKONA | 0.21451 | 0.0033154 | 0.0020739 | 0.0029026 | 0.0026908 | 0.027845 | 0.072479 | 0.010382 | 0.0013868 | 0.00066267
MALAKOLE 1 | LIGHTHOUSE | 0.011085 | 0.019724 | 0.0077647 | 0.003415 | 0.0014841 | 0.0039852 | 0.009095 | 0.11892 | 0.0022352 | 0.021915
MALAKOLE 2 | MALAKOLE 4 | 0.035473 | 0.085458 | 0.41297 | 0.1078 | 0.11205 | 0.027033 | 0.2115 | 0.030675 | 0.029069 | 0.059746
MANOA 1 | MANOA 1 | 0.027821 | 0.016244 | 0.016629 | 0.017574 | 0.019236 | 0.014411 | 0.022087 | 0.015467 | 0.017816 | 0.013954
MANOA 1 | MANOA 2 | 0.021075 | 0.010677 | 0.067979 | 0.027505 | 0.031589 | 0.018525 | 0.26978 | 0.033554 | 0.028259 | 0.013862
MANOA 2 | MANOA 3 | 0.059583 | 0.031096 | 0.043 | 0.067319 | 0.027403 | 0.038673 | 0.03828 | 0.037619 | 0.019103 | 0.05525
MAPUNAPUNA 1 | AHUA | 0.026765 | 0.028684 | 0.0066765 | 0.034303 | 0.016167 | 0.011659 | 0.067718 | 0.029447 | 0.014819 | 0.0079776
MAPUNAPUNA 1 | MAPUNAPUNA | 0.026474 | 0.0097777 | 0.0056154 | 0.04479 | 0.043245 | 0.015934 | 0.0087596 | 0.012708 | 0.011184 | 0.0044045
MAPUNAPUNA 2 | MAPUNAPUNA-MOANALUA | 0.064463 | 0.0075853 | 0.011038 | 0.00769 | 0.010975 | 0.006206 | 0.016769 | 0.014372 | 0.011711 | 0.0057006
MAPUNAPUNA 2 | SHAFTER | 0.019081 | 0.0028796 | 0.0062842 | 0 | 0.017913 | 0 | 0.0029893 | 0.023815 | 0.0073157 | 0
MCCULLY 2 | HAWN VILLAGE 2 | 0.044266 | 0.015659 | 0.015762 | 0.015957 | 0.012698 | 0.033686 | 0.066 | 0.023898 | 0.013488 | 0.010138
MCCULLY 2 | MCCULLY 1 | 0.20276 | 0.042202 | 0.034856 | 0.050617 | 0.027002 | 0.053736 | 0.064714 | 0.017783 | 0.018269 | 0.023596
MCCULLY 5 | MCCULLY 3 | 0.024207 | 0.022906 | 0.0064302 | 0.027151 | 0.043895 | 0.039335 | 0.0066084 | 0.067019 | 0.0096595 | 0.038236
MCCULLY 6 | MANOA-MCCULLY | 0.017068 | 0.012283 | 0.025268 | 0.0097976 | 0.021963 | 0.050166 | 0.015029 | 0.0035788 | 0.01125 | 0.0081389
MCCULLY 6 | MCCULLY 5 | 0.032196 | 0.031415 | 0.037394 | 0.023919 | 0.036777 | 0.022244 | 0.026484 | 0.028819 | 0.028196 | 0.018792
MIKILUA 1 | MIKILUA 1 | 0.12587 | 0.037422 | 0.033851 | 0.033231 | 0.039273 | 0.03669 | 0.034168 | 0.030871 | 0.022621 | 0.062766
MIKILUA 2 | MIKILUA 3 | 0.068707 | 0.040532 | 0.046716 | 0.13983 | 0.057808 | 0.039967 | 0.046058 | 0.094062 | 0.075715 | 0.05218
MIKILUA 2 | MIKILUA 4 | 0.15153 | 0.020897 | 0.045169 | 0.057462 | 0.13053 | 0.090861 | 0.053913 | 0.17139 | 0.090658 | 0.17394
MIKILUA 3 | MIKILUA 5 | 0.11296 | 0.082595 | 0.093203 | 0.16293 | 0.12049 | 0.15792 | 0.096909 | 0.19746 | 0.09801 | 0.091005
MILILANI 1 | MILILANI 1 | 0.06495 | 0.033563 | 0.033847 | 0.036337 | 0.0381 | 0.028275 | 0.039755 | 0.026085 | 0.038484 | 0.026478
MILILANI 1 | MILILANI 2 | 0.053531 | 0.036748 | 0.029289 | 0.029866 | 0.03519 | 0.03869 | 0.042536 | 0.031913 | 0.059337 | 0.037725
MILILANI 2 | MILILANI 3 | 0.067191 | 0.10115 | 0.07108 | 0.050851 | 0.015038 | 0.01297 | 0.017586 | 0.015736 | 0.014978 | 0.040084
MILILANI 2 | MILILANI 4 | 0.077172 | 0.12661 | 0.051575 | 0.050172 | 0.08579 | 0.04808 | 0.062841 | 0.056904 | 0.045105 | 0.040575
MOILIILI 1 | MOILIILI 1 | 0.026815 | 0.033022 | 0.032121 | 0.21844 | 0.015108 | 0.01841 | 0.042325 | 0.015753 | 0.016022 | 0.012093
MOILIILI 1 | MOILIILI 2 | 0.044901 | 0.033469 | 0.035066 | 0.029115 | 0.059865 | 0.043869 | 0.04199 | 0.028107 | 0.051443 | 0.023323
MOKUONE 1 | MOKUONE 2 | 0.012951 | 0.02029 | 0.0087615 | 0.0096629 | 0.022966 | 0.0078687 | 0.031375 | 0.00081 | 0.016645 | 0.048084
NUUANU 2 | NUUANU 2 | 0.023892 | 0.014729 | 0.011331 | 0.012881 | 0.03095 | 0.022116 | 0.025729 | 0.019827 | 0.012936 | 0.017955
NUUANU 2 | NUUANU 3 | 0.056308 | 0.026919 | 0.021459 | 0.046606 | 0.087132 | 0.050668 | 0.030875 | 0.022079 | 0.032141 | 0.027023
OCEAN POINTE 1 | OCEAN POINTE 1 | 0.10184 | 0.05884 | 0.067925 | 0.060907 | 0.070042 | 0.058129 | 0.064785 | 0.054136 | 0.088976 | 0.052686
OCEAN POINTE 1 | OCEAN POINTE 2 | 0.06891 | 0.063318 | 0.054348 | 0.057234 | 0.051367 | 0.054746 | 0.063637 | 0.046251 | 0.044841 | 0.052566
OCEAN POINTE 2 | OCEAN POINTE 3 | 0.069703 | 0.061026 | 0.078443 | 0.040501 | 0.061785 | 0.062856 | 0.053993 | 0.040229 | 0.047515 | 0.040125
OCEAN POINTE 2 | OCEAN POINTE 4 | 0.026482 | 0.018718 | 0.017211 | 0.021161 | 0.02863 | 0.028864 | 0.014988 | 0.017585 | 0.021611 | 0.011276
PAUOA 1 | PAUOA 1 | 0.056182 | 0.022255 | 0.019126 | 0.018625 | 0.030103 | 0.017275 | 0.020646 | 0.082264 | 0.018969 | 0.019749
PAUOA 1 | PAUOA 2 | 0.099752 | 0.056891 | 0.045243 | 0.067156 | 0.069156 | 0.060475 | 0.073862 | 0.055758 | 0.058704 | 0.11163
PEARL CITY 1 | PEARL CITY 1 | 0.055326 | 0.027924 | 0.062666 | 0.013839 | 0.027652 | 0.059364 | 0.072447 | 0.13785 | 0.11009 | 0.056137
PEARL CITY 1 | PEARL CITY 2 | 0.098121 | 0.18475 | 0.077417 | 0.073018 | 0.052136 | 0.078892 | 0.055766 | 0.11882 | 0.054739 | 0.10848
PIIKOI 1 | PENSACOLA | 0.11598 | 0.036719 | 0.13959 | 0.030327 | 0.044317 | 0.017747 | 0.014017 | 0.0076728 | 0.0093097 | 0.079728
PIIKOI 1 | PIIKOI | 0.039446 | 0.033826 | 0.020032 | 0.020984 | 0.022447 | 0.020822 | 0.027601 | 0.02432 | 0.024781 | 0.021018
PIIKOI 2 | KEWALO | 0.0686 | 0.044705 | 0.029917 | 0.026028 | 0.035596 | 0.034948 | 0.048731 | 0.035184 | 0.040506 | 0.033905
PIIKOI 2 | THURSTON | 0.22497 | 0.026128 | 0.049959 | 0.025761 | 0.075305 | 0.075671 | 0.064571 | 0.088318 | 0.030021 | 0.030838
PIIKOI 3 | BWS | 0.058868 | 0.016983 | 0.015859 | 0.017263 | 0.037865 | 0.019939 | 0.017887 | 0.012993 | 0.12589 | 0.018183
PIIKOI 3 | MANOA-PIIKOI | 0.042919 | 0.034831 | 0.017707 | 0.021282 | 0.02619 | 0.03947 | 0.020985 | 0.024606 | 0.023489 | 0.027322
PIIKOI 4 | PIIKOI 7 | 0.010737 | 0.027518 | 0.0094948 | 0.020253 | 0.022606 | 0.0033098 | 0.014141 | 0.0040865 | 0.0037237 | 0.0052038
PIIKOI 4 | PIIKOI 8 | 0.046388 | 0.032732 | 0.031234 | 0.034792 | 0.036022 | 0.026093 | 0.032146 | 0.05354 | 0.030945 | 0.028805
POHAKUPU 2 | OLOMANA | 0.012081 | 0.011417 | 0.0068044 | 0.0056186 | 0.0099242 | 0.010476 | 0.018225 | 0.0060975 | 0.010954 | 0.014725
POHAKUPU 2 | POHAKUPU 4 | 0.047432 | 0.041493 | 0.033463 | 0.022518 | 0.034222 | 0.023728 | 0.039096 | 0.037883 | 0.025045 | 0.027223
PUKELE 2 | CARLOS LONG | 0.04354 | 0.038579 | 0.027316 | 0.02914 | 0.034162 | 0.074504 | 0.025507 | 0.029281 | 0.028946 | 0.029094
PUKELE 2 | WAIOMAO | 0.06715 | 0.073656 | 0.062856 | 0.035218 | 0.073233 | 0.044307 | 0.047284 | 0.055742 | 0.038135 | 0.049166
PUOHALA 1 | PUOHALA 1 | 0.023345 | 0.06099 | 0.026452 | 0.02774 | 0.025676 | 0.024614 | 0.036543 | 0.017413 | 0.01963 | 0.028218
PUOHALA 1 | PUOHALA 2 | 0.090347 | 0.076202 | 0.055061 | 0.055307 | 0.076122 | 0.071164 | 0.082776 | 0.070002 | 0.059732 | 0.050224
PUUNUI 1 | ALEWA | 0.0073313 | 0.0029146 | 0.0060968 | 0.0037912 | 0.0048753 | 0.0046436 | 0.0042058 | 0.0064303 | 0.003214 | 0.0047342
PUUNUI 1 | PUUNUI | 0.018096 | 0.011366 | 0.0093343 | 0.010463 | 0.017608 | 0.0088071 | 0.015037 | 0.01425 | 0.011687 | 0.0099717
PUUNUI 2 | EKEKELA | 0.0088953 | 0.014272 | 0.0081887 | 0.0059908 | 0.011967 | 0.0094425 | 0.0071917 | 0.0094188 | 0.0085208 | 0.0088481
PUUNUI 2 | HEIGHTS | 0.013066 | 0.016769 | 0.013064 | 0.011723 | 0.011528 | 0.0062828 | 0.0070764 | 0.0084055 | 0.0055109 | 0.0080885
QUARRY | QUARRY | 0 | 0 | 0 | 0 | 0 | 0.0008937 | 0 | 0 | 0 | 0
QUEENS 1 | QUEENS 1 | 0.037525 | 0.025169 | 0.023846 | 0.025916 | 0.034427 | 0.02818 | 0.033981 | 0.024322 | 0.028969 | 0.024167
QUEENS 1 | QUEENS 2 | 0.064422 | 0.0091179 | 0.0057319 | 0.010053 | 0.013736 | 0.011207 | 0.012931 | 0.0059937 | 0.005801 | 0.0064836
SAND ISLAND 1 | SAND ISLAND 1 | 0.003483 | 0.010449 | 0 | 0.010449 | 0 | 0 | 0.010449 | 0.0048573 | 0 | 0
SAND ISLAND 2 | SAND ISLAND 2 | 0 | 0 | 0 | 0 | 0 | 0 | 0 | 0 | 0 | 0.0085356
SCHOOL ST 1 | CKT 7 | 0.096763 | 0.031437 | 0.025271 | 0.015284 | 0.029945 | 0.023067 | 0.10501 | 0.027001 | 0.016036 | 0.021794
SCHOOL ST 1 | SCHOOL ST 3 | 0.032103 | 0.031759 | 0.0088544 | 0.013087 | 0.061106 | 0.099954 | 0.020374 | 0.01074 | 0.078154 | 0.013677
SCHOOL ST 2 | FORT ST | 0.066672 | 0.016343 | 0.00088695 | 0.0073704 | 0.0037094 | 0.0086805 | 0.002558 | 0.056136 | 0.025361 | 0.025121
SCHOOL ST 2 | SCHOOL ST | 0.03824 | 0.053832 | 0.061933 | 0.023365 | 0.035728 | 0.04058 | 0.033901 | 0.031961 | 0.0371 | 0.070357
SCHOOL ST 3 | CKT 12 | 0.021601 | 0 | 0 | 0 | 0 | 0 | 0 | 0 | 0 | 0
SCHOOL ST 3 | KALIHI | 0.082219 | 0.0014245 | 0.00035613 | 0.00035613 | 0.0013058 | 0.00083097 | 0.00023742 | 0.00023742 | 0.0013058 | 0.00011871
SCHOOL ST T2 | KAPALAMA | 0.0095496 | 0.0082113 | 0.0044224 | 0.0042317 | 0.0048173 | 0.0051694 | 0.0062774 | 0.0026669 | 0.0053385 | 0.0069504
SCHOOL ST T2 | KUAKINI | 0.0037844 | 0.002586 | 0.0019099 | 0.0031976 | 0.0030494 | 0.0032916 | 0.0041409 | 0.0020308 | 0.0026468 | 0.0043754
SCHOOL ST T2 | LILIHA MAKAI | 0.016888 | 0.00067212 | 0.0032378 | 0.014139 | 0.0030436 | 0.0017884 | 0.0024016 | 0.00059481 | 0.001378 | 0.0026689
UPPER KIPAPA 1 | KUAHELANI 1 | 0.042908 | 0.10213 | 0.026989 | 0.025813 | 0.050032 | 0.021596 | 0.043832 | 0.04473 | 0.050516 | 0.03379
UPPER KIPAPA 1 | KUAHELANI 4 | 0.065244 | 0.060754 | 0.044694 | 0.048707 | 0.059275 | 0.058651 | 0.099332 | 0.054787 | 0.059439 | 0.043472
UPPER KIPAPA 2 | KUAHELANI 2 | 0.020978 | 0.045529 | 0.037922 | 0.0070293 | 0.017838 | 0.014238 | 0.01863 | 0.031015 | 0.035857 | 0.03326
UPPER KIPAPA 2 | KUAHELANI 3 | 0.048322 | 0.03121 | 0.028148 | 0.033903 | 0.038858 | 0.036771 | 0.037092 | 0.036209 | 0.038868 | 0.028994
UWAPO 1 | UWAPO 1 | 0.061973 | 0.0502 | 0.04907 | 0.037329 | 0.05072 | 0.037451 | 0.048189 | 0.042302 | 0.041182 | 0.037619
UWAPO 1 | UWAPO 2 | 0.024771 | 0.015582 | 0.015023 | 0.012032 | 0.018913 | 0.015266 | 0.013425 | 0.038503 | 0.013974 | 0.012256
UWAPO 2 | UWAPO 3 | 0.0817 | 0.048694 | 0.041598 | 0.036181 | 0.060512 | 0.046195 | 0.043492 | 0.045304 | 0.038889 | 0.053165
UWAPO 2 | UWAPO 4 | 0.0018018 | 0.00090531 | 0.0078516 | 0.0034237 | 0.0011741 | 0 | 0.013991 | 0.0064415 | 0.00090531 | 0.0081204
WAHIAWA 1 | CASTNER | 0.078651 | 0.041119 | 0.084328 | 0.041972 | 0.069803 | 0.037881 | 0.035755 | 0.030757 | 0.11053 | 0.030883
WAHIAWA 1 | WAHIAWA PROPER | 0.038373 | 0.025082 | 0.010235 | 0.015618 | 0.026821 | 0.025106 | 0.02496 | 0.064328 | 0.015482 | 0.014874
WAHIAWA 2 | KIPAPA | 0.03334 | 0.031845 | 0.033552 | 0.0086109 | 0.05978 | 0.0087232 | 0.0098581 | 0.048037 | 0.0068519 | 0.14549
WAHIAWA 3 | HELEMANO | 0.05401 | 0.033623 | 0.024868 | 0.03242 | 0.030236 | 0.02232 | 0.038363 | 0.021155 | 0.034559 | 0.033649
WAHIAWA 3 | WAHIAWA HTS | 0.070301 | 0.045822 | 0.044876 | 0.043608 | 0.052539 | 0.13112 | 0.060627 | 0.045509 | 0.049657 | 0.044706
WAIAKAMILO 1 | WAIAKAMILO 1 | 0.012878 | 0.003289 | 0.0076104 | 0.016001 | 0.014261 | 0.0052433 | 0.055484 | 0.016262 | 0.008263 | 0.016957
WAIAKAMILO 1 | WAIAKAMILO 2 | 0.022893 | 0.051488 | 0.015617 | 0.015909 | 0.028691 | 0.03797 | 0.013731 | 0.022859 | 0.020536 | 0.051037
WAIAKAMILO 2 | WAIAKAMILO 3 | 0.048473 | 0.038556 | 0.051447 | 0.16269 | 0.055817 | 0.070122 | 0.038161 | 0.023263 | 0.047914 | 0.034915
WAIAKAMILO 2 | WAIAKAMILO 4 | 0.014675 | 0.013351 | 0.01408 | 0.018833 | 0.056105 | 0.017422 | 0.022675 | 0.012068 | 0.012174 | 0.036455
WAIALAE 1 | WAI-WILHELMINA | 0.018418 | 0.012233 | 0.010536 | 0.010512 | 0.01649 | 0.011571 | 0.016259 | 0.0064386 | 0.0064124 | 0.0083831
WAIALAE 2 | MAUNALANI | 0.012719 | 0.012315 | 0.013432 | 0.018706 | 0.015602 | 0.036692 | 0.017498 | 0.019262 | 0.011415 | 0.020717
WAIALUA 2 | KAENA PT | 0.052636 | 0.02918 | 0.037403 | 0.043592 | 0.05302 | 0.074153 | 0.041348 | 0.060367 | 0.038715 | 0.030224
WAIALUA 3 | KAWAILOA | 0.039273 | 0.028532 | 0.033507 | 0.035976 | 0.031527 | 0.013675 | 0.038824 | 0.054001 | 0.038822 | 0.023579
WAIALUA 3 | WAIALUA | 0.044552 | 0.031946 | 0.050987 | 0.070457 | 0.046178 | 0.066454 | 0.061111 | 0.056752 | 0.030954 | 0.036124
WAIAWA 1 | WAIAWA 1 | 0.064034 | 0.16865 | 0.028962 | 0.039818 | 0.079958 | 0.023838 | 0.042913 | 0.034633 | 0.27926 | 0.071763
WAIAWA 1 | WAIAWA 2 | 0.033154 | 0.044861 | 0.016754 | 0.016507 | 0.019082 | 0.036203 | 0.080805 | 0.089949 | 0.11753 | 0.21895
WAIAWA 2 | WAIAWA 3 | 0.017588 | 0.011141 | 0.011557 | 0.0082201 | 0.011581 | 0.011182 | 0.013621 | 0.011751 | 0.0091418 | 0.0083174
WAIAWA 2 | WAIAWA 4 | 0.045351 | 0.041597 | 0.030361 | 0.027 | 0.091286 | 0.031346 | 0.02812 | 0.02325 | 0.064965 | 0.055611
WAIHEE 1 | WAIHEE 1 | 0.04594 | 0.038589 | 0.033807 | 0.034885 | 0.084321 | 0.047591 | 0.10346 | 0.031137 | 0.038202 | 0.037006
WAIHEE 1 | WAIHEE 2 | 0.047784 | 0.029564 | 0.02137 | 0.017531 | 0.044892 | 0.04483 | 0.055605 | 0.031286 | 0.030987 | 0.030948
WAIHEE 2 | WAIHEE 3 | 0.0054682 | 0.0033265 | 0.0056369 | 0.0029388 | 0.010603 | 0.0094908 | 0.015832 | 0.010736 | 0.015422 | 0.015652
WAIHEE 2 | WAIHEE 4 | 0.12743 | 0.060736 | 0.057849 | 0.13043 | 0.05413 | 0.045423 | 0.055473 | 0.045628 | 0.045703 | 0.042722
WAIKIKI 1 | WAIKIKI 1 | 0.006986 | 0.035185 | 0.015467 | 0.010931 | 0.089343 | 0.017664 | 0.026778 | 0.01472 | 0.032817 | 0.10425
WAIKIKI 1 | WAIKIKI 2 | 0.10823 | 0.0016454 | 0 | 0.0016454 | 0 | 0.0049361 | 0.13938 | 0 | 0.033882 | 0
WAIKIKI 2 | WAIKIKI 3 | 0.022955 | 0.047222 | 0.01767 | 0.026753 | 0.028522 | 0.089496 | 0.012645 | 0.12787 | 0.026219 | 0.0090632
WAIKIKI 2 | WAIKIKI 4 | 0.040646 | 0.28514 | 0.063637 | 0.011138 | 0.053887 | 0.058073 | 0.019506 | 0.18177 | 0.0078575 | 0.0060849
WAIKIKI 3 | WAIKIKI 5 | 0.014615 | 0.027474 | 0.0090445 | 0.025575 | 0.010722 | 0.0086827 | 0.016486 | 0.010586 | 0.0098723 | 0.0070686
WAIKIKI 3 | WAIKIKI 6 | 0.067171 | 0.026859 | 0 | 0.048165 | 0 | 0 | 0.0074801 | 0 | 0.0024934 | 0.0024934
WAILUPE | AINA KOA | 0.034425 | 0.027611 | 0.015774 | 0.078343 | 0.044393 | 0.052704 | 0.034586 | 0.051919 | 0.031092 | 0.02179
WAILUPE | WAILUPE | 0.072782 | 0.060179 | 0.040005 | 0.065576 | 0.091634 | 0.075895 | 0.053401 | 0.076893 | 0.042382 | 0.083479
WAIMALU 1 | WAIMALU 1 | 0.033376 | 0.018604 | 0.10119 | 0.014901 | 0.017343 | 0.079065 | 0.039508 | 0.0132 | 0.019429 | 0.017135
WAIMALU 1 | WAIMALU 2 | 0.056739 | 0.051306 | 0.041976 | 0.03119 | 0.051366 | 0.046063 | 0.055886 | 0.04087 | 0.043437 | 0.086984
WAIMALU 2 | WAIMALU 3 | 0.074526 | 0.076584 | 0.066668 | 0.060772 | 0.0725 | 0.065861 | 0.089575 | 0.067232 | 0.049165 | 0.073832
WAIMALU 2 | WAIMALU 4 | 0.074679 | 0.031025 | 0.023984 | 0.047015 | 0.026424 | 0.023968 | 0.025745 | 0.040296 | 0.019194 | 0.025837
WAIMANALO BEACH 1 | WAIMANALO | 0.0344 | 0.025209 | 0.033922 | 0.028824 | 0.04628 | 0.047497 | 0.059553 | 0.035285 | 0.031215 | 0.020394
WAIMANALO BEACH 2 | BEACH LOTS | 0.058798 | 0.043658 | 0.034858 | 0.038757 | 0.043783 | 0.053968 | 0.031241 | 0.045464 | 0.04752 | 0.036972
WAIMANO 1 | WAIMANO 5 | 0.037843 | 0.032849 | 0.023962 | 0.024637 | 0.029666 | 0.039515 | 0.034299 | 0.022792 | 0.025154 | 0.023483
WAIMANO 1 | WAIMANO HOME RD | 0.11596 | 0.074912 | 0.053256 | 0.048775 | 0.079322 | 0.068183 | 0.079189 | 0.067353 | 0.063118 | 0.098357
WAIMANO 2 | LEOMELE | 0.042905 | 0.18014 | 0.028781 | 0.038553 | 0.03595 | 0.042144 | 0.036656 | 0.023364 | 0.018858 | 0.030273
WAIMANO 2 | PENINSULA | 0.037951 | 0.02549 | 0.035043 | 0.044992 | 0.1355 | 0.072291 | 0.024605 | 0.051434 | 0.022197 | 0.040292
WAIMANO 3 | HIGHLANDS | 0.085071 | 0.059336 | 0.057698 | 0.057777 | 0.076705 | 0.11786 | 0.085427 | 0.1315 | 0.094444 | 0.04804
WAIMANO 3 | WAIMANO 6 | 0.1386 | 0.04198 | 0.023635 | 0.042954 | 0.034005 | 0.076812 | 0.086273 | 0.032921 | 0.041744 | 0.070809
WAIMEA 1 | WAIMEA 1 | 0.028226 | 0.025699 | 0.015861 | 0.0087045 | 0.0062214 | 0.010154 | 0.013389 | 0.007393 | 0.020441 | 0.0052312
WAIMEA 1 | WAIMEA 2 | 0.038442 | 0.04609 | 0.028554 | 0.025434 | 0.040443 | 0.071317 | 0.045426 | 0.055007 | 0.052718 | 0.042097
WAIPAHU 1 | DEPOT RD | 0.040291 | 0.029242 | 0.029755 | 0.028343 | 0.047694 | 0.034965 | 0.032997 | 0.035164 | 0.020274 | 0.026556
WAIPAHU 1 | WAIPAHU | 0.25077 | 0.18905 | 0.12823 | 0.13561 | 0.22338 | 0.17039 | 0.23027 | 0.1264 | 0.12526 | 0.14801
WAIPAHU 2 | MOKUOLA | 0.092919 | 0.075323 | 0.063325 | 0.054436 | 0.12345 | 0.046534 | 0.058137 | 0.15265 | 0.10803 | 0.14352
WAIPAHU 2 | WAILANI | 0.02058 | 0.0072537 | 0.010488 | 0.016756 | 0.015324 | 0.01133 | 0.011004 | 0.017355 | 0.013053 | 0.014005
WAIPIO 1 | WAIPIO 1 | 0.04133 | 0.011634 | 0.016114 | 0.066441 | 0.02817 | 0.1199 | 0.074093 | 0.023434 | 0.012642 | 0.013678
WAIPIO 1 | WAIPIO 2 | 0.02357 | 0.020618 | 0.012846 | 0.040974 | 0.025628 | 0.029273 | 0.022803 | 0.064171 | 0.040742 | 0.019552
WAIPIOLANI 1 | MANAGERS | 0.017055 | 0.026242 | 0.012557 | 0.013443 | 0.011562 | 0.051961 | 0.01585 | 0.012004 | 0.015069 | 0.012414
WAIPIOLANI 1 | WAIKELE CTR | 0.030304 | 0.037865 | 0 | 0 | 0.055183 | 0 | 0.0094062 | 0 | 0.021109 | 0.0049307
WAIPIOLANI 2 | LUMIAUAU | 0.042768 | 0.15929 | 0.020098 | 0.039251 | 0.044219 | 0.050108 | 0.027897 | 0.029001 | 0.017128 | 0.053662
WAIPIOLANI 2 | PAIWA | 0.045731 | 0.024636 | 0.030393 | 0.019334 | 0.040583 | 0.017846 | 0.040453 | 0.021925 | 0.031946 | 0.029428
WILIWILI | WILIWILI 1 | 0.024328 | 0.016843 | 0.023181 | 0.017985 | 0.025465 | 0.020064 | 0.027773 | 0.021493 | 0.022463 | 0.020559
WILIWILI | WILIWILI 2 | 0.025751 | 0.010654 | 0.024368 | 0.011248 | 0.017001 | 0.011986 | 0.013321 | 0.013791 | 0.012596 | 0.0098814
WOODLAWN 1 | HIKINA | 0.0031836 | 0.0016772 | 0.0051665 | 0.0023578 | 0.0039193 | 0.001079 | 0.0020898 | 0.01212 | 0.0010579 | 0.001572
WOODLAWN 1 | PAWAINA | 0.017926 | 0.0115 | 0.012762 | 0.016162 | 0.021911 | 0.011871 | 0.013375 | 0.013612 | 0.0076891 | 0.014451
WOODLAWN 2 | KAHALOA | 0.023465 | 0.010561 | 0.013547 | 0.0099263 | 0.0109 | 0.013842 | 0.015168 | 0.011627 | 0.011892 | 0.0085077
WOODLAWN 2 | LOWREY | 0.013201 | 0.014118 | 0.017436 | 0.014342 | 0.012531 | 0.0095949 | 0.016633 | 0.013123 | 0.011912 | 0.010409
WOODLAWN 4 | UPLANDS | 0.014777 | 0.014365 | 0.0097166 | 0.0096257 | 0.034483 | 0.011103 | 0.010704 | 0.011619 | 0.0098095 | 0.0086893
WOODLAWN 4 | WOODLAWN | 0.010335 | 0.0077322 | 0.01045 | 0.010161 | 0.010484 | 0.010197 | 0.010676 | 0.0091241 | 0.0085557 | 0.01017

## Unmanaged EV Charging High
Return to Assumptions Summary
Unmanaged Electric Vehicle (EV) Charging High Forecast
The Unmanaged Electric Vehicle (EV) Load layer represents the impacts of EV acquired for both residential and commercial customers. The incremental amount added per year in megawatts (MW) for the EV layer by circuit is shown for years 2021 through 2030.
Amount Added Per Year (MW)
Substation Transformer | Circuit | 2021 | 2022 | 2023 | 2024 | 2025 | 2026 | 2027 | 2028 | 2029 | 2030
AHI 1 | HAHAIONE | 0.0375 | 0.095 | 0.09 | 0.2125 | 0.2125 | 0.18 | 0.275 | 0.26 | 0.3475 | 0.4
AHI 1 | NIU | 0.035 | 0.07 | 0.075 | 0.135 | 0.1325 | 0.1975 | 0.21 | 0.1475 | 0.155 | 0.1375
AHI 2 | KAALAKEI | 0.0225 | 0.07 | 0.095 | 0.1875 | 0.18 | 0.205 | 0.23 | 0.2075 | 0.2175 | 0.275
AHI 2 | PORTLOCK | 0.0025 | 0.0075 | 0.01 | 0.0125 | 0.01 | 0.015 | 0.015 | 0.015 | 0.0225 | 0.015
AIEA 1 | KAM HWY | 0.0175 | 0.0175 | 0.0225 | 0.0425 | 0.0625 | 0.045 | 0.06 | 0.0475 | 0.0525 | 0.075
AIEA 1 | LAULIMA | 0.015 | 0.055 | 0.045 | 0.1025 | 0.165 | 0.1425 | 0.1275 | 0.1025 | 0.0975 | 0.17
AIEA 2 | AIEA | 0.0325 | 0.09 | 0.1075 | 0.235 | 0.235 | 0.285 | 0.3375 | 0.335 | 0.4025 | 0.43
AIEA 2 | KAUHALE | 0.01 | 0.02 | 0.0075 | 0.0225 | 0.0225 | 0.03 | 0.0225 | 0.0525 | 0.0325 | 0.045
AIEA 3 | AIEA 2 | 0.01 | 0.0125 | 0.0375 | 0.035 | 0.0375 | 0.0475 | 0.085 | 0.055 | 0.0525 | 0.06
AIEA 3 | AIEA 3 | 0.0025 | 0.02 | 0.0325 | 0.0575 | 0.0225 | 0.06 | 0.08 | 0.0375 | 0.07 | 0.075
AIKAHI 1 | KALAHEO | 0.01 | 0.01 | 0.0125 | 0.04 | 0.0275 | 0.0325 | 0.04 | 0.06 | 0.0275 | 0.065
AIKAHI 2 | BAY DR | 0.0075 | 0.01 | 0.0375 | 0.0575 | 0.0375 | 0.045 | 0.05 | 0.07 | 0.0875 | 0.095
AIKAHI 3 | ILIAINA | 0.015 | 0.0225 | 0.015 | 0.06 | 0.0525 | 0.0675 | 0.095 | 0.05 | 0.1 | 0.1525
AINA KOA 1 | KAHALA MALL | 0.03 | 0.0325 | 0.0625 | 0.1025 | 0.14 | 0.1625 | 0.1675 | 0.1225 | 0.14 | 0.2225
AINA KOA 1 | WAIALAE NUI | 0.0025 | 0.01 | 0.0125 | 0.0175 | 0.0275 | 0.045 | 0.025 | 0.0375 | 0.0625 | 0.0325
AINA KOA 1 4KV | KEALAOLU | 0.005 | 0.0075 | 0.01 | 0.0225 | 0.035 | 0.0375 | 0.025 | 0.0375 | 0.0325 | 0.02
ARCHER 1 | ARCHER 1 | 0 | 0 | 0 | 0 | 0 | 0 | 0 | 0 | 0.0025 | 0
ARCHER 2 | ARCHER 3 | 0 | 0 | 0 | 0.0025 | 0 | 0.0025 | 0.0025 | 0.005 | 0.005 | 0.0075
CEIP 2 | CEIP 3 | 0 | 0 | 0.0025 | 0.005 | 0 | 0.0025 | 0.0025 | 0.0025 | 0.0025 | 0.0025
CEIP 2 | CEIP 4 | 0.0325 | 0.0325 | 0.025 | 0.1175 | 0.09 | 0.115 | 0.175 | 0.1425 | 0.15 | 0.1925
ENA 1 | ALA MOANA | 0 | 0 | 0.0025 | 0.0025 | 0.0025 | 0.005 | 0 | 0.0025 | 0.01 | 0
ENA 1 | HAWN VILLAGE 1 | 0 | 0.005 | 0 | 0.0025 | 0.0025 | 0.0025 | 0 | 0 | 0.0025 | 0
ENA 2 | ILIKAI | 0.03 | 0.06 | 0.07 | 0.1725 | 0.1125 | 0.175 | 0.1725 | 0.24 | 0.1525 | 0.27
ENA 2 | LAGOON | 0 | 0 | 0.0025 | 0 | 0.0025 | 0.0025 | 0.005 | 0.0025 | 0.0025 | 0.005
ENA 4 | ENA 1 | 0.0175 | 0.035 | 0.0575 | 0.135 | 0.075 | 0.1325 | 0.1675 | 0.1175 | 0.2075 | 0.2375
EWA BEACH 1 | EWA BEACH 1 | 0.035 | 0.115 | 0.11 | 0.295 | 0.23 | 0.285 | 0.325 | 0.3225 | 0.4275 | 0.44
EWA BEACH 1 | EWA BEACH 2 | 0.015 | 0.0625 | 0.09 | 0.1475 | 0.12 | 0.2375 | 0.165 | 0.1875 | 0.235 | 0.25
EWA BEACH 2 | EWA BEACH 3 | 0.0225 | 0.0725 | 0.0575 | 0.13 | 0.1225 | 0.1175 | 0.1875 | 0.215 | 0.21 | 0.2975
EWA BEACH 2 | EWA BEACH 4 | 0.0375 | 0.0925 | 0.095 | 0.255 | 0.1475 | 0.31 | 0.325 | 0.3825 | 0.39 | 0.4875
EWA NUI 1 | EWA NUI 1 | 0.04 | 0.09 | 0.0675 | 0.2175 | 0.2075 | 0.2875 | 0.2925 | 0.24 | 0.3475 | 0.4525
EWA NUI 2 | EWA NUI 2 | 0.03 | 0.075 | 0.0625 | 0.21 | 0.1825 | 0.175 | 0.225 | 0.265 | 0.275 | 0.38
FORT ST 1 | FORT ST 2 | 0.01 | 0.0175 | 0.0025 | 0.035 | 0.04 | 0.0475 | 0.0575 | 0.0475 | 0.055 | 0.0725
FORT ST 2 | FORT ST 3 | 0 | 0.005 | 0.0025 | 0.0025 | 0.0075 | 0.0075 | 0.02 | 0.0125 | 0.0175 | 0.0025
FORT ST 2 | FORT ST 4 | 0.05 | 0.095 | 0.0725 | 0.22 | 0.2075 | 0.205 | 0.2875 | 0.34 | 0.2925 | 0.4575
FORT ST 4KV | NUUANU | 0.0125 | 0.0375 | 0.0325 | 0.0675 | 0.07 | 0.0975 | 0.105 | 0.07 | 0.0825 | 0.0675
FORT ST 4KV | PUNCHBOWL | 0.0025 | 0.02 | 0.025 | 0.0475 | 0.0425 | 0.05 | 0.0625 | 0.03 | 0.0475 | 0.0375
FORT WEAVER 1 | FORT WEAVER 1 | 0.03 | 0.0875 | 0.1075 | 0.2075 | 0.2225 | 0.2225 | 0.295 | 0.285 | 0.3375 | 0.5125
FORT WEAVER 1 | FORT WEAVER 2 | 0.065 | 0.1325 | 0.1325 | 0.3425 | 0.2775 | 0.3675 | 0.38 | 0.455 | 0.395 | 0.6425
FORT WEAVER 2 | FORT WEAVER 3 | 0.0525 | 0.095 | 0.095 | 0.24 | 0.1825 | 0.235 | 0.26 | 0.2775 | 0.245 | 0.4225
FORT WEAVER 2 | FORT WEAVER 4 | 0.045 | 0.1175 | 0.1475 | 0.295 | 0.245 | 0.29 | 0.3475 | 0.4075 | 0.4175 | 0.5975
HALA 1 | HALA 1 | 0.0225 | 0.04 | 0.0325 | 0.11 | 0.0875 | 0.1075 | 0.1325 | 0.1425 | 0.11 | 0.2475
HALA 1 | HALA 2 | 0.02 | 0.075 | 0.0825 | 0.145 | 0.1225 | 0.1875 | 0.2125 | 0.1775 | 0.1725 | 0.3
HALA 2 | HALA 3 | 0.0275 | 0.07 | 0.08 | 0.1625 | 0.17 | 0.1375 | 0.22 | 0.2525 | 0.21 | 0.305
HALA 2 | HALA 4 | 0.02 | 0.0475 | 0.0625 | 0.1075 | 0.0975 | 0.1175 | 0.16 | 0.125 | 0.1725 | 0.1925
HAUULA | HAUULA | 0.0275 | 0.0375 | 0.0625 | 0.0925 | 0.0825 | 0.1025 | 0.16 | 0.1525 | 0.155 | 0.2425
HAUULA | PUNALUU | 0.0125 | 0.03 | 0.035 | 0.0875 | 0.11 | 0.13 | 0.1525 | 0.1175 | 0.1275 | 0.1025
HELEMANO 1 | DOLE 1 | 0 | 0 | 0.005 | 0 | 0 | 0.0025 | 0 | 0.0025 | 0 | 0.0025
HELEMANO 2 | WHITMORE | 0 | 0 | 0 | 0 | 0.0025 | 0 | 0.005 | 0 | 0.0025 | 0.005
HILA 1 | HILA 1 | 0.01 | 0.01 | 0.0075 | 0.025 | 0.025 | 0.0125 | 0.0325 | 0.0325 | 0.0225 | 0.0325
HILA 1 | HILA 2 | 0.0025 | 0.035 | 0.0375 | 0.0775 | 0.07 | 0.095 | 0.135 | 0.09 | 0.1175 | 0.165
HILA 2 | HILA 3 | 0 | 0 | 0 | 0.0025 | 0 | 0.005 | 0.0025 | 0.005 | 0.0025 | 0.005
HILA 3 | HILA 5 | 0 | 0 | 0 | 0 | 0 | 0 | 0 | 0 | 0 | 0.0025
HOAEAE 1 | HOAEAE 1 | 0.0425 | 0.1225 | 0.1525 | 0.3125 | 0.2725 | 0.2925 | 0.3775 | 0.405 | 0.355 | 0.595
HOAEAE 1 | LEOOLE | 0 | 0 | 0.005 | 0.0025 | 0.0075 | 0.0025 | 0.0025 | 0.005 | 0.0025 | 0.0025
HOAEAE 2 | HOAEAE 2 | 0 | 0 | 0.0025 | 0.0025 | 0.02 | 0.02 | 0.02 | 0.015 | 0.0175 | 0.01
HOAEAE 2 | HOAEAE 3 | 0.035 | 0.0725 | 0.0725 | 0.195 | 0.145 | 0.2025 | 0.205 | 0.255 | 0.2325 | 0.3475
HONOLULU 2 | CKT 18 | 0.01 | 0.025 | 0.0125 | 0.0625 | 0.05 | 0.0875 | 0.07 | 0.0725 | 0.08 | 0.0975
IWILEI 1 | IWILEI 1 11KV | 0 | 0 | 0 | 0 | 0 | 0 | 0.0025 | 0 | 0 | 0
IWILEI 2 | WAIAKAMILO-IWILEI | 0.005 | 0.0075 | 0.0225 | 0.0125 | 0.02 | 0.03 | 0.025 | 0.0575 | 0.0625 | 0.0475
IWILEI 3 | AALA | 0.04 | 0.085 | 0.0975 | 0.2425 | 0.165 | 0.3 | 0.265 | 0.33 | 0.425 | 0.395
IWILEI T3 | IWILEI 10 | 0.005 | 0.0075 | 0.0225 | 0.0125 | 0.02 | 0.03 | 0.025 | 0.0575 | 0.0625 | 0.0475
IWILEI T3 | IWILEI 9 | 0 | 0.0025 | 0 | 0 | 0.0075 | 0.01 | 0.0075 | 0.0175 | 0.0125 | 0.0075
IWILEI T4 | IWILEI 13 | 0.0025 | 0.0025 | 0.0125 | 0.0275 | 0.01 | 0.025 | 0.0125 | 0.04 | 0.08 | 0.0475
IWILEI T4 | IWILEI 14 | 0.04 | 0.085 | 0.0975 | 0.2425 | 0.165 | 0.3 | 0.265 | 0.33 | 0.425 | 0.395
KAHALA 1 12KV | KILAUEA 12KV | 0.0225 | 0.04 | 0.0325 | 0.0675 | 0.12 | 0.1225 | 0.1475 | 0.13 | 0.115 | 0.1375
KAHALA 1 4KV | BLACK PT | 0.0075 | 0 | 0.01 | 0.01 | 0.0175 | 0.0125 | 0.02 | 0.0225 | 0.0375 | 0.0325
KAHALA 1 4KV | HUNAKAI | 0.0075 | 0.01 | 0.0225 | 0.0375 | 0.025 | 0.04 | 0.0525 | 0.065 | 0.0475 | 0.0675
KAHALA 1 4KV | KAHALA | 0.0125 | 0.015 | 0.025 | 0.0475 | 0.035 | 0.025 | 0.0375 | 0.0575 | 0.03 | 0.055
KAHALA 2 12KV | KAHALA 3 | 0.0125 | 0.0375 | 0.02 | 0.0825 | 0.07 | 0.09 | 0.075 | 0.1 | 0.055 | 0.12
KAHALA 2 12KV | LUAWAI | 0.03 | 0.0925 | 0.095 | 0.165 | 0.1825 | 0.2325 | 0.225 | 0.2125 | 0.1575 | 0.2125
KAHALA 2 4KV | FARMERS RD | 0.015 | 0.0225 | 0.01 | 0.0475 | 0.0275 | 0.045 | 0.0625 | 0.0875 | 0.065 | 0.09
KAHALA 2 4KV | KILAUEA 4KV | 0.005 | 0.025 | 0.015 | 0.0525 | 0.0725 | 0.0675 | 0.07 | 0.095 | 0.0425 | 0.1
KAHALA 2 4KV | KOLOA | 0.005 | 0.0125 | 0.0025 | 0.0125 | 0.0125 | 0.0325 | 0.035 | 0.0425 | 0.0175 | 0.045
KAHE 1 | BARBERS PT | 0.0225 | 0.05 | 0.0425 | 0.1275 | 0.1175 | 0.1875 | 0.2025 | 0.16 | 0.2175 | 0.2575
KAHE 1 | KAHE | 0.0325 | 0.0775 | 0.09 | 0.1725 | 0.205 | 0.235 | 0.3275 | 0.275 | 0.2075 | 0.355
KAHUKU | KAHUKU | 0.02 | 0.0425 | 0.04 | 0.085 | 0.0925 | 0.09 | 0.15 | 0.1225 | 0.1 | 0.1775
KAHUKU | KAWELA | 0.01 | 0.025 | 0.0225 | 0.05 | 0.0675 | 0.0475 | 0.065 | 0.0675 | 0.06 | 0.0725
KAILUA 1 | KAILUA 1 | 0.01 | 0.0675 | 0.0725 | 0.1525 | 0.1575 | 0.1525 | 0.2175 | 0.195 | 0.175 | 0.2375
KAILUA 1 | KAILUA 2 | 0.03 | 0.1 | 0.1025 | 0.235 | 0.22 | 0.23 | 0.33 | 0.235 | 0.22 | 0.42
KAILUA 1 4KV | COCONUT GROVE | 0.015 | 0.0325 | 0.0525 | 0.105 | 0.0675 | 0.1175 | 0.1025 | 0.1 | 0.135 | 0.135
KAILUA 1 4KV | TOWN | 0 | 0 | 0 | 0.0025 | 0 | 0 | 0.01 | 0.0025 | 0.0025 | 0.005
KAILUA 2 4KV | KALAMA | 0.0075 | 0.0175 | 0.025 | 0.02 | 0.04 | 0.04 | 0.0425 | 0.04 | 0.045 | 0.0725
KAILUA 2 4KV | LANIKAI | 0 | 0 | 0 | 0 | 0.0025 | 0.0025 | 0 | 0.0025 | 0 | 0.0025
KAIMUKI 1 | KAI-WAIALAE | 0.0175 | 0.035 | 0.0475 | 0.0675 | 0.065 | 0.06 | 0.115 | 0.095 | 0.08 | 0.165
KAIMUKI 1 | RUGER | 0.0025 | 0.0025 | 0.0075 | 0.0025 | 0.025 | 0.0225 | 0.015 | 0.0125 | 0.03 | 0.0125
KAIMUKI 2 | KAI-HARDING | 0 | 0.0075 | 0.0125 | 0.0175 | 0.0175 | 0.0225 | 0.025 | 0.0225 | 0.0225 | 0.0475
KAIMUKI 2 | KAI-KAIMUKI | 0.015 | 0.02 | 0.03 | 0.0475 | 0.04 | 0.0675 | 0.065 | 0.0775 | 0.0675 | 0.0875
KAIMUKI 2 | KAI-WILHELMINA | 0.005 | 0.02 | 0.025 | 0.02 | 0.015 | 0.0325 | 0.0475 | 0.05 | 0.0425 | 0.06
KAKAAKO 1 | KAMANI | 0 | 0 | 0.0025 | 0 | 0 | 0.0025 | 0.0025 | 0.0025 | 0 | 0
KAKAAKO 1 | QUEEN ST | 0 | 0 | 0 | 0.0025 | 0 | 0 | 0 | 0 | 0 | 0
KAKAAKO 2 | ILANIWAI | 0 | 0 | 0.0025 | 0.005 | 0.0025 | 0.0025 | 0 | 0.005 | 0.0075 | 0.0075
KAKAAKO 3 | KAKAAKO 5 | 0.005 | 0.0125 | 0.0275 | 0.0525 | 0.025 | 0.035 | 0.0575 | 0.0375 | 0.0375 | 0.0575
KAKAAKO 4 | KAKAAKO 9 | 0 | 0.005 | 0.0025 | 0.0075 | 0.0125 | 0.01 | 0.0075 | 0.02 | 0.005 | 0.015
KAKAAKO 4 | KEAWE | 0.0025 | 0.0125 | 0.0125 | 0.03 | 0.035 | 0.035 | 0.0475 | 0.0275 | 0.0325 | 0.0425
KALAMA 1 | KAINALU | 0.0025 | 0.03 | 0.0325 | 0.0425 | 0.05 | 0.0525 | 0.125 | 0.055 | 0.0425 | 0.09
KALAMA 1 | ONEAWA | 0 | 0.0075 | 0.0125 | 0.0325 | 0.0275 | 0.02 | 0.05 | 0.0475 | 0.0425 | 0.0375
KALAMA 2 CSP | AINONI | 0.0125 | 0.0225 | 0.04 | 0.0475 | 0.0625 | 0.1025 | 0.0875 | 0.1 | 0.105 | 0.135
KALIHI 1 | KALIHI KAI | 0 | 0.0075 | 0.0125 | 0.02 | 0.03 | 0.04 | 0.0275 | 0.0375 | 0.025 | 0.04
KALIHI 1 | KALIHI UKA | 0.005 | 0.0125 | 0.005 | 0.025 | 0.0175 | 0.0275 | 0.0625 | 0.03 | 0.0325 | 0.0425
KALIHI 2 | BECKLEY | 0 | 0.0025 | 0.005 | 0.0175 | 0.0175 | 0.025 | 0.03 | 0.0275 | 0.025 | 0.0425
KALIHI 2 | KAM IV | 0.0125 | 0.03 | 0.0575 | 0.0875 | 0.0825 | 0.0975 | 0.125 | 0.0925 | 0.0725 | 0.1375
KAMILOIKI | ANUU | 0.0225 | 0.0575 | 0.055 | 0.18 | 0.1475 | 0.225 | 0.21 | 0.195 | 0.28 | 0.34
KAMILOIKI | KOKOHEAD | 0.025 | 0.055 | 0.0625 | 0.12 | 0.13 | 0.1375 | 0.1875 | 0.155 | 0.1375 | 0.17
KAMOHO 1 | KALIHI ST | 0.0025 | 0.035 | 0.05 | 0.095 | 0.065 | 0.08 | 0.0975 | 0.0925 | 0.0925 | 0.13
KAMOHO 1 | MACHADO ST | 0.0075 | 0.015 | 0.0125 | 0.0425 | 0.045 | 0.045 | 0.055 | 0.045 | 0.03 | 0.0525
KAMOHO 2 | KAM TERRACE | 0.02 | 0.0425 | 0.0325 | 0.095 | 0.09 | 0.0875 | 0.115 | 0.1075 | 0.1025 | 0.1675
KAMOKILA 1 | KAMOKILA 1 | 0 | 0.0025 | 0.0075 | 0.005 | 0.005 | 0.0075 | 0.0175 | 0.0125 | 0.0125 | 0.0125
KAMOKILA 1 | KAMOKILA 2 | 0.04 | 0.07 | 0.055 | 0.175 | 0.17 | 0.1825 | 0.24 | 0.1725 | 0.185 | 0.3175
KAMOKILA 2 | KAMOKILA 3 | 0 | 0 | 0 | 0 | 0 | 0.0025 | 0 | 0 | 0.0025 | 0
KAMOKILA 2 | KAMOKILA 4 | 0.0725 | 0.12 | 0.145 | 0.2625 | 0.27 | 0.2875 | 0.325 | 0.305 | 0.3 | 0.515
KAMOKILA 3 | KAMOKILA 5 | 0 | 0 | 0.005 | 0 | 0 | 0.0025 | 0.0025 | 0 | 0.0025 | 0
KAMOKILA 3 | KAMOKILA 6 | 0.02 | 0.0525 | 0.0525 | 0.1275 | 0.065 | 0.105 | 0.1425 | 0.105 | 0.1175 | 0.195
KAMOKU T2 | KAMOKU 10 | 0 | 0 | 0 | 0.0125 | 0.0175 | 0.025 | 0.01 | 0.015 | 0.0275 | 0.02
KANEOHE 1 | HEEIA | 0.0625 | 0.105 | 0.1175 | 0.2675 | 0.275 | 0.3175 | 0.3475 | 0.4025 | 0.385 | 0.6675
KANEOHE 1 | PALEKA | 0.02 | 0.02 | 0.0275 | 0.04 | 0.0675 | 0.08 | 0.0825 | 0.055 | 0.075 | 0.06
KANEOHE 2 | ANOI | 0.0325 | 0.0675 | 0.0575 | 0.185 | 0.2125 | 0.2325 | 0.2275 | 0.205 | 0.3275 | 0.2975
KANEOHE 2 | PAHIA | 0.01 | 0.0225 | 0.0325 | 0.065 | 0.0675 | 0.0825 | 0.095 | 0.0825 | 0.1125 | 0.0775
KANEOHE 3 | KANEOHE 5 | 0.02 | 0.065 | 0.07 | 0.145 | 0.17 | 0.1075 | 0.245 | 0.175 | 0.14 | 0.24
KANEOHE 3 | KANEOHE 6 | 0.005 | 0.025 | 0.01 | 0.035 | 0.05 | 0.055 | 0.0825 | 0.0675 | 0.05 | 0.0825
KAONOHI 1 | KAONOHI 1 | 0.03 | 0.02 | 0.0425 | 0.065 | 0.04 | 0.0375 | 0.0925 | 0.0825 | 0.075 | 0.1175
KAONOHI 1 | KAONOHI 2 | 0.0375 | 0.13 | 0.105 | 0.23 | 0.1775 | 0.26 | 0.3875 | 0.3025 | 0.2725 | 0.4
KAONOHI 2 | KAONOHI 3 | 0.0125 | 0.0125 | 0.03 | 0.06 | 0.0525 | 0.0675 | 0.0625 | 0.0825 | 0.075 | 0.085
KAONOHI 2 | KAONOHI 4 | 0.025 | 0.0575 | 0.035 | 0.0875 | 0.1125 | 0.135 | 0.1675 | 0.1425 | 0.1475 | 0.145
KAPAHULU 1 | KANAINA | 0.055 | 0.095 | 0.0875 | 0.2575 | 0.2675 | 0.2275 | 0.37 | 0.275 | 0.27 | 0.4175
KAPAHULU 1 | SHERATON 1 | 0.0075 | 0.0175 | 0.0175 | 0.0275 | 0.035 | 0.04 | 0.04 | 0.0525 | 0.045 | 0.03
KAPAHULU 2 | LEAHI | 0.035 | 0.1 | 0.08 | 0.1325 | 0.205 | 0.24 | 0.215 | 0.2075 | 0.15 | 0.1675
KAPAHULU 2 | SHERATON 2 | 0 | 0 | 0 | 0.005 | 0 | 0.0025 | 0 | 0.0025 | 0.005 | 0.005
KAPAHULU 3 | KALAKAUA | 0.0075 | 0.01 | 0.0075 | 0.0275 | 0.0125 | 0.02 | 0.0225 | 0.0275 | 0.015 | 0.0475
KAPAHULU 3 | PAOAKALANI | 0.0025 | 0.0075 | 0.0125 | 0.0125 | 0.015 | 0.0175 | 0.0175 | 0.0325 | 0.025 | 0.0175
KAPAHULU 4 | DIAMOND HEAD | 0.0225 | 0.0275 | 0.0325 | 0.045 | 0.0475 | 0.0775 | 0.0825 | 0.095 | 0.1125 | 0.1075
KAPAHULU 4 | KAPAHULU 1 | 0.005 | 0.0175 | 0.015 | 0.03 | 0.0775 | 0.0425 | 0.08 | 0.075 | 0.0275 | 0.0375
KAPAHULU 5 | KANEKAPOLEI | 0.0175 | 0.0425 | 0.0575 | 0.13 | 0.1 | 0.1125 | 0.165 | 0.1125 | 0.135 | 0.1875
KAPAHULU 6 | KAPAHULU 4 | 0.01 | 0.0175 | 0.005 | 0.0275 | 0.03 | 0.0325 | 0.0475 | 0.04 | 0.03 | 0.0275
KAPALAMA 1 | MOKAUEA | 0 | 0.01 | 0.0125 | 0.01 | 0.015 | 0.0175 | 0.015 | 0.015 | 0.0175 | 0.0125
KAPALAMA 1 | SAND ISLAND | 0.4825 | 0.96 | 0.21 | 0.3075 | 0.185 | 0.185 | 0.04 | 0.01 | 0.0125 | 0.0375
KAPALAMA 2 | HOUGHTAILING | 0.0075 | 0.03 | 0.02 | 0.0725 | 0.07 | 0.0525 | 0.1025 | 0.11 | 0.0875 | 0.1425
KAPALAMA 2 | KAHAI | 0 | 0.0025 | 0.005 | 0.015 | 0.015 | 0.02 | 0.04 | 0.015 | 0.0175 | 0.0375
KAPALAMA 3 | PUUHALE | 0 | 0.005 | 0 | 0 | 0.005 | 0.0075 | 0.0075 | 0 | 0.005 | 0.01
KAPIOLANI 1 (12KV) | KAPIOLANI 1 | 0.05 | 0.1075 | 0.075 | 0.1575 | 0.2375 | 0.2375 | 0.34 | 0.275 | 0.1925 | 0.36
KAPIOLANI 1 (12KV) | KAPIOLANI 2 | 0.015 | 0.0625 | 0.05 | 0.1025 | 0.145 | 0.1625 | 0.2325 | 0.1525 | 0.1475 | 0.1675
KAPIOLANI 1 (4KV) | KAP-HARDING | 0.01 | 0.0325 | 0.0225 | 0.0475 | 0.0925 | 0.075 | 0.0875 | 0.09 | 0.0575 | 0.0975
KAPIOLANI 1 (4KV) | KUHIO | 0.005 | 0.005 | 0.0025 | 0.0225 | 0.015 | 0.0125 | 0.0225 | 0.015 | 0.015 | 0.0375
KAPIOLANI 1 (4KV) | ST LOUIS HTS | 0 | 0.0025 | 0.0025 | 0 | 0.0025 | 0.0125 | 0.005 | 0.0075 | 0.0025 | 0
KAPIOLANI 2 (12KV) | KAPIOLANI 3 | 0.03 | 0.1125 | 0.1125 | 0.2 | 0.2 | 0.2225 | 0.305 | 0.2975 | 0.2175 | 0.3
KAPIOLANI 2 (12KV) | ST LOUIS | 0.0125 | 0.015 | 0.03 | 0.065 | 0.0575 | 0.0975 | 0.1075 | 0.09 | 0.1325 | 0.095
KAPIOLANI 2 (4KV) | KAP-KAIMUKI | 0 | 0.0075 | 0.0075 | 0.015 | 0.015 | 0.015 | 0.01 | 0.025 | 0.0125 | 0.0175
KAPIOLANI 2 (4KV) | KAP-WAIALAE | 0.0025 | 0.02 | 0.0175 | 0.055 | 0.045 | 0.0525 | 0.0925 | 0.05 | 0.0475 | 0.06
KAPOLEI 1 | KAPOLEI 2 | 0.0325 | 0.0475 | 0.05 | 0.105 | 0.115 | 0.1575 | 0.1575 | 0.165 | 0.1075 | 0.1925
KAPOLEI 2 | KAPOLEI 4 | 0.015 | 0.0375 | 0.0325 | 0.0675 | 0.07 | 0.06 | 0.1025 | 0.1 | 0.045 | 0.08
KEEHI 1 | KEEHI 1 | 0 | 0 | 0 | 0 | 0 | 0 | 0 | 0.0025 | 0 | 0
KEOLU 1 | AALAPAPA | 0.0325 | 0.07 | 0.0575 | 0.1525 | 0.165 | 0.19 | 0.195 | 0.22 | 0.3225 | 0.3075
KEOLU 1 | ENCHANTED LAKES | 0.0375 | 0.0625 | 0.0625 | 0.1575 | 0.115 | 0.25 | 0.215 | 0.2425 | 0.22 | 0.3225
KEOLU 2 | KAILUA HTS | 0.035 | 0.115 | 0.105 | 0.265 | 0.2125 | 0.23 | 0.2675 | 0.2475 | 0.2675 | 0.385
KEOLU 2 | KEOLU DR | 0.02 | 0.0925 | 0.0675 | 0.14 | 0.1725 | 0.175 | 0.225 | 0.205 | 0.1675 | 0.2325
KEWALO 1 | KEWALO 1 | 0.005 | 0.0075 | 0.0075 | 0.02 | 0.0125 | 0.0225 | 0.0175 | 0.0275 | 0.015 | 0.0175
KEWALO 1 | KEWALO 2 | 0.0075 | 0.015 | 0.005 | 0.03 | 0.0325 | 0.0475 | 0.06 | 0.0575 | 0.06 | 0.0675
KEWALO 2 | KEWALO 4 | 0.0125 | 0.03 | 0.0175 | 0.035 | 0.05 | 0.055 | 0.065 | 0.075 | 0.0375 | 0.0675
KEWALO T3 | KEWALO 5 | 0 | 0.0025 | 0.01 | 0.0075 | 0.0075 | 0.015 | 0 | 0.0225 | 0.0425 | 0.0075
KO OLINA 1 | KO OLINA 1 | 0.005 | 0.01 | 0.0075 | 0.015 | 0.0175 | 0.03 | 0.0425 | 0.045 | 0.0275 | 0.03
KO OLINA 1 | KO OLINA 2 | 0 | 0.0025 | 0 | 0.0025 | 0 | 0 | 0.005 | 0.0075 | 0 | 0.0125
KOOLAU | HALEKOU | 0.015 | 0.0875 | 0.1225 | 0.2425 | 0.2375 | 0.26 | 0.295 | 0.34 | 0.3075 | 0.545
KOOLAU | PALI | 0.0175 | 0.05 | 0.05 | 0.065 | 0.0525 | 0.105 | 0.11 | 0.085 | 0.1375 | 0.1
KUAPA 1 | KUAPA 1 | 0.0425 | 0.0925 | 0.095 | 0.165 | 0.1675 | 0.1925 | 0.2625 | 0.2225 | 0.205 | 0.295
KUAPA 1 | KUAPA 2 | 0.0175 | 0.05 | 0.065 | 0.1275 | 0.1275 | 0.1375 | 0.155 | 0.1725 | 0.155 | 0.185
KUAPA 2 | KUAPA 3 | 0.015 | 0.0675 | 0.0625 | 0.1225 | 0.135 | 0.15 | 0.1775 | 0.19 | 0.145 | 0.195
KUAPA 2 | KUAPA 4 | 0.04 | 0.0775 | 0.07 | 0.185 | 0.21 | 0.24 | 0.2375 | 0.195 | 0.19 | 0.24
KUHIO 1 | KUHIO 1 | 0.0075 | 0.0075 | 0.005 | 0.025 | 0.02 | 0.0225 | 0.0225 | 0.025 | 0.0325 | 0.0425
KUHIO 2 | KUHIO 3 | 0 | 0 | 0 | 0 | 0.005 | 0.0025 | 0 | 0.0025 | 0.0025 | 0.0025
KUHIO 2 | KUHIO 4 | 0.0225 | 0.0175 | 0.0475 | 0.085 | 0.075 | 0.09 | 0.1275 | 0.085 | 0.0725 | 0.1
KUILIMA 2 | KUILIMA 1 | 0.02 | 0.0575 | 0.0425 | 0.0725 | 0.095 | 0.08 | 0.1325 | 0.1025 | 0.08 | 0.12
KUNIA | KUNIA | 0.0025 | 0.0075 | 0.01 | 0.0175 | 0.01 | 0.01 | 0.015 | 0.02 | 0.0125 | 0.0125
KUNIA MAKAI 1 | KUNIA MAKAI 1 | 0.0125 | 0.06 | 0.0325 | 0.08 | 0.135 | 0.07 | 0.125 | 0.1275 | 0.0975 | 0.13
KUNIA MAKAI 1 | KUNIA MAKAI 2 | 0.0325 | 0.1025 | 0.06 | 0.155 | 0.2 | 0.225 | 0.23 | 0.25 | 0.1925 | 0.2125
KUNIA MAKAI 2 | KUNIA MAKAI 3 | 0.025 | 0.08 | 0.0775 | 0.105 | 0.1625 | 0.185 | 0.1825 | 0.185 | 0.145 | 0.1925
KUNIA MAKAI 2 | KUNIA MAKAI 4 | 0.0075 | 0.05 | 0.035 | 0.0525 | 0.105 | 0.095 | 0.07 | 0.1025 | 0.095 | 0.1225
LAELAE 1 | KALIHI VALLEY | 0.005 | 0.025 | 0.0275 | 0.07 | 0.0375 | 0.0425 | 0.08 | 0.08 | 0.07 | 0.1025
LAELAE 2 | LIKELIKE | 0.0175 | 0.0275 | 0.015 | 0.025 | 0.0625 | 0.055 | 0.0625 | 0.0525 | 0.0475 | 0.075
LAELAE 2 | NUMANA | 0.0075 | 0.01 | 0.0175 | 0.02 | 0.02 | 0.025 | 0.04 | 0.0125 | 0.0125 | 0.015
LAKESIDE 1 | LAKESIDE 1 | 0.025 | 0.0525 | 0.0425 | 0.1225 | 0.115 | 0.125 | 0.14 | 0.125 | 0.0925 | 0.1025
LAKESIDE 1 | LAKESIDE 2 | 0.025 | 0.0625 | 0.08 | 0.1425 | 0.1325 | 0.1925 | 0.21 | 0.1725 | 0.105 | 0.1775
LAKESIDE 2 | LAKESIDE 3 | 0.0175 | 0.0875 | 0.105 | 0.18 | 0.215 | 0.2625 | 0.21 | 0.2025 | 0.16 | 0.26
LAKESIDE 2 | LAKESIDE 4 | 0.01 | 0.03 | 0.035 | 0.0625 | 0.07 | 0.0875 | 0.0875 | 0.0725 | 0.0675 | 0.1175
MAKAHA 1 | MAKAHA | 0.0575 | 0.095 | 0.1075 | 0.175 | 0.2825 | 0.255 | 0.33 | 0.31 | 0.2175 | 0.275
MAKAHA 2 | MAKAHA VALLEY | 0.0025 | 0.0225 | 0.03 | 0.065 | 0.0575 | 0.1 | 0.1 | 0.0875 | 0.075 | 0.09
MAKAHA 2 | MAUKA | 0.04 | 0.075 | 0.1125 | 0.175 | 0.1775 | 0.2675 | 0.2775 | 0.2025 | 0.22 | 0.2225
MAKAKILO 1 | MAKAKILO 1 | 0.0325 | 0.085 | 0.075 | 0.1725 | 0.215 | 0.2 | 0.2675 | 0.1775 | 0.175 | 0.2575
MAKAKILO 1 | MAKAKILO 3 | 0.0425 | 0.0925 | 0.0625 | 0.1475 | 0.1925 | 0.2975 | 0.2225 | 0.2425 | 0.1725 | 0.2425
MAKAKILO 2 | MAKAKILO 2 | 0.045 | 0.13 | 0.12 | 0.235 | 0.2475 | 0.2725 | 0.295 | 0.29 | 0.2225 | 0.2875
MAKAKILO 2 | MAKAKILO 4 | 0.0075 | 0.0325 | 0.0175 | 0.055 | 0.045 | 0.06 | 0.08 | 0.09 | 0.045 | 0.0625
MAKALAPA 1 | HALAWA | 0.0125 | 0.0425 | 0.0475 | 0.13 | 0.1475 | 0.1725 | 0.195 | 0.195 | 0.1875 | 0.2925
MAKALAPA 1 | MAKALAPA-MOANALUA | 0.0275 | 0.07 | 0.0425 | 0.1 | 0.145 | 0.1725 | 0.1825 | 0.155 | 0.1425 | 0.16
MAKALAPA 2 | AIRPORT | 0 | 0 | 0 | 0 | 0 | 0 | 0.005 | 0.0025 | 0 | 0
MAKALAPA 2 | ALIAMANU | 0.0625 | 0.105 | 0.09 | 0.245 | 0.225 | 0.3525 | 0.4025 | 0.3 | 0.455 | 0.435
MAKALOA 1 | PAWAA KAI | 0 | 0.015 | 0.0025 | 0.01 | 0.0025 | 0.0175 | 0.0325 | 0.0125 | 0.025 | 0.02
MAKALOA 2 | AUDITORIUM | 0.0225 | 0.015 | 0.0125 | 0.0425 | 0.0625 | 0.0625 | 0.07 | 0.065 | 0.0975 | 0.1275
MAKALOA 3 | KAMAKEE | 0.0025 | 0.0075 | 0 | 0.005 | 0.0025 | 0 | 0.005 | 0 | 0.0025 | 0
MAKALOA 3 | MAKALOA | 0.005 | 0.035 | 0.015 | 0.0575 | 0.0725 | 0.0625 | 0.0725 | 0.0475 | 0.0625 | 0.0475
MAKALOA 4 | DAIRYMENS | 0.015 | 0.0475 | 0.04 | 0.1425 | 0.1075 | 0.1625 | 0.1625 | 0.145 | 0.22 | 0.19
MAKALOA 4 | MAHUKONA | 0.0125 | 0.0175 | 0.03 | 0.0275 | 0.0375 | 0.0525 | 0.05 | 0.025 | 0.0325 | 0.05
MALAKOLE 2 | MALAKOLE 4 | 0 | 0 | 0 | 0 | 0 | 0 | 0.0025 | 0.0025 | 0 | 0
MANOA 1 | MANOA 1 | 0.0125 | 0.0425 | 0.0475 | 0.105 | 0.0975 | 0.085 | 0.135 | 0.1325 | 0.045 | 0.155
MANOA 1 | MANOA 2 | 0.025 | 0.04 | 0.0425 | 0.09 | 0.115 | 0.1225 | 0.135 | 0.0875 | 0.1075 | 0.1125
MANOA 2 | MANOA 3 | 0.0175 | 0.065 | 0.0475 | 0.085 | 0.1375 | 0.1275 | 0.18 | 0.1125 | 0.1275 | 0.15
MAPUNAPUNA 1 | AHUA | 0.0025 | 0.005 | 0 | 0.0075 | 0.01 | 0.01 | 0.01 | 0.01 | 0.0075 | 0.02
MAPUNAPUNA 2 | MAPUNAPUNA-MOANALUA | 0.0025 | 0.005 | 0.0125 | 0.04 | 0.0375 | 0.0225 | 0.04 | 0.04 | 0.02 | 0.025
MCCULLY 2 | HAWN VILLAGE 2 | 0.025 | 0.0625 | 0.0575 | 0.16 | 0.1325 | 0.165 | 0.2175 | 0.165 | 0.22 | 0.3025
MCCULLY 2 | MCCULLY 1 | 0.02 | 0.045 | 0.055 | 0.1075 | 0.0525 | 0.1525 | 0.165 | 0.1075 | 0.1275 | 0.1175
MCCULLY 5 | MCCULLY 3 | 0.0025 | 0.0125 | 0.0075 | 0.005 | 0.0175 | 0.015 | 0.01 | 0.0125 | 0.01 | 0.0075
MCCULLY 6 | MANOA-MCCULLY | 0.005 | 0.02 | 0.0175 | 0.0325 | 0.0775 | 0.0425 | 0.03 | 0.03 | 0.0375 | 0.0375
MCCULLY 6 | MCCULLY 5 | 0.0275 | 0.0725 | 0.0775 | 0.1425 | 0.12 | 0.145 | 0.1525 | 0.0875 | 0.14 | 0.095
MIKILUA 1 | MIKILUA 1 | 0.015 | 0.0325 | 0.0475 | 0.055 | 0.06 | 0.1425 | 0.1175 | 0.0675 | 0.08 | 0.0525
MIKILUA 2 | MIKILUA 3 | 0.015 | 0.055 | 0.0825 | 0.1175 | 0.1375 | 0.155 | 0.185 | 0.1075 | 0.105 | 0.13
MIKILUA 2 | MIKILUA 4 | 0.0175 | 0.03 | 0.055 | 0.0975 | 0.075 | 0.1075 | 0.0975 | 0.0725 | 0.0825 | 0.0875
MIKILUA 3 | MIKILUA 5 | 0.055 | 0.12 | 0.1125 | 0.24 | 0.245 | 0.335 | 0.3975 | 0.18 | 0.2625 | 0.2125
MILILANI 1 | MILILANI 1 | 0.0325 | 0.055 | 0.0625 | 0.115 | 0.1175 | 0.17 | 0.2075 | 0.13 | 0.1475 | 0.12
MILILANI 1 | MILILANI 2 | 0.0175 | 0.0725 | 0.0875 | 0.155 | 0.17 | 0.24 | 0.28 | 0.1825 | 0.145 | 0.1375
MILILANI 2 | MILILANI 3 | 0.015 | 0.0175 | 0.0525 | 0.0475 | 0.055 | 0.0925 | 0.0875 | 0.0725 | 0.06 | 0.055
MILILANI 2 | MILILANI 4 | 0.02 | 0.0925 | 0.0625 | 0.1275 | 0.1675 | 0.2 | 0.2475 | 0.195 | 0.1725 | 0.16
MOILIILI 1 | MOILIILI 1 | 0.0175 | 0.0725 | 0.0875 | 0.1325 | 0.14 | 0.19 | 0.235 | 0.16 | 0.15 | 0.1375
MOILIILI 1 | MOILIILI 2 | 0.0375 | 0.1075 | 0.09 | 0.1625 | 0.1575 | 0.2575 | 0.2875 | 0.1825 | 0.2125 | 0.21
NUUANU 2 | NUUANU 2 | 0.0075 | 0.02 | 0.015 | 0.075 | 0.08 | 0.07 | 0.0625 | 0.04 | 0.065 | 0.045
NUUANU 2 | NUUANU 3 | 0.015 | 0.0425 | 0.04 | 0.065 | 0.1075 | 0.165 | 0.1275 | 0.0625 | 0.11 | 0.1125
OCEAN POINTE 1 | OCEAN POINTE 1 | 0.02 | 0.0325 | 0.0525 | 0.105 | 0.0975 | 0.1375 | 0.1575 | 0.09 | 0.11 | 0.1025
OCEAN POINTE 1 | OCEAN POINTE 2 | 0.0175 | 0.0725 | 0.09 | 0.1225 | 0.12 | 0.205 | 0.195 | 0.12 | 0.1175 | 0.13
OCEAN POINTE 2 | OCEAN POINTE 3 | 0.0075 | 0.07 | 0.035 | 0.0725 | 0.12 | 0.14 | 0.1625 | 0.14 | 0.12 | 0.115
OCEAN POINTE 2 | OCEAN POINTE 4 | 0.01 | 0.015 | 0.0375 | 0.055 | 0.0225 | 0.055 | 0.04 | 0.0325 | 0.035 | 0.0525
PAUOA 1 | PAUOA 1 | 0.02 | 0.045 | 0.0375 | 0.065 | 0.085 | 0.1225 | 0.0775 | 0.0725 | 0.125 | 0.0825
PAUOA 1 | PAUOA 2 | 0.055 | 0.1 | 0.1275 | 0.1925 | 0.2725 | 0.3275 | 0.415 | 0.27 | 0.38 | 0.32
PEARL CITY 1 | PEARL CITY 1 | 0.005 | 0.005 | 0.01 | 0.0225 | 0.02 | 0.025 | 0.045 | 0.0225 | 0.025 | 0.0375
PEARL CITY 1 | PEARL CITY 2 | 0.0225 | 0.0375 | 0.0375 | 0.0675 | 0.0525 | 0.0975 | 0.1625 | 0.115 | 0.1225 | 0.07
PIIKOI 1 | PENSACOLA | 0.01 | 0.02 | 0.0175 | 0.0325 | 0.0375 | 0.045 | 0.0525 | 0.065 | 0.055 | 0.06
PIIKOI 1 | PIIKOI | 0.0225 | 0.07 | 0.0825 | 0.1625 | 0.16 | 0.1425 | 0.215 | 0.1475 | 0.205 | 0.14
PIIKOI 2 | KEWALO | 0.0725 | 0.195 | 0.1575 | 0.2525 | 0.3325 | 0.36 | 0.47 | 0.4375 | 0.365 | 0.4625
PIIKOI 2 | THURSTON | 0.03 | 0.0525 | 0.0725 | 0.1075 | 0.1175 | 0.1525 | 0.1725 | 0.16 | 0.175 | 0.1325
PIIKOI 3 | BWS | 0.0125 | 0.0225 | 0.0275 | 0.055 | 0.0675 | 0.1025 | 0.0825 | 0.0675 | 0.1325 | 0.1
PIIKOI 3 | MANOA-PIIKOI | 0.0275 | 0.0575 | 0.0625 | 0.1275 | 0.15 | 0.17 | 0.17 | 0.1625 | 0.1175 | 0.18
PIIKOI 4 | PIIKOI 7 | 0 | 0.005 | 0.0025 | 0.01 | 0.0025 | 0.0125 | 0.005 | 0.015 | 0.015 | 0.0025
PIIKOI 4 | PIIKOI 8 | 0.0175 | 0.0575 | 0.0525 | 0.115 | 0.1525 | 0.1375 | 0.1825 | 0.1375 | 0.2375 | 0.16
POHAKUPU 2 | OLOMANA | 0.0025 | 0.01 | 0.005 | 0.015 | 0.0125 | 0.02 | 0.03 | 0.0325 | 0.035 | 0.0175
POHAKUPU 2 | POHAKUPU 4 | 0.005 | 0.04 | 0.0325 | 0.0675 | 0.06 | 0.0925 | 0.1025 | 0.075 | 0.0925 | 0.085
PUKELE 2 | CARLOS LONG | 0.065 | 0.0975 | 0.13 | 0.3525 | 0.2975 | 0.4325 | 0.4225 | 0.3825 | 0.475 | 0.495
PUKELE 2 | WAIOMAO | 0.0075 | 0.0125 | 0.065 | 0.075 | 0.0825 | 0.16 | 0.115 | 0.1425 | 0.2525 | 0.135
PUOHALA 1 | PUOHALA 1 | 0.01 | 0.0075 | 0.03 | 0.0425 | 0.025 | 0.07 | 0.09 | 0.055 | 0.095 | 0.0525
PUOHALA 1 | PUOHALA 2 | 0.02 | 0.08 | 0.0725 | 0.12 | 0.135 | 0.1875 | 0.2275 | 0.195 | 0.205 | 0.1825
PUUNUI 1 | ALEWA | 0.0075 | 0.0075 | 0.01 | 0.055 | 0.03 | 0.06 | 0.06 | 0.06 | 0.065 | 0.08
PUUNUI 1 | PUUNUI | 0.0075 | 0.025 | 0.0125 | 0.045 | 0.0425 | 0.04 | 0.07 | 0.0475 | 0.0475 | 0.05
PUUNUI 2 | EKEKELA | 0.015 | 0.0325 | 0.0325 | 0.0725 | 0.065 | 0.09 | 0.11 | 0.1325 | 0.1825 | 0.1175
PUUNUI 2 | HEIGHTS | 0.0125 | 0.0475 | 0.04 | 0.075 | 0.075 | 0.1375 | 0.1425 | 0.1225 | 0.1425 | 0.1575
QUEENS 1 | QUEENS 1 | 0.005 | 0.045 | 0.0275 | 0.0675 | 0.0775 | 0.0775 | 0.0975 | 0.085 | 0.125 | 0.1025
QUEENS 1 | QUEENS 2 | 0.005 | 0.01 | 0.015 | 0.025 | 0.0225 | 0.0225 | 0.0325 | 0.0225 | 0.0225 | 0.025
SCHOOL ST 1 | CKT 7 | 0.02 | 0.065 | 0.04 | 0.1775 | 0.14 | 0.1925 | 0.1625 | 0.225 | 0.225 | 0.28
SCHOOL ST 1 | SCHOOL ST 3 | 0.0075 | 0.025 | 0.025 | 0.045 | 0.0425 | 0.0425 | 0.0925 | 0.0375 | 0.0775 | 0.055
SCHOOL ST 2 | FORT ST | 0.0025 | 0.01 | 0.0125 | 0.015 | 0.01 | 0.0225 | 0.0225 | 0.0275 | 0.04 | 0.0525
SCHOOL ST 2 | SCHOOL ST | 0.0175 | 0.0375 | 0.05 | 0.0875 | 0.0675 | 0.1075 | 0.1475 | 0.1 | 0.125 | 0.08
SCHOOL ST 3 | KALIHI | 0.0025 | 0.01 | 0.0075 | 0.005 | 0 | 0.0125 | 0.0075 | 0.0075 | 0.01 | 0.0175
SCHOOL ST T2 | KAPALAMA | 0.0075 | 0.01 | 0.005 | 0.0225 | 0.0225 | 0.0275 | 0.0525 | 0.0325 | 0.0325 | 0.0425
SCHOOL ST T2 | KUAKINI | 0.0075 | 0.0025 | 0 | 0.03 | 0.02 | 0.0225 | 0.04 | 0.025 | 0.015 | 0.0425
SCHOOL ST T2 | LILIHA MAKAI | 0.005 | 0.0025 | 0 | 0.02 | 0.02 | 0.015 | 0.0225 | 0.015 | 0.0175 | 0.01
UPPER KIPAPA 1 | KUAHELANI 1 | 0.0375 | 0.0675 | 0.0925 | 0.1725 | 0.2175 | 0.25 | 0.2775 | 0.2675 | 0.245 | 0.275
UPPER KIPAPA 1 | KUAHELANI 4 | 0.065 | 0.1675 | 0.1275 | 0.275 | 0.36 | 0.455 | 0.45 | 0.4425 | 0.365 | 0.4525
UPPER KIPAPA 2 | KUAHELANI 2 | 0.01 | 0.045 | 0.0425 | 0.085 | 0.12 | 0.11 | 0.1775 | 0.1475 | 0.0725 | 0.145
UPPER KIPAPA 2 | KUAHELANI 3 | 0.0425 | 0.07 | 0.095 | 0.2025 | 0.2575 | 0.2325 | 0.3 | 0.2425 | 0.235 | 0.2925
UWAPO 1 | UWAPO 1 | 0.025 | 0.0625 | 0.0575 | 0.145 | 0.13 | 0.2125 | 0.21 | 0.15 | 0.2325 | 0.165
UWAPO 1 | UWAPO 2 | 0.0175 | 0.01 | 0.0125 | 0.025 | 0.0225 | 0.0625 | 0.0525 | 0.0525 | 0.06 | 0.055
UWAPO 2 | UWAPO 3 | 0.02 | 0.03 | 0.0675 | 0.0975 | 0.1 | 0.1775 | 0.1275 | 0.1275 | 0.21 | 0.105
UWAPO 2 | UWAPO 4 | 0 | 0 | 0 | 0.005 | 0 | 0 | 0 | 0 | 0 | 0
WAHIAWA 1 | CASTNER | 0.0425 | 0.0925 | 0.0975 | 0.2075 | 0.195 | 0.3075 | 0.3075 | 0.3 | 0.4425 | 0.395
WAHIAWA 1 | WAHIAWA PROPER | 0.0075 | 0.01 | 0.0125 | 0.025 | 0.0325 | 0.0725 | 0.04 | 0.0525 | 0.1 | 0.04
WAHIAWA 2 | KIPAPA | 0.0125 | 0.035 | 0.0375 | 0.0425 | 0.0625 | 0.0675 | 0.1 | 0.0875 | 0.045 | 0.0675
WAHIAWA 3 | HELEMANO | 0.0275 | 0.075 | 0.055 | 0.14 | 0.1525 | 0.155 | 0.235 | 0.265 | 0.1925 | 0.305
WAHIAWA 3 | WAHIAWA HTS | 0.0175 | 0.0325 | 0.0525 | 0.095 | 0.085 | 0.1625 | 0.1 | 0.16 | 0.2625 | 0.1425
WAIAKAMILO 1 | WAIAKAMILO 1 | 0 | 0.0025 | 0.005 | 0 | 0.0025 | 0.0075 | 0.0025 | 0.0025 | 0.0075 | 0.0075
WAIAKAMILO 1 | WAIAKAMILO 2 | 0.0025 | 0 | 0.005 | 0.01 | 0.0075 | 0.0075 | 0.01 | 0.015 | 0.0175 | 0.005
WAIAKAMILO 2 | WAIAKAMILO 3 | 0.0025 | 0.005 | 0.015 | 0.015 | 0.015 | 0.0375 | 0.025 | 0.0425 | 0.065 | 0.06
WAIAKAMILO 2 | WAIAKAMILO 4 | 0 | 0 | 0.0075 | 0 | 0.0075 | 0.01 | 0.0125 | 0.0125 | 0.0225 | 0.01
WAIALAE 1 | WAI-WILHELMINA | 0 | 0.005 | 0.0175 | 0.015 | 0.0125 | 0.0475 | 0.015 | 0.02 | 0.0575 | 0.0325
WAIALAE 2 | MAUNALANI | 0.0125 | 0.0325 | 0.0375 | 0.0575 | 0.0675 | 0.08 | 0.1075 | 0.0625 | 0.045 | 0.08
WAIALUA 2 | KAENA PT | 0.0425 | 0.0825 | 0.12 | 0.2125 | 0.185 | 0.215 | 0.295 | 0.2975 | 0.28 | 0.4225
WAIALUA 3 | KAWAILOA | 0.0125 | 0.04 | 0.03 | 0.05 | 0.095 | 0.0825 | 0.1 | 0.095 | 0.08 | 0.085
WAIALUA 3 | WAIALUA | 0.005 | 0.0125 | 0.015 | 0.03 | 0.0525 | 0.0725 | 0.0625 | 0.0825 | 0.1175 | 0.04
WAIAWA 1 | WAIAWA 1 | 0.0075 | 0.0275 | 0.0325 | 0.045 | 0.0475 | 0.09 | 0.0925 | 0.08 | 0.125 | 0.0875
WAIAWA 1 | WAIAWA 2 | 0 | 0.005 | 0.005 | 0.0025 | 0.0025 | 0.0075 | 0 | 0.005 | 0.005 | 0.0025
WAIAWA 2 | WAIAWA 3 | 0.005 | 0.0075 | 0.0225 | 0.0175 | 0.025 | 0.045 | 0.025 | 0.0575 | 0.0625 | 0.0425
WAIAWA 2 | WAIAWA 4 | 0.0125 | 0.0175 | 0.03 | 0.0525 | 0.0525 | 0.0875 | 0.0775 | 0.115 | 0.1725 | 0.075
WAIHEE 1 | WAIHEE 1 | 0.0125 | 0.015 | 0.02 | 0.0575 | 0.0775 | 0.07 | 0.055 | 0.1075 | 0.1175 | 0.0975
WAIHEE 1 | WAIHEE 2 | 0.005 | 0.005 | 0.0025 | 0.0175 | 0.0275 | 0.055 | 0.055 | 0.0325 | 0.11 | 0.0525
WAIHEE 2 | WAIHEE 3 | 0 | 0 | 0 | 0.01 | 0.0175 | 0.0325 | 0.005 | 0.015 | 0.0225 | 0.0125
WAIHEE 2 | WAIHEE 4 | 0.0175 | 0.025 | 0.0525 | 0.09 | 0.08 | 0.1575 | 0.0975 | 0.13 | 0.2275 | 0.1325
WAIKIKI 1 | WAIKIKI 1 | 0.0025 | 0.005 | 0.005 | 0.0075 | 0.0075 | 0.0325 | 0.0125 | 0.025 | 0.015 | 0.025
WAIKIKI 2 | WAIKIKI 3 | 0 | 0 | 0.0025 | 0.0025 | 0.0025 | 0.005 | 0.0025 | 0 | 0.0025 | 0
WAIKIKI 2 | WAIKIKI 4 | 0 | 0 | 0.01 | 0.005 | 0.0125 | 0.015 | 0.01 | 0.015 | 0.0225 | 0.015
WAIKIKI 3 | WAIKIKI 5 | 0.0025 | 0.005 | 0.0225 | 0.015 | 0.015 | 0.025 | 0.0275 | 0.03 | 0.055 | 0.0275
WAILUPE | AINA KOA | 0.005 | 0.0175 | 0.0375 | 0.0975 | 0.06 | 0.1 | 0.085 | 0.0625 | 0.115 | 0.1025
WAILUPE | WAILUPE | 0.0075 | 0.0225 | 0.0275 | 0.0625 | 0.0675 | 0.14 | 0.09 | 0.135 | 0.135 | 0.115
WAIMALU 1 | WAIMALU 1 | 0.01 | 0.01 | 0.015 | 0.03 | 0.0275 | 0.0325 | 0.0275 | 0.04 | 0.075 | 0.0425
WAIMALU 1 | WAIMALU 2 | 0.015 | 0.0225 | 0.05 | 0.065 | 0.065 | 0.13 | 0.0775 | 0.1175 | 0.16 | 0.0875
WAIMALU 2 | WAIMALU 3 | 0.01 | 0.0325 | 0.0525 | 0.095 | 0.0725 | 0.1575 | 0.09 | 0.145 | 0.195 | 0.125
WAIMALU 2 | WAIMALU 4 | 0.0025 | 0.0025 | 0.0175 | 0.0175 | 0.03 | 0.045 | 0.05 | 0.0475 | 0.0725 | 0.0575
WAIMANALO BEACH 1 | WAIMANALO | 0 | 0.0025 | 0.015 | 0.0225 | 0.025 | 0.0675 | 0.0475 | 0.045 | 0.08 | 0.0275
WAIMANALO BEACH 2 | BEACH LOTS | 0.0475 | 0.0825 | 0.0975 | 0.2375 | 0.2125 | 0.265 | 0.3675 | 0.285 | 0.39 | 0.465
WAIMANO 1 | WAIMANO 5 | 0.005 | 0.0075 | 0.015 | 0.03 | 0.035 | 0.05 | 0.04 | 0.0525 | 0.0825 | 0.0425
WAIMANO 1 | WAIMANO HOME RD | 0.025 | 0.0175 | 0.055 | 0.0675 | 0.07 | 0.17 | 0.0775 | 0.125 | 0.2075 | 0.1075
WAIMANO 2 | LEOMELE | 0.015 | 0.0225 | 0.0575 | 0.06 | 0.0875 | 0.1025 | 0.115 | 0.095 | 0.0775 | 0.14
WAIMANO 2 | PENINSULA | 0 | 0.01 | 0.0075 | 0.03 | 0.025 | 0.025 | 0.03 | 0.0275 | 0.025 | 0.025
WAIMANO 3 | HIGHLANDS | 0.0425 | 0.1125 | 0.085 | 0.29 | 0.245 | 0.3275 | 0.3125 | 0.3525 | 0.3575 | 0.4675
WAIMANO 3 | WAIMANO 6 | 0.005 | 0.0075 | 0.02 | 0.04 | 0.0225 | 0.0575 | 0.05 | 0.045 | 0.0925 | 0.0375
WAIMEA 1 | WAIMEA 1 | 0.0025 | 0 | 0.005 | 0.01 | 0.005 | 0.015 | 0.01 | 0.01 | 0.0325 | 0.0225
WAIMEA 1 | WAIMEA 2 | 0.0025 | 0.0025 | 0.025 | 0.0275 | 0.0325 | 0.0625 | 0.035 | 0.0525 | 0.0625 | 0.0525
WAIPAHU 1 | DEPOT RD | 0.025 | 0.0375 | 0.035 | 0.095 | 0.115 | 0.1375 | 0.1375 | 0.1275 | 0.1675 | 0.17
WAIPAHU 1 | WAIPAHU | 0.0175 | 0.01 | 0.03 | 0.1 | 0.045 | 0.1875 | 0.13 | 0.165 | 0.255 | 0.165
WAIPAHU 2 | MOKUOLA | 0.0125 | 0.0225 | 0.0275 | 0.03 | 0.0475 | 0.0625 | 0.0675 | 0.045 | 0.0475 | 0.04
WAIPAHU 2 | WAILANI | 0.005 | 0.0025 | 0.005 | 0.0075 | 0.005 | 0.0225 | 0.0025 | 0.0175 | 0.015 | 0.0175
WAIPIO 1 | WAIPIO 1 | 0 | 0 | 0.015 | 0.005 | 0.015 | 0.0625 | 0.0325 | 0.0375 | 0.0925 | 0.05
WAIPIO 1 | WAIPIO 2 | 0 | 0.0025 | 0.0225 | 0.0225 | 0.0075 | 0.0325 | 0.025 | 0.04 | 0.0575 | 0.0275
WAIPIOLANI 1 | MANAGERS | 0.0275 | 0.0425 | 0.03 | 0.0625 | 0.11 | 0.1025 | 0.1125 | 0.1125 | 0.09 | 0.1275
WAIPIOLANI 2 | LUMIAUAU | 0.005 | 0.05 | 0.0325 | 0.0925 | 0.1075 | 0.17 | 0.145 | 0.15 | 0.1 | 0.1475
WAIPIOLANI 2 | PAIWA | 0.015 | 0.035 | 0.035 | 0.09 | 0.075 | 0.0875 | 0.11 | 0.0725 | 0.075 | 0.055
WILIWILI | WILIWILI 1 | 0.0125 | 0.0075 | 0.015 | 0.03 | 0.0175 | 0.0425 | 0.0175 | 0.0825 | 0.1175 | 0.07
WILIWILI | WILIWILI 2 | 0 | 0 | 0.01 | 0.015 | 0.0075 | 0.01 | 0.02 | 0.02 | 0.04 | 0.0275
WOODLAWN 1 | HIKINA | 0.0025 | 0.015 | 0.0125 | 0.0325 | 0.0075 | 0.0225 | 0.03 | 0.045 | 0.0425 | 0.0325
WOODLAWN 1 | PAWAINA | 0.005 | 0.015 | 0.0475 | 0.03 | 0.045 | 0.065 | 0.08 | 0.06 | 0.0825 | 0.06
WOODLAWN 2 | KAHALOA | 0.0125 | 0.035 | 0.04 | 0.0575 | 0.0875 | 0.075 | 0.0975 | 0.08 | 0.1025 | 0.12
WOODLAWN 2 | LOWREY | 0.02 | 0.03 | 0.015 | 0.025 | 0.0675 | 0.075 | 0.055 | 0.0625 | 0.05 | 0.0575
WOODLAWN 4 | UPLANDS | 0.005 | 0.0175 | 0.0325 | 0.03 | 0.035 | 0.05 | 0.0725 | 0.045 | 0.04 | 0.0425
WOODLAWN 4 | WOODLAWN | 0.0025 | 0 | 0.005 | 0.0175 | 0.0125 | 0.035 | 0.0275 | 0.0375 | 0.0525 | 0.03

## Forecasted Load Growth
Return to Assumptions Summary
Forecasted Load Growth
The Forecasted Load Growth layer represents the future increases in the Underlying Load layer and known service requests for residential and commercial customers. The Residential Underlying Load layer represents the underlying load for residential customers (Schedule-R). The Commercial Underlying Load layer represents the underlying load for commercial customers (Schedule G, Schedule J, Schedule P). The New Service Requests layer represents the anticipated load growth for specific areas due to service requests received from specific customers. The incremental amount added per year in megawatts (MW) for each load layer by circuit is shown for years 2021 through 2030.
Amount Added Per Year (MW)
Substation Transformer | Circuit | Layer | 2021 | 2022 | 2023 | 2024 | 2025 | 2026 | 2027 | 2028 | 2029 | 2030
AHI 1 | HAHAIONE | Underlying Load Residential | -0.055511 | 0.093063 | 0.0006068 | 0 | 0 | -0.0014221 | 0.038102 | 0.035453 | 0.026971 | 0.017512
AHI 1 | HAHAIONE | Underlying Load Commercial | -0.0095948 | 0.019319 | 0 | 0 | 0 | 0 | 0.0001251 | 0.018436 | 0 | 0.0001489
AHI 1 | NIU | Underlying Load Residential | -0.071579 | 0.12929 | 0.0017331 | 0 | 0 | -0.0015377 | 0.042829 | 0.049732 | 0.027825 | 0.02001
AHI 1 | NIU | Underlying Load Commercial | -0.0018917 | 0.020131 | 0.000207 | 0.0007872 | 0 | 0 | 0.0006686 | 0.0035118 | 0.025238 | 0.0001395
AHI 2 | KAALAKEI | Underlying Load Residential | -0.07383 | 0.12411 | 0.0007686 | 0 | 0 | -0.0012863 | 0.048638 | 0.058687 | 0.026441 | 0.02516
AHI 2 | KAALAKEI | Underlying Load Commercial | -0.010202 | 0.022575 | 0.0012602 | 0.0060791 | 0 | 0 | 0.041305 | 0.029872 | 0.021306 | 0.042866
AHI 2 | PORTLOCK | Underlying Load Residential | -0.036938 | 0.042636 | 0 | 0 | 0 | 0 | 0.023786 | 0.038167 | 0.014909 | 0.010647
AHI 2 | PORTLOCK | Underlying Load Commercial | -0.043081 | 0.24537 | 0.017964 | 0.011333 | 0 | 0 | 0.026344 | 0.10722 | 0.017235 | 0.026477
AIEA 1 | KAM HWY | Underlying Load Residential | -0.019698 | 0.045418 | 0 | 0 | 0 | 0 | 0.010901 | 0.017945 | 0.009933 | 0.0090691
AIEA 1 | KAM HWY | Underlying Load Commercial | -0.084608 | 0.14183 | 0.031602 | 0.091776 | 0.04 | -0.001306 | 0.022187 | 0.12037 | 0.020431 | 0.041886
AIEA 1 | KAM HWY | New Service Requests | 2.295 | 0 | 2.351 | 0 | 0 | 0 | 0 | 0 | 0 | 0
AIEA 1 | LAULIMA | Underlying Load Residential | -0.061836 | 0.094483 | 0.0005663 | 0 | 0 | -0.0020071 | 0.025868 | 0.034402 | 0.018391 | 0.018371
AIEA 1 | LAULIMA | Underlying Load Commercial | -0.059203 | 0.11543 | 0.0014872 | 0.015683 | 0 | 0 | 0.020491 | 0.018873 | 0.0006162 | 0.0037256
AIEA 2 | AIEA | Underlying Load Residential | -0.069679 | 0.12196 | 0.0010932 | 0 | 0 | -0.0008119 | 0.042306 | 0.05362 | 0.026398 | 0.025496
AIEA 2 | AIEA | Underlying Load Commercial | -0.001291 | 0.0032035 | 0.00221 | 0.0047047 | 0 | 0 | 0.016029 | 0.0012631 | 0.0071549 | 0.0017414
AIEA 2 | KAUHALE | Underlying Load Residential | -0.015747 | 0.027393 | 0.001164 | 0 | 0 | -0.00052 | 0.0054723 | 0.01176 | 0.015323 | 0.0042791
AIEA 2 | KAUHALE | Underlying Load Commercial | -0.035467 | 0.077397 | 0.0018298 | 0.027778 | 0 | 0 | 0.0098494 | 0.036224 | 0.041308 | 0.014916
AIEA 3 | AIEA 2 | Underlying Load Residential | -0.0093039 | 0.019976 | 0.000563 | 0 | 0 | 0 | 0.0088504 | 0.0094086 | 0.0048545 | 0.0040335
AIEA 3 | AIEA 2 | Underlying Load Commercial | -0.03866 | 0.026948 | 0.0005576 | 0.0025614 | 0 | 0 | 0.0020207 | 0.02292 | 0.025035 | 0.027963
AIEA 3 | AIEA 3 | Underlying Load Residential | -0.025396 | 0.04535 | 0 | 0 | 0 | -0.0011341 | 0.018534 | 0.014814 | 0.0057393 | 0.0083399
AIEA 3 | AIEA 3 | Underlying Load Commercial | -0.0003875 | 0.0060565 | 0 | 0.0002877 | 0 | 0 | 0.003064 | 0.0051555 | 0.0032882 | 0.0004045
AIEA 3 | AIEA 3 | New Service Requests | 1.713 | 0 | 2.98 | 0 | 0 | 0 | 0 | 0 | 0 | 0
AIKAHI 1 | KALAHEO | Underlying Load Residential | -0.020801 | 0.05565 | 0 | 0 | 0 | -0.0012813 | 0.023541 | 0.017954 | 0.014756 | 0.013388
AIKAHI 1 | KALAHEO | Underlying Load Commercial | -0.01229 | 0.0053471 | 0.000552 | 0.0018966 | 0 | 0 | 0 | 0.0092295 | 0.0027604 | 0.029958
AIKAHI 2 | BAY DR | Underlying Load Residential | -0.017005 | 0.030957 | 0 | 0 | 0 | 0 | 0.0050332 | 0.014067 | 0.0047851 | 0.011189
AIKAHI 2 | BAY DR | Underlying Load Commercial | -0.0042315 | 0.015099 | 0 | 0.0003232 | 0 | 0 | 0 | 0.0064896 | 0.0004943 | 0
AIKAHI 3 | ILIAINA | Underlying Load Residential | -0.023911 | 0.034876 | 0.0004452 | 0 | 0 | -0.0006075 | 0.01727 | 0.017381 | 0.010857 | 0.00633
AIKAHI 3 | ILIAINA | Underlying Load Commercial | -0.016019 | 0.057963 | 0.0056719 | 0.0012998 | 0.08 | 0 | 0.090129 | 0.21382 | 0.12503 | 0.0017197
AINA KOA 1 | KAHALA MALL | Underlying Load Residential | -0.037429 | 0.061698 | 0.0007996 | 0 | 0 | -0.0003918 | 0.015926 | 0.023828 | 0.013264 | 0.017093
AINA KOA 1 | KAHALA MALL | Underlying Load Commercial | -0.068199 | 0.23288 | 0.0037204 | 0.0034007 | 0 | -0.003229 | 0.0078562 | 0.060304 | 0.018165 | 0.011487
AINA KOA 1 | WAIALAE NUI | Underlying Load Residential | -0.024969 | 0.046678 | 0.0003893 | 0 | 0 | 0 | 0.013639 | 0.020958 | 0.0071318 | 0.007378
AINA KOA 1 | WAIALAE NUI | Underlying Load Commercial | -0.035358 | 0.16656 | 0.0001509 | 0 | 0 | 0 | 0 | 0.011193 | 0.018931 | 0.0082939
AINA KOA 1 4KV | KEALAOLU | Underlying Load Residential | -0.0098223 | 0.013322 | 0 | 0 | 0 | 0 | 0.0046297 | 0.0073078 | 0.0028355 | 0.001667
AINA KOA 1 4KV | KEALAOLU | Underlying Load Commercial | -0.001058 | 0.0045496 | 0.006791 | 0.0060836 | 0 | 0 | 0.000948 | 0.0047063 | 0.002482 | 0.00011
ARCHER 1 | ARCHER 1 | Underlying Load Commercial | -0.098748 | 0.092457 | 0 | 0.000788 | 0 | 0 | 0 | 0.027558 | 0.013119 | 0
ARCHER 1 | ARCHER 1 | New Service Requests | 0 | 0 | 2 | 0 | 0 | 0 | 0 | 0 | 0 | 0
ARCHER 1 | ARCHER 2 | Underlying Load Commercial | -0.25413 | 0.47193 | 0 | 0.0005956 | 0 | 0 | 0.033372 | 0.038117 | 0 | 0
ARCHER 2 | ARCHER 3 | Underlying Load Residential | -0.0003812 | 0.0008302 | 0 | 0 | 0 | 0 | 0.0002584 | 0.000449 | 0 | 0.0002584
ARCHER 2 | ARCHER 3 | Underlying Load Commercial | -0.10673 | 0.27271 | 0.0011085 | 0.037276 | 0.002499 | 0 | 0.013802 | 0.092559 | 0.034252 | 0.026094
ARCHER 2 | ARCHER 4 | Underlying Load Commercial | -0.011091 | 0.32081 | 0 | 0 | 0 | 0 | 0 | 0.089271 | 0 | 0
BARBERS PT TANK FARM 2 | INDUSTRIAL | Underlying Load Commercial | -0.20466 | 0.63798 | 0.2892 | 1.1292 | 1.23 | -0.0068934 | 2.9398 | 5.4022 | 2.2849 | 1.8743
BWS-EWA WATER SYSTEM | EWA WATER 2 | Underlying Load Commercial | 0 | 0.000459 | 0 | 0 | 0 | 0 | 0 | 0 | 0 | 0
BWS-PUNALUU | BWS-PUNALUU | Underlying Load Commercial | 0 | 0 | 0 | 0 | 0 | 0 | 0 | 1.8e-05 | 0 | 0
CEIP 2 | CEIP 3 | Underlying Load Commercial | -0.26098 | 1.2517 | 0.39647 | 0.32164 | 0.212 | -0.12186 | 0.52765 | 0.3548 | 0.11806 | 0.042535
CEIP 2 | CEIP 3 | New Service Requests | 1.95 | 0 | 0 | 0 | 0 | 0 | 0 | 0 | 0 | 0
CEIP 2 | CEIP 4 | Underlying Load Residential | -0.079942 | 0.18348 | 0 | 0 | 0 | -0.0006913 | 0.016059 | 0.029885 | 0.0098911 | 0.0099332
CEIP 2 | CEIP 4 | Underlying Load Commercial | -0.0013573 | 0.002436 | 0.0002768 | 0.0006703 | 0 | 0 | 0.0007088 | 0.0054756 | 0.0022077 | 0.0016573
ENA 1 | ALA MOANA | Underlying Load Residential | -6.37e-05 | 0.0005096 | 0 | 0 | 0 | 0 | 6.37e-05 | 0.0001274 | 0 | 6.37e-05
ENA 1 | ALA MOANA | Underlying Load Commercial | -0.037323 | 0.079785 | 0 | 0 | 0 | 0 | 6.37e-05 | 0.004854 | 0.026706 | 0
ENA 1 | HAWN VILLAGE 1 | Underlying Load Residential | -0.0002104 | 0.000526 | 0 | 0 | 0 | 0 | 0 | 0.0001052 | 0.0002104 | 0.0002104
ENA 1 | HAWN VILLAGE 1 | Underlying Load Commercial | -0.0684 | 0.51466 | 0.012045 | 0.11163 | 0 | 0 | 0 | 0.0009574 | 0 | 0.000747
ENA 2 | ILIKAI | Underlying Load Residential | -0.024075 | 0.045267 | 0 | 0 | 0 | -0.0008524 | 0.016779 | 0.013495 | 0.0084464 | 0.0065749
ENA 2 | ILIKAI | Underlying Load Commercial | -0.0015547 | 0.0022146 | 0.010353 | 0.0002644 | 0 | 0 | 0.0004519 | 0.0051123 | 0.0017843 | 0.0005805
ENA 2 | LAGOON | Underlying Load Residential | -0.0024258 | 0.0032344 | 0 | 0 | 0 | 0 | 0 | 0.018658 | 0.0008086 | 0.0008086
ENA 2 | LAGOON | Underlying Load Commercial | 0 | 0.021458 | 0 | 0.012726 | 0 | 0 | 0 | 0.027368 | 0.0001575 | 0
ENA 3 | DE RUSSY | Underlying Load Commercial | -0.085622 | 0.14258 | 0 | 0 | 0 | -0.050004 | 0 | 0.016269 | 0 | 0.0012935
ENA 4 | ENA 1 | Underlying Load Residential | -0.015065 | 0.023933 | 0.0002499 | 0 | 0 | -0.0001836 | 0.0067814 | 0.010003 | 0.0029404 | 0.0052752
ENA 4 | ENA 1 | Underlying Load Commercial | -0.053629 | 0.055721 | 0 | 0.051399 | 0 | -0.0001339 | 0.0001376 | 0.0073234 | 0.005231 | 0.0041848
ENA 4 | ENA 2 | Underlying Load Commercial | -0.0007765 | 0.001553 | 0 | 0 | 0 | 0 | 0 | 0.0007765 | 0 | 0
EWA BEACH 1 | EWA BEACH 1 | Underlying Load Residential | -0.15354 | 0.27388 | 0.0069471 | 0 | 0 | -0.0079227 | 0.10785 | 0.11051 | 0.059304 | 0.048765
EWA BEACH 1 | EWA BEACH 1 | Underlying Load Commercial | -0.14496 | 0.10052 | 0.0019245 | 0.041857 | 0 | -0.006885 | 0.046615 | 0.034759 | 0.072816 | 0.0029604
EWA BEACH 1 | EWA BEACH 2 | Underlying Load Residential | -0.10839 | 0.19015 | 0.0021498 | 0 | 0 | -0.0069718 | 0.061977 | 0.082732 | 0.043775 | 0.029317
EWA BEACH 1 | EWA BEACH 2 | Underlying Load Commercial | -0.053043 | 0.049077 | 0.0005553 | 0.0004674 | 0 | 0 | 0.011169 | 0.082083 | 0.0090946 | 0
EWA BEACH 2 | EWA BEACH 3 | Underlying Load Residential | -0.1036 | 0.16555 | 0.003394 | 0 | 0 | -0.0021016 | 0.053114 | 0.08147 | 0.038973 | 0.037313
EWA BEACH 2 | EWA BEACH 3 | Underlying Load Commercial | -0.070409 | 0.042467 | 0 | 0.021552 | 0 | 0 | 0.000102 | 0.017456 | 6.8e-05 | 0.11017
EWA BEACH 2 | EWA BEACH 3 | New Service Requests | 0.311 | 2.898 | 0 | 0 | 0 | 0 | 0 | 0 | 0 | 0
EWA BEACH 2 | EWA BEACH 4 | Underlying Load Residential | -0.20025 | 0.34085 | 0 | 0 | 0 | -0.010142 | 0.10794 | 0.12009 | 0.065923 | 0.061241
EWA BEACH 2 | EWA BEACH 4 | Underlying Load Commercial | -0.08133 | 0.088527 | 0.0004937 | 0.00267 | 0 | 0 | 0.002005 | 0.027903 | 0.017615 | 0.0048631
EWA NUI 1 | EWA NUI 1 | Underlying Load Residential | -0.11882 | 0.20947 | 0.0012485 | 0 | 0 | -0.0081395 | 0.077331 | 0.098319 | 0.047909 | 0.032648
EWA NUI 1 | EWA NUI 1 | Underlying Load Commercial | -0.089543 | 0.22941 | 0.0009901 | 0 | 0 | 0 | 0.029107 | 0.064456 | 0.0023837 | 0.0028917
EWA NUI 1 | EWA NUI 1 | New Service Requests | 0 | 3.097 | 4.323 | 1.5 | 0 | 0 | 0 | 0.19 | 0 | 0
EWA NUI 2 | EWA NUI 2 | Underlying Load Residential | -0.091385 | 0.14218 | 0.0006646 | 0 | 0 | -0.0038066 | 0.034527 | 0.06862 | 0.028871 | 0.02875
EWA NUI 2 | EWA NUI 2 | Underlying Load Commercial | -0.070383 | 0.13024 | 0 | 0 | 0 | 0 | 0.0088592 | 0.045248 | 0.025554 | 0.0063217
EWA NUI 2 | EWA NUI 2 | New Service Requests | 1.042 | 0.673 | 2.439 | 1.5 | 0 | 0 | 0 | 0 | 0 | 0
FORT ST 1 | FORT ST 1 | Underlying Load Commercial | -0.009059 | 0.006306 | 0 | 0 | 0 | -0.005589 | 0.019728 | 0.055359 | 0.000218 | 0
FORT ST 1 | FORT ST 2 | Underlying Load Residential | -0.0096004 | 0.015699 | 0.0002625 | 0 | 0 | 0 | 0.0044045 | 0.0045907 | 0.0039559 | 0.002994
FORT ST 1 | FORT ST 2 | Underlying Load Commercial | -0.0011434 | 0.024895 | 0.0001681 | 0.0005545 | 0 | 0 | 0.0002606 | 0.0006239 | 0.016677 | 0.0002773
FORT ST 2 | FORT ST 3 | Underlying Load Residential | -0.0007104 | 0.0033246 | 0 | 0 | 0 | 0 | 0.000119 | 0.0017562 | 0.0002808 | 0.000119
FORT ST 2 | FORT ST 3 | Underlying Load Commercial | -0.01335 | 0.096972 | 0 | 0.0038908 | 0 | -0.010863 | 0.0002808 | 0.0035364 | 0.0002808 | 0.024203
FORT ST 2 | FORT ST 4 | Underlying Load Residential | -0.033342 | 0.048687 | 0 | 0 | 0 | 0 | 0.017538 | 0.02113 | 0.012795 | 0.010067
FORT ST 2 | FORT ST 4 | Underlying Load Commercial | -0.076701 | 0.14378 | 0.004454 | 0.0045406 | 0 | -0.0040207 | 0.0079794 | 0.022616 | 0.0059226 | 0.0029613
FORT ST 4KV | NUUANU | Underlying Load Residential | -0.021838 | 0.042195 | 0 | 0 | 0 | -0.0005195 | 0.013767 | 0.013152 | 0.0063869 | 0.0048377
FORT ST 4KV | NUUANU | Underlying Load Commercial | -0.0093594 | 0.012312 | 0.0031437 | 0.0027796 | 0 | -0.000132 | 0.004942 | 0.014944 | 0.0082473 | 0.0048336
FORT ST 4KV | PUNCHBOWL | Underlying Load Residential | -0.027961 | 0.039278 | 0.0012348 | 0 | 0 | -0.0006184 | 0.023302 | 0.012557 | 0.012905 | 0.0078546
FORT ST 4KV | PUNCHBOWL | Underlying Load Commercial | -0.0010007 | 0.0081626 | 0.0003015 | 0.0003504 | 0 | 0 | 0.0003112 | 0.0071755 | 0.001011 | 0
FORT WEAVER 1 | FORT WEAVER 1 | Underlying Load Residential | -0.14844 | 0.22976 | 0.0010016 | 0 | 0 | -0.0046249 | 0.072358 | 0.093186 | 0.047282 | 0.040219
FORT WEAVER 1 | FORT WEAVER 1 | Underlying Load Commercial | -0.01387 | 0.0081036 | 0.023078 | 0.017418 | 0.01 | 0 | 0.040713 | 0.0045185 | 0.036097 | 0.023949
FORT WEAVER 1 | FORT WEAVER 2 | Underlying Load Residential | -0.20482 | 0.35517 | 0.0087487 | 0 | 0 | -0.0015428 | 0.10003 | 0.13074 | 0.072251 | 0.045149
FORT WEAVER 1 | FORT WEAVER 2 | Underlying Load Commercial | -0.075765 | 0.0022121 | 0.0005003 | 0.0024986 | 0.04 | 0 | 0.076216 | 0.081822 | 0.0008642 | 0.0012503
FORT WEAVER 1 | FORT WEAVER 2 | New Service Requests | 1.388 | 0 | 0 | 0 | 0 | 0 | 0 | 0 | 0 | 0
FORT WEAVER 2 | FORT WEAVER 3 | Underlying Load Residential | -0.16685 | 0.27811 | 0.0019085 | 0 | 0 | -0.0075017 | 0.080877 | 0.10787 | 0.05007 | 0.041533
FORT WEAVER 2 | FORT WEAVER 3 | Underlying Load Commercial | -0.17851 | 0.2123 | 0.0002272 | 0.0003802 | 0 | -0.0085578 | 0.0003059 | 0.0099746 | 0.010461 | 0.0021045
FORT WEAVER 2 | FORT WEAVER 4 | Underlying Load Residential | -0.10163 | 0.16783 | 0.0025164 | 0 | 0 | -0.0051206 | 0.051269 | 0.062403 | 0.032129 | 0.024185
FORT WEAVER 2 | FORT WEAVER 4 | Underlying Load Commercial | -0.013654 | 0.018817 | 0.0015436 | 0.0012311 | 0 | -0.000247 | 0.0020941 | 0.0077689 | 0.0010035 | 0.0079203
HALA 1 | HALA 1 | Underlying Load Residential | -0.033007 | 0.072538 | 0.0011115 | 0 | 0 | -0.0016751 | 0.017216 | 0.020632 | 0.01143 | 0.010491
HALA 1 | HALA 1 | Underlying Load Commercial | -0.0013669 | 0.013425 | 0.0025588 | 0.011054 | 0 | 0 | 0.0010609 | 0.0097261 | 0.0023988 | 0.04191
HALA 1 | HALA 2 | Underlying Load Residential | -0.038137 | 0.077598 | 0.0009407 | 0 | 0 | -0.0020881 | 0.025155 | 0.024066 | 0.014802 | 0.013853
HALA 1 | HALA 2 | Underlying Load Commercial | -0.13045 | 0.14127 | 0.0077252 | 0.008271 | 0 | -0.0027633 | 0.0099372 | 0.036376 | 0.026008 | 0.024761
HALA 2 | HALA 3 | Underlying Load Residential | -0.068037 | 0.10091 | 0 | 0 | 0 | -0.0046196 | 0.02968 | 0.054111 | 0.025574 | 0.021515
HALA 2 | HALA 3 | Underlying Load Commercial | -0.029315 | 0.061176 | 0.011563 | 0.028482 | 0 | -0.0008415 | 0.011805 | 0.083655 | 0.004556 | 0.012669
HALA 2 | HALA 4 | Underlying Load Residential | -0.033184 | 0.059297 | 0 | 0 | 0 | 0 | 0.018232 | 0.027293 | 0.010846 | 0.007275
HALA 2 | HALA 4 | Underlying Load Commercial | -0.0007576 | 0.09075 | 0 | 0.018354 | 0 | 0 | 0.0001909 | 0.023593 | 0.0001878 | 0.0006584
HANUA | HANUA 2 | Underlying Load Commercial | -0.000229 | 0 | 0 | 0.000229 | 0 | 0 | 0.28 | 0.92 | 0.61194 | 0.22
HAUULA | HAUULA | Underlying Load Residential | -0.041477 | 0.080733 | 0.0008303 | 0 | 0 | -0.0005559 | 0.026898 | 0.027073 | 0.018718 | 0.011974
HAUULA | HAUULA | Underlying Load Commercial | -0.014816 | 0.010648 | 0.010626 | 0.016341 | 0 | 0 | 0.000255 | 0.026782 | 0.000235 | 0.0007285
HAUULA | HAUULA | New Service Requests | 0.62 | 0.14 | 0.36 | 0.51 | 0.3 | 0 | 0.07 | 0.13 | 0.09 | 0
HAUULA | PUNALUU | Underlying Load Residential | -0.067946 | 0.12897 | 0.0016812 | 0 | 0 | -0.0011668 | 0.04107 | 0.064691 | 0.034683 | 0.026182
HAUULA | PUNALUU | Underlying Load Commercial | -0.0064698 | 0.049747 | 0.0013054 | 0.002968 | 0 | -0.01121 | 0.0080601 | 0.017726 | 0.0032092 | 0.0062591
HELEMANO 1 | DOLE 1 | Underlying Load Residential | -0.000303 | 0 | 0 | 0 | 0 | 0 | 0.0012072 | 0.0008772 | 0.000303 | 0
HELEMANO 1 | DOLE 1 | Underlying Load Commercial | -0.001908 | 0.073601 | 0 | 0.0002328 | 0 | -0.013488 | 0.003915 | 0.03151 | 0.0008196 | 0.0004386
HELEMANO 2 | WHITMORE | Underlying Load Residential | -0.0022228 | 0.0040221 | 0 | 0 | 0 | 0 | 0.0010301 | 0.0021657 | 0.0002938 | 0.000625
HELEMANO 2 | WHITMORE | Underlying Load Commercial | -6.9e-05 | 0.000714 | 0 | 0.00045 | 0 | 0 | 0 | 0.0002323 | 0 | 0
HILA 1 | HILA 1 | Underlying Load Residential | -0.0070608 | 0.0091488 | 0 | 0 | 0 | 0 | 0.0026697 | 0.0029747 | 0.0024152 | 0.0023134
HILA 1 | HILA 1 | Underlying Load Commercial | -0.054225 | 0.18559 | 0.054012 | 0.0001 | 0 | 0 | 5.1e-05 | 0.0094905 | 0.0002095 | 0
HILA 1 | HILA 2 | Underlying Load Residential | -0.026142 | 0.046018 | 0.0004428 | 0 | 0 | -0.0025629 | 0.018442 | 0.017907 | 0.0090498 | 0.0077898
HILA 1 | HILA 2 | Underlying Load Commercial | -0.11622 | 0.31375 | 0.0016935 | 0.0076616 | 0 | 0 | 0.0017522 | 0.013202 | 0.00542 | 0.0060344
HILA 2 | HILA 3 | Underlying Load Residential | 0 | 0 | 0 | 0 | 0 | 0 | 0 | 0 | 0 | 0.0002705
HILA 2 | HILA 3 | Underlying Load Commercial | -0.12283 | 0.33827 | 0.011637 | 0.010086 | 0.02 | 0 | 0.058208 | 0.060517 | 0.047117 | 0.029459
HILA 3 | HILA 5 | Underlying Load Commercial | -0.097408 | 0.12483 | 0.01123 | 0.043875 | 0.04 | -0.067693 | 0.10107 | 0.1024 | 0.073406 | 0.098731
HOAEAE 1 | HOAEAE 1 | Underlying Load Residential | -0.20999 | 0.35361 | 0.0003867 | 0 | 0 | -0.0032813 | 0.088527 | 0.15689 | 0.079878 | 0.070075
HOAEAE 1 | HOAEAE 1 | Underlying Load Commercial | -0.24418 | 0.60065 | 0.0097371 | 0.11404 | 0 | 0 | 0.025888 | 0.045631 | 0.031595 | 0.047259
HOAEAE 1 | LEOOLE | Underlying Load Residential | -0.0072089 | 0.0088397 | 0 | 0 | 0 | 0 | 0.0033265 | 0.0014247 | 0.0013247 | 0.0026361
HOAEAE 1 | LEOOLE | Underlying Load Commercial | -0.09639 | 0.21281 | 0.0096472 | 0.022247 | 0 | 0 | 0.038163 | 0.068855 | 0.082605 | 0.021518
HOAEAE 1 | LEOOLE | New Service Requests | 0.25 | 0 | 0 | 0 | 0 | 0 | 0 | 0 | 0 | 0
HOAEAE 2 | HOAEAE 2 | Underlying Load Residential | -0.0063916 | 0.0081536 | 0 | 0 | 0 | 0 | 0.0006828 | 0.0030226 | 0.0012656 | 0.001707
HOAEAE 2 | HOAEAE 2 | Underlying Load Commercial | -0.039431 | 0.063553 | 0.006287 | 0.02668 | 0 | 0 | 0.023727 | 0.04263 | 0.032652 | 0.011113
HOAEAE 2 | HOAEAE 2 | New Service Requests | 0 | 1.975 | 0.72 | 0 | 0 | 0 | 0 | 0 | 0 | 0
HOAEAE 2 | HOAEAE 3 | Underlying Load Residential | -0.094121 | 0.15448 | 0 | 0 | 0 | -0.0024436 | 0.04266 | 0.059338 | 0.031967 | 0.021302
HOAEAE 2 | HOAEAE 3 | Underlying Load Commercial | -0.11902 | 0.18035 | 0.053584 | 0.017286 | 0 | -0.0009064 | 0.083554 | 0.12478 | 0.02569 | 0.097434
HONOLULU 1 | CKT 6 | Underlying Load Commercial | -0.001974 | 0.045988 | 0 | 0 | 0 | 0 | 0 | 0.018356 | 0 | 0
HONOLULU 1 | CKT 8 | Underlying Load Commercial | -0.094296 | 0.23559 | 0.047001 | 0 | 0 | 0 | 0 | 0 | 0 | 0
HONOLULU 2 | CKT 10 | Underlying Load Commercial | -0.0026862 | 0.046853 | 0.0049715 | 0.0037785 | 0.08 | 0 | 0.00143 | 0.15918 | 0.022082 | 0.022894
HONOLULU 2 | CKT 18 | Underlying Load Residential | -0.022303 | 0.02742 | 0 | 0 | 0 | -0.0002848 | 0.0002848 | 0.014718 | 0.0012125 | 0.0002848
HONOLULU 2 | CKT 18 | Underlying Load Commercial | -0.096301 | 0.13009 | 0 | 0.007392 | 0 | -0.047376 | 0.0053004 | 0.24255 | 0.0087929 | 0.001018
IWILEI 1 | IWILEI 1 11KV | Underlying Load Commercial | -0.078367 | 0.24366 | 0.030188 | 0.04069 | 0 | -0.0091345 | 0.041722 | 0.088961 | 0.031745 | 0.008756
IWILEI 1 | IWILEI 1 11KV | New Service Requests | 0.575 | 1.3 | 0 | 0 | 0 | 0 | 0 | 0 | 0 | 0
IWILEI 2 | CKT 16 | Underlying Load Commercial | -0.25775 | 0.5452 | 0 | 0.006229 | 0 | -0.05971 | 0.013996 | 0.076814 | 0.019033 | 0.005223
IWILEI 2 | WAIAKAMILO-IWILEI | Underlying Load Residential | -0.018972 | 0.030195 | 0 | 0 | 0 | 0 | 0.013086 | 0.012069 | 0.0064033 | 0.0067111
IWILEI 2 | WAIAKAMILO-IWILEI | Underlying Load Commercial | -0.0085031 | 0.039103 | 0.0001766 | 0.0003544 | 0 | 0 | 0.0002882 | 0 | 0.000399 | 0.0001
IWILEI 2 | WAIAKAMILO-IWILEI | New Service Requests | 0 | 0.195 | 0 | 0 | 1.842 | 1.032 | 0 | 0 | 0 | 0.65
IWILEI 3 | AALA | Underlying Load Residential | -0.043097 | 0.069579 | 0 | 0 | 0 | -0.002475 | 0.025424 | 0.033097 | 0.018348 | 0.011769
IWILEI 3 | AALA | Underlying Load Commercial | -0.053952 | 0.22988 | 0.0087631 | 0.013905 | 0 | 0 | 0.011653 | 0.056358 | 0.037274 | 0.0071336
IWILEI 3 | AALA | New Service Requests | 0 | 0 | 0 | 0 | 0.801 | 0 | 0 | 0 | 0 | 0
IWILEI 3 | HAWN PINE | Underlying Load Commercial | -0.13901 | 0.33723 | 0 | 0.06794 | 0 | 0 | 0.0098603 | 0.076347 | 0.010767 | 0.0036087
IWILEI T3 | IWILEI 10 | Underlying Load Residential | -0.018972 | 0.030195 | 0 | 0 | 0 | 0 | 0.013086 | 0.012069 | 0.0064033 | 0.0067111
IWILEI T3 | IWILEI 10 | Underlying Load Commercial | -0.26625 | 0.58431 | 0.0001766 | 0.0065834 | 0 | -0.05971 | 0.014284 | 0.076814 | 0.019432 | 0.005323
IWILEI T3 | IWILEI 9 | Underlying Load Residential | -0.10667 | 0.40838 | 0 | 0 | 0 | 0 | 0.0058976 | 0.10388 | 0.0010864 | 0.0017072
IWILEI T3 | IWILEI 9 | Underlying Load Commercial | -0.18247 | 0.366 | 0.01054 | 0.045028 | 0 | 0 | 0.01054 | 0.015727 | 0.031536 | 0
IWILEI T4 | IWILEI 13 | Underlying Load Residential | -0.024156 | 0.035114 | 0 | 0 | 0 | 0 | 0.0073393 | 0.034147 | 0.011604 | 0.0084628
IWILEI T4 | IWILEI 13 | Underlying Load Commercial | -0.035406 | 0.23968 | 0 | 0.0029682 | 0.091 | 0 | 0.0030682 | 0.0069545 | 0.0098367 | 0.0096413
IWILEI T4 | IWILEI 14 | Underlying Load Residential | -0.043097 | 0.069579 | 0 | 0 | 0 | -0.002475 | 0.025424 | 0.033097 | 0.018348 | 0.011769
IWILEI T4 | IWILEI 14 | Underlying Load Commercial | -0.19296 | 0.56711 | 0.0087631 | 0.081844 | 0 | 0 | 0.021514 | 0.13271 | 0.048041 | 0.010742
KAHALA 1 12KV | KILAUEA 12KV | Underlying Load Residential | -0.037962 | 0.06681 | 0 | 0 | 0 | -0.0020182 | 0.022167 | 0.022754 | 0.0095594 | 0.012153
KAHALA 1 12KV | KILAUEA 12KV | Underlying Load Commercial | -0.019365 | 0.017535 | 0.0031772 | 0.052541 | 0 | 0 | 0.0093804 | 0.059327 | 0.0048072 | 0.074867
KAHALA 1 4KV | BLACK PT | Underlying Load Residential | -0.0073498 | 0.010522 | 0 | 0 | 0 | 0 | 0.003388 | 0.0068694 | 0.0034438 | 0.004872
KAHALA 1 4KV | BLACK PT | Underlying Load Commercial | 0 | 0 | 0 | 0 | 0 | 0 | 0 | 0.0004663 | 0 | 0.0004663
KAHALA 1 4KV | HUNAKAI | Underlying Load Residential | -0.015493 | 0.029793 | 0 | 0 | 0 | -0.0012659 | 0.0084998 | 0.0090733 | 0.0056467 | 0.0043247
KAHALA 1 4KV | HUNAKAI | Underlying Load Commercial | -0.035306 | 0.071191 | 0 | 0 | 0 | 0 | 0.0003486 | 0.0003962 | 0 | 0.0018626
KAHALA 1 4KV | KAHALA | Underlying Load Residential | -0.039081 | 0.087696 | 0 | 0 | 0 | -0.0026198 | 0.033688 | 0.065568 | 0.01312 | 0.0073054
KAHALA 1 4KV | KAHALA | Underlying Load Commercial | -0.000324 | 0 | 0 | 0 | 0 | 0 | 0.0007529 | 0 | 0 | 0
KAHALA 2 12KV | KAHALA 3 | Underlying Load Residential | -0.046896 | 0.09455 | 0 | 0 | 0 | -0.0013024 | 0.018583 | 0.036513 | 0.019126 | 0.011564
KAHALA 2 12KV | KAHALA 3 | Underlying Load Commercial | -0.004284 | 0.0050542 | 0 | 0.009 | 0 | 0 | 0.026137 | 0.022349 | 0.000535 | 0.010176
KAHALA 2 12KV | KAHALA 3 | New Service Requests | 0 | 1.7 | 0 | 0 | 0 | 0 | 0 | 0 | 0 | 0
KAHALA 2 12KV | LUAWAI | Underlying Load Residential | -0.066523 | 0.1174 | 0.0007082 | 0 | 0 | -0.0005056 | 0.03342 | 0.049565 | 0.021878 | 0.02355
KAHALA 2 12KV | LUAWAI | Underlying Load Commercial | -0.061475 | 0.088161 | 0.0048991 | 0.041029 | 0 | -0.010965 | 0.027307 | 0.07157 | 0.019077 | 0.02056
KAHALA 2 12KV | LUAWAI | New Service Requests | 1.224 | 0 | 0 | 0 | 0 | 0 | 0 | 0 | 0 | 0
KAHALA 2 4KV | FARMERS RD | Underlying Load Residential | -0.030866 | 0.047001 | 0 | 0 | 0 | -0.0002735 | 0.013533 | 0.014769 | 0.012955 | 0.0079464
KAHALA 2 4KV | FARMERS RD | Underlying Load Commercial | -0.018012 | 0 | 0 | 0.000382 | 0 | 0 | 0 | 0.001411 | 0.0002991 | 0.0003199
KAHALA 2 4KV | KILAUEA 4KV | Underlying Load Residential | -0.023137 | 0.039066 | 0 | 0 | 0 | -0.0010444 | 0.014359 | 0.014656 | 0.0071466 | 0.0031718
KAHALA 2 4KV | KILAUEA 4KV | Underlying Load Commercial | 0 | 0 | 0 | 0.0004272 | 0 | 0 | 0.0002488 | 0 | 0.0001336 | 0
KAHALA 2 4KV | KOLOA | Underlying Load Residential | -0.022042 | 0.055525 | 0 | 0 | 0 | -0.0004407 | 0.010399 | 0.01496 | 0.010437 | 0.0058419
KAHALA 2 4KV | KOLOA | Underlying Load Commercial | 0 | 0 | 0 | 0 | 0 | 0 | 0 | 0.003102 | 0 | 0
KAHE 1 | BARBERS PT | Underlying Load Residential | -0.041302 | 0.1171 | 0 | 0 | 0 | -0.0009486 | 0.015892 | 0.047844 | 0.011278 | 0.010004
KAHE 1 | BARBERS PT | Underlying Load Commercial | -0.022242 | 0.26112 | 0.39955 | 0.1331 | 0.171 | 0 | 0.24903 | 0.5857 | 0.36958 | 0.10227
KAHE 1 | KAHE | Underlying Load Residential | -0.084589 | 0.15791 | 0.0029785 | 0 | 0 | -0.0019571 | 0.037441 | 0.064392 | 0.02605 | 0.032148
KAHE 1 | KAHE | Underlying Load Commercial | -0.033734 | 0.052824 | 0.0030138 | 0.047332 | 0.22 | 0 | 0.80516 | 2.0127 | 0.84625 | 0.96952
KAHUKU | KAHUKU | Underlying Load Residential | -0.051327 | 0.081805 | 0 | 0 | 0 | -0.0003836 | 0.020198 | 0.027986 | 0.016181 | 0.012058
KAHUKU | KAHUKU | Underlying Load Commercial | -0.063563 | 0.14222 | 0.005169 | 0.0029692 | 0 | -0.005184 | 0.019621 | 0.05173 | 0.010068 | 0.0085695
KAHUKU | KAWELA | Underlying Load Residential | -0.023969 | 0.049995 | 0 | 0 | 0 | -0.0007995 | 0.020188 | 0.016603 | 0.011659 | 0.0084503
KAHUKU | KAWELA | Underlying Load Commercial | -0.08166 | 0.095554 | 0.022018 | 0.023237 | 0 | 0 | 0.037737 | 0.085033 | 0.041874 | 0.011732
KAHUKU | KAWELA | New Service Requests | 0 | 1.101 | 0 | 0 | 0 | 0 | 0 | 0 | 0 | 0
KAILUA 1 | KAILUA 1 | Underlying Load Residential | -0.045566 | 0.084859 | 0 | 0 | 0 | -0.0007724 | 0.031902 | 0.043723 | 0.016021 | 0.017124
KAILUA 1 | KAILUA 1 | Underlying Load Commercial | -0.010276 | 0.068483 | 0.0003522 | 0.0039803 | 0 | 0 | 0.0022506 | 0.018142 | 0.0072385 | 0.0030412
KAILUA 1 | KAILUA 2 | Underlying Load Residential | -0.1318 | 0.17475 | 0.001401 | 0 | 0 | -0.0038844 | 0.049339 | 0.073153 | 0.036368 | 0.030518
KAILUA 1 | KAILUA 2 | Underlying Load Commercial | -0.066941 | 0.091322 | 0.0020656 | 0.022137 | 0 | -0.0012278 | 0.019001 | 0.058448 | 0.021015 | 0.014911
KAILUA 1 4KV | COCONUT GROVE | Underlying Load Residential | -0.026153 | 0.043783 | 0.0006182 | 0 | 0 | -0.0010356 | 0.011027 | 0.02215 | 0.0090562 | 0.010002
KAILUA 1 4KV | COCONUT GROVE | Underlying Load Commercial | -0.0018822 | 0.0050221 | 0 | 0.0075309 | 0 | 0 | 0.0003727 | 0.0004586 | 0.0046556 | 0.0005196
KAILUA 1 4KV | TOWN | Underlying Load Residential | -0.0005677 | 0.0011354 | 0 | 0 | 0 | 0 | 0 | 0.0007299 | 8.11e-05 | 0.0001622
KAILUA 1 4KV | TOWN | Underlying Load Commercial | -0.0001622 | 0.011364 | 0 | 0 | 0 | 0 | 0 | 0.0001622 | 0 | 0
KAILUA 2 4KV | KALAMA | Underlying Load Residential | -0.015211 | 0.023119 | 0 | 0 | 0 | -0.0016509 | 0.010799 | 0.0096314 | 0.0052299 | 0.0046227
KAILUA 2 4KV | KALAMA | Underlying Load Commercial | -0.0057719 | 0.035501 | 0.0070466 | 0.0021859 | 0 | 0 | 0.0030726 | 0.0019384 | 0.0008852 | 0.0016521
KAILUA 2 4KV | LANIKAI | Underlying Load Residential | -0.000147 | 0.0008289 | 0 | 0 | 0 | 0 | 0 | 0 | 0 | 0
KAILUA 2 4KV | LANIKAI | Underlying Load Commercial | -0.00285 | 0.0033318 | 0.0015516 | 0.0012045 | 0 | 0 | 0.0004818 | 0.0004818 | 0.0003879 | 0.0012576
KAILUA 2 4KV | MAUNAWILI | Underlying Load Commercial | -0.0029115 | 0 | 0 | 0 | 0 | 0 | 0 | 0 | 0 | 0
KAIMUKI 1 | KAI-WAIALAE | Underlying Load Residential | -0.020129 | 0.038236 | 0.0002592 | 0 | 0 | -0.0018763 | 0.014267 | 0.016181 | 0.0071609 | 0.007891
KAIMUKI 1 | KAI-WAIALAE | Underlying Load Commercial | -0.0011536 | 0.002287 | 0 | 0.000119 | 0 | 0 | 0 | 0.0001608 | 0.000526 | 0
KAIMUKI 1 | RUGER | Underlying Load Residential | -0.012377 | 0.019272 | 0.0015672 | 0 | 0 | -0.0004215 | 0.0073158 | 0.0072934 | 0.0035684 | 0.0026506
KAIMUKI 1 | RUGER | Underlying Load Commercial | 0 | 0.0010156 | 0 | 0 | 0 | 0 | 0 | 0.0005429 | 0 | 0
KAIMUKI 2 | KAI-HARDING | Underlying Load Residential | -0.0066006 | 0.018606 | 0 | 0 | 0 | 0 | 0.004237 | 0.0072492 | 0.0036527 | 0.0010476
KAIMUKI 2 | KAI-HARDING | Underlying Load Commercial | -0.000233 | 0.0047965 | 0.0002671 | 0 | 0 | 0 | 0.004781 | 0.002271 | 0.0002447 | 0
KAIMUKI 2 | KAI-KAIMUKI | Underlying Load Residential | -0.015676 | 0.029167 | 0 | 0 | 0 | -0.0019003 | 0.0056826 | 0.0088765 | 0.0056044 | 0.0035359
KAIMUKI 2 | KAI-KAIMUKI | Underlying Load Commercial | -0.0001944 | 0.0088294 | 0 | 0 | 0 | 0 | 0 | 0 | 0 | 0
KAIMUKI 2 | KAI-WILHELMINA | Underlying Load Residential | -0.010134 | 0.016533 | 0.000384 | 0 | 0 | -0.0001233 | 0.0063022 | 0.0070264 | 0.0043298 | 0.002815
KAIMUKI 2 | KAI-WILHELMINA | Underlying Load Commercial | -0.018353 | 0.046019 | 0.0053622 | 0.004488 | 0 | -0.0035085 | 0.0052197 | 0.01539 | 0.0030572 | 0.0029351
KAKAAKO 1 | KAMANI | Underlying Load Residential | 0 | 0.000759 | 0 | 0 | 0 | 0 | 0 | 0 | 0.000253 | 0
KAKAAKO 1 | KAMANI | Underlying Load Commercial | -0.066186 | 0.10964 | 0.0005992 | 0.004087 | 0 | -0.046473 | 0.024712 | 0.004087 | 0.0036327 | 0.002536
KAKAAKO 1 | KAMANI | New Service Requests | 0 | 0 | 0 | 0 | 0.5 | 0 | 0 | 0 | 0 | 0
KAKAAKO 1 | QUEEN ST | Underlying Load Residential | 0 | 0.0008064 | 0 | 0 | 0 | 0 | 0 | 0 | 0 | 0
KAKAAKO 1 | QUEEN ST | Underlying Load Commercial | -0.13195 | 0.13977 | 0.0003527 | 0.034807 | 0 | 0 | 0.001733 | 0.0072384 | 0.005997 | 0.0002688
KAKAAKO 1 | QUEEN ST | New Service Requests | 0 | 1.755 | 0 | 0 | 0 | 0 | 0 | 0 | 0 | 0
KAKAAKO 2 | AHUI | New Service Requests | 0 | 0 | 0.984 | 0 | 0 | 0 | 0 | 0 | 0 | 0
KAKAAKO 2 | ILANIWAI | Underlying Load Residential | 0 | 0.0006133 | 0 | 0 | 0 | 0 | 0.0004146 | 0 | 0.0004146 | 0.0006219
KAKAAKO 2 | ILANIWAI | Underlying Load Commercial | -0.0045954 | 0.056353 | 0.182 | 0.18202 | 0.091 | -0.0003457 | 0.18233 | 0.11454 | 0.016772 | 0.0024549
KAKAAKO 3 | KAKAAKO 5 | Underlying Load Residential | -0.0072594 | 0.01284 | 0 | 0 | 0 | 0 | 0.0043124 | 0.0050147 | 0.0022294 | 0.0015202
KAKAAKO 3 | KAKAAKO 5 | Underlying Load Commercial | -0.0050158 | 0.0094516 | 0.0024353 | 0.0027173 | 0 | -0.0004549 | 0.00152 | 0.0073768 | 0.02191 | 0.0056415
KAKAAKO 3 | KAKAAKO 5 | New Service Requests | 0 | 0 | 0.75 | 0 | 0 | 0 | 0 | 0 | 0 | 0
KAKAAKO 3 | KAKAAKO 6 | Underlying Load Commercial | -0.12149 | 0.2406 | 0 | 0 | 0 | 0 | 0 | 0.002388 | 0 | 0
KAKAAKO 3 | KAKAAKO 6 | New Service Requests | 0 | 0 | 0 | 0 | 4.686 | 0 | 0 | 0 | 0 | 0
KAKAAKO 4 | KAKAAKO 8 | Underlying Load Commercial | -0.15453 | 0.094883 | 0 | 0.010004 | 0 | 0 | 0.020303 | 0.047253 | 0.061024 | 0.012097
KAKAAKO 4 | KAKAAKO 9 | Underlying Load Residential | -0.0070773 | 0.0049555 | 0 | 0 | 0 | 0 | 0.0053774 | 0.003841 | 0.0023046 | 0.0011523
KAKAAKO 4 | KAKAAKO 9 | Underlying Load Commercial | -0.063226 | 0.077747 | 0.017435 | 0.013077 | 0 | -0.0030122 | 0.012293 | 0.074582 | 0.016826 | 0.011677
KAKAAKO 4 | KEAWE | Underlying Load Residential | -0.0064288 | 0.0092071 | 0 | 0 | 0 | 0 | 0.0058702 | 0.0038465 | 0.0028763 | 0.0026509
KAKAAKO 4 | KEAWE | Underlying Load Commercial | -0.15657 | 0.27335 | 0.0074538 | 0.054949 | 0.04 | 0 | 0.020933 | 0.093409 | 0.0004599 | 0.057194
KALAHEO 1 | KALAHEO 1 | Underlying Load Commercial | -0.087363 | 0.22252 | 0 | 0.047796 | 0 | 0 | 0 | 0 | 0.012756 | 0
KALAMA 1 | KAINALU | Underlying Load Residential | -0.043688 | 0.080627 | 0 | 0 | 0 | -0.001137 | 0.019117 | 0.037743 | 0.018471 | 0.014231
KALAMA 1 | KAINALU | Underlying Load Commercial | -0.000491 | 0.0003428 | 0 | 0.000214 | 0 | 0 | 0.0004836 | 0 | 0 | 0
KALAMA 1 | ONEAWA | Underlying Load Residential | -0.025216 | 0.034612 | 0 | 0 | 0 | 0 | 0.0087423 | 0.017726 | 0.0052035 | 0.0050255
KALAMA 1 | ONEAWA | Underlying Load Commercial | 0 | 0.000211 | 0 | 0 | 0 | 0 | 0 | 0 | 0 | 0
KALAMA 2 CSP | AINONI | Underlying Load Residential | -0.029268 | 0.040572 | 0 | 0 | 0 | 0 | 0.012708 | 0.01752 | 0.007746 | 0.010549
KALAMA 2 CSP | AINONI | Underlying Load Commercial | 0 | 0 | 0 | 0 | 0 | 0 | 0 | 0.0002445 | 0.010557 | 0.0005753
KALIHI 1 | KALIHI KAI | Underlying Load Residential | -0.013899 | 0.031319 | 0 | 0 | 0 | 0 | 0.014095 | 0.010608 | 0.0027502 | 0.0021901
KALIHI 1 | KALIHI KAI | Underlying Load Commercial | -0.0033445 | 0.013554 | 0.0011342 | 0.0013935 | 0 | 0 | 0.0034697 | 0.0079794 | 0.0087861 | 0.0010548
KALIHI 1 | KALIHI UKA | Underlying Load Residential | -0.0095958 | 0.020915 | 0.001027 | 0 | 0 | -0.0024642 | 0.0065287 | 0.0097553 | 0.0044422 | 0.0059487
KALIHI 1 | KALIHI UKA | Underlying Load Commercial | -0.0024528 | 0.0002225 | 0.0098362 | 0.0002936 | 0 | 0 | 0 | 0.001605 | 0 | 0.0002936
KALIHI 2 | BECKLEY | Underlying Load Residential | -0.00751 | 0.0078822 | 0 | 0 | 0 | -0.0008908 | 0.002938 | 0.0080166 | 0.0039906 | 0.0012728
KALIHI 2 | BECKLEY | Underlying Load Commercial | -0.0002526 | 0.0060141 | 0 | 0 | 0 | 0 | 0 | 0.0048858 | 0 | 0
KALIHI 2 | KAM IV | Underlying Load Residential | -0.030506 | 0.052461 | 0 | 0 | 0 | -0.0023346 | 0.020622 | 0.019231 | 0.01065 | 0.0091846
KALIHI 2 | KAM IV | Underlying Load Commercial | -0.001611 | 0.0062206 | 0.0043027 | 0 | 0 | 0 | 0.0002116 | 0.0003833 | 0.0002972 | 0.0009788
KALOI 1 | KALOI 1 | Underlying Load Commercial | -0.012932 | 0.000684 | 0 | 0 | 0 | 0 | 0 | 0.0058643 | 0 | 0
KALOI 1 | KALOI 1 | New Service Requests | 0.613 | 0 | 1.699 | 4 | 0 | 0 | 0 | 0 | 0 | 0
KAMILOIKI | ANUU | Underlying Load Residential | -0.074308 | 0.13251 | 0.0040442 | 0 | 0 | -0.0034077 | 0.040711 | 0.051101 | 0.020948 | 0.025988
KAMILOIKI | ANUU | Underlying Load Commercial | -0.0020818 | 0.11307 | 0 | 0.0001 | 0 | 0 | 0.004732 | 0.013018 | 0.0041447 | 0.000573
KAMILOIKI | KOKOHEAD | Underlying Load Residential | -0.048627 | 0.089209 | 0.0017254 | 0 | 0 | -0.0022316 | 0.023587 | 0.041778 | 0.020004 | 0.017455
KAMILOIKI | KOKOHEAD | Underlying Load Commercial | -0.0019846 | 0.0040976 | 0.000472 | 0 | 0 | 0 | 0 | 0.002005 | 0.001092 | 0.014865
KAMOHO 1 | KALIHI ST | Underlying Load Residential | -0.028415 | 0.05486 | 0.0004792 | 0 | 0 | -0.0013289 | 0.015641 | 0.019874 | 0.0070708 | 0.0057624
KAMOHO 1 | KALIHI ST | Underlying Load Commercial | -0.0040688 | 0 | 0.0002496 | 0.003204 | 0 | 0 | 0.0034562 | 0.0010755 | 0 | 0
KAMOHO 1 | MACHADO ST | Underlying Load Residential | -0.017103 | 0.030211 | 0.0003697 | 0 | 0 | 0 | 0.0075888 | 0.012922 | 0.0037823 | 0.0031622
KAMOHO 1 | MACHADO ST | Underlying Load Commercial | -0.013677 | 0 | 0 | 0 | 0 | 0 | 0.0011279 | 0.012864 | 0.0006566 | 0
KAMOHO 2 | KAM TERRACE | Underlying Load Residential | -0.034769 | 0.060086 | 0 | 0 | 0 | -0.0014792 | 0.013939 | 0.026738 | 0.010561 | 0.013476
KAMOHO 2 | KAM TERRACE | Underlying Load Commercial | -0.0012337 | 0.0048186 | 0.000122 | 0.0007258 | 0 | 0 | 0.0024653 | 0.0039308 | 0.0005677 | 0.0018192
KAMOKILA 1 | KAMOKILA 1 | Underlying Load Residential | 0 | 0.063 | 0 | 0 | 0 | 0 | 0 | 0.042 | 0 | 0
KAMOKILA 1 | KAMOKILA 1 | Underlying Load Commercial | -0.067177 | 0.14375 | 0.0067783 | 0.0078285 | 0 | -0.000116 | 0.11881 | 0.094173 | 0.024272 | 0.023464
KAMOKILA 1 | KAMOKILA 1 | New Service Requests | 0.72 | 0.24 | 0 | 0.012 | 0 | 0 | 0 | 0 | 0 | 0
KAMOKILA 1 | KAMOKILA 2 | Underlying Load Residential | -0.05913 | 0.11586 | 0.000533 | 0 | 0 | -0.0027047 | 0.036976 | 0.045167 | 0.02111 | 0.019387
KAMOKILA 1 | KAMOKILA 2 | Underlying Load Commercial | -0.092745 | 0.23998 | 0 | 0.091166 | 0.091 | 0 | 0.01 | 0.048425 | 0.0034814 | 0
KAMOKILA 1 | KAMOKILA 2 | New Service Requests | 1.39 | 0 | 0 | 0 | 0 | 0 | 0 | 0 | 0 | 0
KAMOKILA 2 | KAMOKILA 3 | Underlying Load Residential | 0 | 0.021 | 0 | 0 | 0 | 0 | 0 | 0 | 0 | 0
KAMOKILA 2 | KAMOKILA 3 | Underlying Load Commercial | -0.097667 | 0.2285 | 0.011214 | 0.19925 | 0.101 | 0 | 0.15867 | 0.078255 | 0.02 | 0.035079
KAMOKILA 2 | KAMOKILA 3 | New Service Requests | 0.76 | 0.348 | 0.412 | 0 | 0 | 0 | 0 | 0 | 0 | 0
KAMOKILA 2 | KAMOKILA 4 | Underlying Load Residential | -0.10201 | 0.16035 | 0.0020928 | 0 | 0 | -0.002082 | 0.04853 | 0.063266 | 0.038654 | 0.028869
KAMOKILA 2 | KAMOKILA 4 | Underlying Load Commercial | -0.006899 | 0.13245 | 0.092507 | 0.0017363 | 0.091 | 0 | 0.09443 | 0.014182 | 0.0055508 | 0.0028148
KAMOKILA 2 | KAMOKILA 4 | New Service Requests | 1.136 | 0.13 | 0 | 0 | 0 | 0.679 | 0 | 0 | 0 | 0
KAMOKILA 3 | KAMOKILA 5 | Underlying Load Commercial | -0.24469 | 0.3088 | 0.11783 | 0.042249 | 0 | 0 | 0.14658 | 0.086402 | 0.033661 | 0.024549
KAMOKILA 3 | KAMOKILA 5 | New Service Requests | 1 | 0 | 0 | 0 | 0 | 0 | 0 | 0 | 0 | 0
KAMOKILA 3 | KAMOKILA 6 | Underlying Load Residential | -0.045476 | 0.072385 | 0.000558 | 0 | 0 | -0.0020741 | 0.019049 | 0.036513 | 0.016676 | 0.012746
KAMOKILA 3 | KAMOKILA 6 | Underlying Load Commercial | -0.0007528 | 0.0008003 | 0 | 0.0002453 | 0 | 0 | 0 | 0.045388 | 0.021504 | 0
KAMOKU T2 | KAMOKU 10 | Underlying Load Residential | -0.013645 | 0.024063 | 0.0002664 | 0 | 0 | 0 | 0.0096391 | 0.0088887 | 0.0036862 | 0.004405
KAMOKU T2 | KAMOKU 10 | Underlying Load Commercial | -0.4007 | 0.61089 | 0.0043758 | 0.1285 | 0 | -0.014447 | 0.069186 | 0.051204 | 0.039908 | 0.075867
KAMOKU T2 | KAMOKU 9 | Underlying Load Residential | 0 | 0 | 0 | 0 | 0 | 0 | 0 | 2.5 | 0 | 0
KAMOKU T2 | KAMOKU 9 | Underlying Load Commercial | -0.26081 | 0.61983 | 0 | 0.013552 | 0 | 0 | 0.024012 | 0.13854 | 0.02674 | 0.0083674
KAMOKU T2 | KAMOKU 9 | New Service Requests | 0 | 0 | 0 | 0 | 0 | 2.7 | 0 | 0 | 0 | 0
KANEOHE 1 | HEEIA | Underlying Load Residential | -0.093659 | 0.14483 | 0.0008796 | 0 | 0 | -0.002302 | 0.049642 | 0.072187 | 0.03134 | 0.029206
KANEOHE 1 | HEEIA | Underlying Load Commercial | -0.085702 | 0.095625 | 0.0033108 | 0.021353 | 0 | 0 | 0.0039717 | 0.069 | 0.041257 | 0.01483
KANEOHE 1 | PALEKA | Underlying Load Residential | -0.041237 | 0.081074 | 0 | 0 | 0 | -0.0025529 | 0.019636 | 0.029662 | 0.017504 | 0.014554
KANEOHE 1 | PALEKA | Underlying Load Commercial | -0.019678 | 0.045872 | 0.001064 | 0.001484 | 0 | -0.0003485 | 0.011081 | 0.020299 | 0.0025353 | 0.0019255
KANEOHE 2 | ANOI | Underlying Load Residential | -0.062944 | 0.10304 | 0.0005526 | 0 | 0 | -0.0020619 | 0.03443 | 0.049791 | 0.023095 | 0.018851
KANEOHE 2 | ANOI | Underlying Load Commercial | -0.0008422 | 0.031841 | 0.0005453 | 0.0074043 | 0 | 0 | 0.0002153 | 0.0087415 | 0.0078732 | 0.017152
KANEOHE 2 | PAHIA | Underlying Load Residential | -0.046675 | 0.077775 | 0 | 0 | 0 | -0.0024052 | 0.025409 | 0.036124 | 0.018442 | 0.011444
KANEOHE 2 | PAHIA | Underlying Load Commercial | -0.023067 | 0.1285 | 0.0005606 | 0.021848 | 0 | -9.98e-05 | 0.0067735 | 0.02313 | 0.007086 | 0.0083418
KANEOHE 3 | KANEOHE 5 | Underlying Load Residential | -0.055761 | 0.085399 | 0.0001964 | 0 | 0 | -0.0012491 | 0.032258 | 0.035399 | 0.020558 | 0.014357
KANEOHE 3 | KANEOHE 5 | Underlying Load Commercial | -0.012115 | 0.008503 | 0.0028467 | 0.0035364 | 0 | -0.0030005 | 0.0012366 | 0.018401 | 0.010339 | 0.009833
KANEOHE 3 | KANEOHE 6 | Underlying Load Residential | -0.01528 | 0.027005 | 0.0022818 | 0 | 0 | 0 | 0.0090935 | 0.0059957 | 0.0046005 | 0.0039815
KANEOHE 3 | KANEOHE 6 | Underlying Load Commercial | -0.059743 | 0.066405 | 0.0076272 | 0.022414 | 0 | -0.000414 | 0.035253 | 0.086253 | 0.027877 | 0.061439
KAONOHI 1 | KAONOHI 1 | Underlying Load Residential | -0.014207 | 0.033501 | 0 | 0 | 0 | -0.0013346 | 0.0096247 | 0.0089841 | 0.0048133 | 0.0055145
KAONOHI 1 | KAONOHI 1 | Underlying Load Commercial | 0 | 0.019704 | 0.0007268 | 0.0004333 | 0 | 0 | 0.015228 | 0.0002308 | 0 | 0.0002308
KAONOHI 1 | KAONOHI 2 | Underlying Load Residential | -0.077662 | 0.13554 | 0.0017625 | 0 | 0 | -0.0017687 | 0.038939 | 0.054668 | 0.030765 | 0.025872
KAONOHI 1 | KAONOHI 2 | Underlying Load Commercial | -0.001106 | 0.028452 | 0.0001335 | 0.011392 | 0 | 0 | 0.0007663 | 0.0030816 | 0.011885 | 0.0003402
KAONOHI 2 | KAONOHI 3 | Underlying Load Residential | -0.018863 | 0.030239 | 0.0004852 | 0 | 0 | -0.0009805 | 0.0080775 | 0.012999 | 0.0060461 | 0.006006
KAONOHI 2 | KAONOHI 3 | Underlying Load Commercial | -0.016437 | 0.01871 | 0.0001583 | 0.011401 | 0 | 0 | 0.014913 | 0.045394 | 0.012941 | 0.011352
KAONOHI 2 | KAONOHI 4 | Underlying Load Residential | -0.025177 | 0.046574 | 0.0006549 | 0 | 0 | 0 | 0.010428 | 0.020017 | 0.0067496 | 0.0042977
KAONOHI 2 | KAONOHI 4 | Underlying Load Commercial | -0.0003336 | 0.14419 | 0 | 0 | 0 | 0 | 0.0001424 | 0.014635 | 0.009699 | 0.0003151
KAPAHULU 1 | KANAINA | Underlying Load Residential | -0.072539 | 0.11664 | 0.0011801 | 0 | 0 | -0.003739 | 0.038649 | 0.045182 | 0.025785 | 0.018041
KAPAHULU 1 | KANAINA | Underlying Load Commercial | -0.0986 | 0.1086 | 0.015609 | 0.0055897 | 0 | -0.0002463 | 0.009984 | 0.037653 | 0.031414 | 0.0045172
KAPAHULU 1 | SHERATON 1 | Underlying Load Residential | -0.010454 | 0.017132 | 5.46e-05 | 0 | 0 | 0 | 0.00636 | 0.0065214 | 0.0041586 | 0.0029834
KAPAHULU 1 | SHERATON 1 | Underlying Load Commercial | -0.018783 | 0.026657 | 0 | 0 | 0 | 0 | 0.018783 | 0.0005094 | 0.000117 | 0
KAPAHULU 2 | LEAHI | Underlying Load Residential | -0.066263 | 0.12779 | 0 | 0 | 0 | -0.0045593 | 0.029935 | 0.052904 | 0.029882 | 0.020435
KAPAHULU 2 | LEAHI | Underlying Load Commercial | -0.035287 | 0.044128 | 0.0009457 | 0.0005443 | 0 | 0 | 0.008091 | 0.011199 | 0.008205 | 0.0061169
KAPAHULU 2 | SHERATON 2 | Underlying Load Residential | -0.0007127 | 0.0013431 | 0 | 0 | 0 | 0 | 0 | 0.0010781 | 0.0001827 | 0.0003654
KAPAHULU 2 | SHERATON 2 | Underlying Load Commercial | -0.0078344 | 0.17422 | 0.0007382 | 0.0007382 | 0 | 0 | 0.003691 | 0.0022146 | 0.0029528 | 0.01465
KAPAHULU 2 | SHERATON 2 | New Service Requests | 0.75 | 0 | 0 | 0 | 0 | 0 | 0 | 0 | 0 | 0
KAPAHULU 3 | KALAKAUA | Underlying Load Residential | -0.006224 | 0.0083635 | 0 | 0 | 0 | 0 | 0 | 0.006613 | 0 | 0
KAPAHULU 3 | KALAKAUA | Underlying Load Commercial | -0.078353 | 0.26517 | 0 | 0.014571 | 0 | 0 | 0 | 0.024834 | 0.0023259 | 0.0026246
KAPAHULU 3 | PAOAKALANI | Underlying Load Residential | -0.0073038 | 0.012907 | 0 | 0 | 0 | 0 | 0.0036844 | 0.0046727 | 0.0018279 | 0.001974
KAPAHULU 3 | PAOAKALANI | Underlying Load Commercial | -0.17861 | 0.34912 | 0.0034736 | 0.0012113 | 0 | 0 | 0.034619 | 0.032414 | 0.05191 | 0.008979
KAPAHULU 4 | DIAMOND HEAD | Underlying Load Residential | -0.037911 | 0.057885 | 0.0011658 | 0 | 0 | 0 | 0.020088 | 0.024342 | 0.0064022 | 0.0050568
KAPAHULU 4 | DIAMOND HEAD | Underlying Load Commercial | -0.074494 | 0.06615 | 0.0060322 | 0.0085467 | 0 | 0 | 0.010215 | 0.047753 | 0.024363 | 0.031028
KAPAHULU 4 | KAPAHULU 1 | Underlying Load Residential | -0.0065554 | 0.012033 | 0 | 0 | 0 | 0 | 0.0063758 | 0.003143 | 0.0032328 | 0.0023348
KAPAHULU 4 | KAPAHULU 1 | Underlying Load Commercial | 0 | 0.17672 | 0 | 8.98e-05 | 0 | 0 | 0 | 0 | 8.98e-05 | 0
KAPAHULU 4 | KAPAHULU 1 | New Service Requests | 0 | 2.348 | 0 | 0 | 0 | 0 | 0 | 0 | 0 | 0
KAPAHULU 5 | KANEKAPOLEI | Underlying Load Residential | -0.02219 | 0.037438 | 0.0003906 | 0 | 0 | -0.0009055 | 0.012246 | 0.015546 | 0.0083807 | 0.0054668
KAPAHULU 5 | KANEKAPOLEI | Underlying Load Commercial | -0.0018616 | 0.041104 | 0 | 0.0002471 | 0 | 0 | 0.0093338 | 0.50568 | 0.032435 | 0.011685
KAPAHULU 5 | KAPAHULU 2 | New Service Requests | 1.775 | 0 | 0 | 0 | 0 | 0 | 0 | 0 | 0 | 0
KAPAHULU 6 | KAPAHULU 3 | Underlying Load Commercial | -0.008237 | 0.01678 | 0.005202 | 0.001174 | 0 | 0 | 0.005202 | 0.002348 | 0.001761 | 0.006963
KAPAHULU 6 | KAPAHULU 4 | Underlying Load Residential | -0.0061528 | 0.011435 | 0 | 0 | 0 | 0 | 0.0045287 | 0.0052522 | 0.0026137 | 0.0019502
KAPAHULU 6 | KAPAHULU 4 | Underlying Load Commercial | -0.040654 | 0.72817 | 0.0018852 | 0.0017968 | 0 | 0 | 0.0033404 | 0.018731 | 0.003545 | 0.0071302
KAPALAMA 1 | MOKAUEA | Underlying Load Residential | -0.0062892 | 0.0099908 | 0 | 0 | 0 | 0 | 0.0032477 | 0.0048969 | 0.0017599 | 0.0018611
KAPALAMA 1 | MOKAUEA | Underlying Load Commercial | -0.022797 | 0.052011 | 0.007998 | 0.011135 | 0.007578 | 0 | 0.0094211 | 0.029785 | 0.010726 | 0.0052132
KAPALAMA 1 | MOKAUEA | New Service Requests | 0.565 | 0 | 0 | 0 | 0 | 0 | 0 | 0 | 0 | 0
KAPALAMA 1 | SAND ISLAND | Underlying Load Residential | -0.0026978 | 0.0052904 | 0 | 0 | 0 | 0 | 0.0007602 | 0.0022202 | 0.001458 | 0.0009473
KAPALAMA 1 | SAND ISLAND | Underlying Load Commercial | -0.039128 | 0.11383 | 0.0058171 | 0.097614 | 0.12 | 0 | 0.37458 | 0.60498 | 0.43314 | 0.15661
KAPALAMA 2 | HOUGHTAILING | Underlying Load Residential | -0.012477 | 0.021774 | 0 | 0 | 0 | 0 | 0.0065987 | 0.0093053 | 0.0055929 | 0.0037004
KAPALAMA 2 | HOUGHTAILING | Underlying Load Commercial | -0.063266 | 0.066451 | 0.016196 | 0.037142 | 0.02 | 0 | 0.026727 | 0.058297 | 0.015577 | 0.0048418
KAPALAMA 2 | HOUGHTAILING | New Service Requests | 0.65 | 0 | 0 | 0 | 0 | 0 | 0 | 0 | 0 | 0
KAPALAMA 2 | KAHAI | Underlying Load Residential | -0.0036634 | 0.0065772 | 0.0007375 | 0 | 0 | 0 | 0.0021843 | 0.0035315 | 0.0008971 | 0.0010077
KAPALAMA 2 | KAHAI | Underlying Load Commercial | -0.13333 | 0.49436 | 0.026851 | 0.054658 | 0.02 | -0.068743 | 0.039899 | 0.20232 | 0.065578 | 0.072825
KAPALAMA 2 | KAHAI | New Service Requests | 0 | 0.65 | 0 | 0.325 | 0 | 0 | 0 | 0 | 0 | 0
KAPALAMA 3 | PUUHALE | Underlying Load Residential | -0.0052337 | 0.015025 | 0.0010594 | 0 | 0 | 0 | 0.0052362 | 0.0060354 | 0.0026827 | 0.0001704
KAPALAMA 3 | PUUHALE | Underlying Load Commercial | -0.01281 | 0.075589 | 0.0067996 | 0.010656 | 0 | -0.001394 | 0.0094709 | 0.02889 | 0.0062747 | 0.012796
KAPALAMA 3 | WAIAKAMILO-KAPALAMA | Underlying Load Residential | -0.0021798 | 0.0004464 | 0 | 0 | 0 | 0 | 0.0004464 | 0.0011643 | 0.0002976 | 0.0011643
KAPALAMA 3 | WAIAKAMILO-KAPALAMA | Underlying Load Commercial | -0.11135 | 0.2408 | 0.0077498 | 0.044156 | 0.02 | -0.041865 | 0.13484 | 0.24278 | 0.11904 | 0.055178
KAPIOLANI 1 (12KV) | KAPIOLANI 1 | Underlying Load Residential | -0.048485 | 0.079171 | 0.000881 | 0 | 0 | -0.0024726 | 0.030248 | 0.02726 | 0.017829 | 0.013024
KAPIOLANI 1 (12KV) | KAPIOLANI 1 | Underlying Load Commercial | -0.065947 | 0.10629 | 0.0016813 | 0.0024848 | 0 | 0 | 0.0019316 | 0.018013 | 0.0092148 | 0.0094848
KAPIOLANI 1 (12KV) | KAPIOLANI 2 | Underlying Load Residential | -0.042483 | 0.061355 | 0 | 0 | 0 | -0.0006273 | 0.01857 | 0.029441 | 0.014278 | 0.011645
KAPIOLANI 1 (12KV) | KAPIOLANI 2 | Underlying Load Commercial | -0.15899 | 0.37023 | 0.0059805 | 0.021582 | 0 | 0 | 0.038262 | 0.049496 | 0.02655 | 0.0095827
KAPIOLANI 1 (4KV) | KAP-HARDING | Underlying Load Residential | -0.026069 | 0.036847 | 0.0003706 | 0 | 0 | -0.0010308 | 0.011733 | 0.017129 | 0.008121 | 0.0081688
KAPIOLANI 1 (4KV) | KAP-HARDING | Underlying Load Commercial | -0.0039717 | 0.024481 | 0 | 0.00328 | 0 | 0 | 0.0006654 | 0.0056515 | 0.0002157 | 0.0006795
KAPIOLANI 1 (4KV) | KUHIO | Underlying Load Residential | -0.004187 | 0.0057847 | 0 | 0 | 0 | 0 | 0.001248 | 0.0029523 | 0.001138 | 0
KAPIOLANI 1 (4KV) | KUHIO | Underlying Load Commercial | -0.002485 | 0.024329 | 0 | 0 | 0 | 0 | 0.0018752 | 0.0021874 | 0.0002167 | 0
KAPIOLANI 1 (4KV) | ST LOUIS HTS | Underlying Load Residential | -0.0035654 | 0.0074069 | 0 | 0 | 0 | 0 | 0.0017517 | 0.0016535 | 0.0012422 | 0.0009189
KAPIOLANI 1 (4KV) | ST LOUIS HTS | Underlying Load Commercial | 0 | 0.0001306 | 0 | 0 | 0 | 0 | 0.0002304 | 0 | 0 | 0
KAPIOLANI 2 (12KV) | KAPIOLANI 3 | Underlying Load Residential | -0.047237 | 0.076313 | 0.0010202 | 0 | 0 | -0.0017609 | 0.019989 | 0.030139 | 0.015854 | 0.01545
KAPIOLANI 2 (12KV) | KAPIOLANI 3 | Underlying Load Commercial | -0.048039 | 0.068685 | 0.0016167 | 0.015185 | 0 | -0.0001065 | 0.005544 | 0.045255 | 0.0059918 | 0.0026984
KAPIOLANI 2 (12KV) | ST LOUIS | Underlying Load Residential | -0.048667 | 0.077591 | 0 | 0 | 0 | -0.0021258 | 0.025217 | 0.028356 | 0.010616 | 0.013841
KAPIOLANI 2 (12KV) | ST LOUIS | Underlying Load Commercial | -0.014048 | 0.040302 | 0.003837 | 0.021434 | 0 | -0.0011645 | 0.013425 | 0.010531 | 0.0063602 | 0.0099283
KAPIOLANI 2 (4KV) | KAP-KAIMUKI | Underlying Load Residential | -0.0040231 | 0.0073468 | 0 | 0 | 0 | -0.0001796 | 0.002244 | 0.0039001 | 0.0010576 | 0.0018952
KAPIOLANI 2 (4KV) | KAP-KAIMUKI | Underlying Load Commercial | -0.0048102 | 0.0057762 | 0.0001242 | 0.0005499 | 0 | 0 | 0.007089 | 0.0073818 | 0.0004146 | 0.0050642
KAPIOLANI 2 (4KV) | KAP-WAIALAE | Underlying Load Residential | -0.012278 | 0.021928 | 0 | 0 | 0 | -0.0002976 | 0.0078429 | 0.0049958 | 0.0032665 | 0.0043298
KAPIOLANI 2 (4KV) | KAP-WAIALAE | Underlying Load Commercial | -0.02389 | 0.0012989 | 0.0001874 | 0.005715 | 0 | 0 | 0.0001112 | 0.024235 | 0.018315 | 0.002651
KAPIOLANI 2 (4KV) | KAP-WAIALAE | New Service Requests | 0.3 | 0 | 0 | 0 | 0 | 0 | 0 | 0 | 0 | 0
KAPOLEI 1 | KAPOLEI 1 | Underlying Load Commercial | -0.0002 | 0.098466 | 0.091 | 0 | 0.091 | 0 | 0.091 | 0 | 0 | 0
KAPOLEI 1 | KAPOLEI 2 | Underlying Load Residential | -0.12537 | 0.16153 | 0 | 0 | 0 | -0.0052933 | 0.039312 | 0.069649 | 0.027083 | 0.02807
KAPOLEI 1 | KAPOLEI 2 | Underlying Load Commercial | -0.053164 | 0.37223 | 0.0008034 | 0.0006883 | 0.01 | -0.0004109 | 0.011242 | 0.063232 | 0.059013 | 0.0034844
KAPOLEI 1 | KAPOLEI 2 | New Service Requests | 0.089 | 0 | 0 | 0 | 0 | 0 | 0 | 0 | 0 | 0
KAPOLEI 2 | KAPOLEI 3 | Underlying Load Commercial | -0.060535 | 0.35676 | 0.01172 | 0.013425 | 0.091 | 0 | 0.19864 | 0.093075 | 0.033128 | 0.023686
KAPOLEI 2 | KAPOLEI 4 | Underlying Load Residential | -0.034593 | 0.053837 | 0.0039102 | 0 | 0 | -0.0007786 | 0.022447 | 0.022318 | 0.011215 | 0.01056
KAPOLEI 2 | KAPOLEI 4 | Underlying Load Commercial | -0.24014 | 1.7498 | 0.27458 | 0.55216 | 0.91 | -0.0004585 | 0.27607 | 0.0062428 | 0.0041203 | 0.0026646
KAPOLEI 2 | KAPOLEI 4 | New Service Requests | 1.05 | 0 | 0 | 0 | 0 | 0 | 0 | 0 | 0 | 0
KEEHI 1 | AIRPORT 1 | Underlying Load Commercial | -0.12616 | 0.25232 | 0.018165 | 0 | 0 | 0 | 0 | 0 | 0 | 0
KEEHI 1 | KEEHI 1 | Underlying Load Commercial | -0.002898 | 0.10782 | 0 | 0.004989 | 0 | 0 | 0.019128 | 0.034016 | 0 | 0.027269
KEEHI 2 | AIRPORT 2 | Underlying Load Commercial | 0 | 0.021216 | 0 | 0.021216 | 0 | 0 | 0 | 0 | 0 | 0
KEEHI 2 | UALENA | Underlying Load Commercial | -0.0076642 | 0.043529 | 0.0049231 | 0.00011 | 0 | 0 | 0.0023311 | 0.013327 | 0.0034054 | 0.0014013
KEEHI 3 | KEEHI 5 | Underlying Load Commercial | -0.034766 | 0.10043 | 0.046524 | 0.0094456 | 0 | 0 | 0.023705 | 0.019655 | 0.0096282 | 0.011426
KEEHI 3 | KEEHI 6 | Underlying Load Commercial | -0.077951 | 0.13929 | 0.0014056 | 0.01283 | 0 | -0.0041054 | 0.012489 | 0.059837 | 0.012252 | 0.012659
KEEHI 4 | KEEHI 7 | Underlying Load Commercial | -0.0067376 | 0.095987 | 0 | 0 | 0 | 0 | 0.039273 | 0.047163 | 0.029396 | 0.02695
KEEHI 4 | KEEHI 7 | New Service Requests | 0.55 | 0.25 | 0.9 | 0 | 0 | 0 | 0 | 0 | 0 | 0
KEEHI 4 | KEEHI 8 | Underlying Load Commercial | 0 | 0.023982 | 0.12909 | 0.045295 | 0 | 0 | 0.003254 | 0.041153 | 0 | 0.016425
KEOLU 1 | AALAPAPA | Underlying Load Residential | -0.067714 | 0.14557 | 0.0047399 | 0 | 0 | -0.0028112 | 0.039877 | 0.057314 | 0.03005 | 0.022106
KEOLU 1 | AALAPAPA | Underlying Load Commercial | -0.0040123 | 0.015014 | 0.0005236 | 9.33e-05 | 0 | -0.0005661 | 0.0015096 | 0.012654 | 0.0058771 | 0.0032288
KEOLU 1 | ENCHANTED LAKES | Underlying Load Residential | -0.064669 | 0.11166 | 0.0021258 | 0 | 0 | -0.0038884 | 0.039156 | 0.042732 | 0.021693 | 0.016339
KEOLU 1 | ENCHANTED LAKES | Underlying Load Commercial | -0.027727 | 0.1345 | 0.0092145 | 0.0059246 | 0 | 0 | 0.0050037 | 0.032662 | 0.010722 | 0.0048336
KEOLU 2 | KAILUA HTS | Underlying Load Residential | -0.096248 | 0.1543 | 0.0018448 | 0 | 0 | -0.0012818 | 0.041054 | 0.063387 | 0.031179 | 0.028747
KEOLU 2 | KAILUA HTS | Underlying Load Commercial | -0.015843 | 0.083023 | 0.0053314 | 0.010085 | 0 | 0 | 0.011885 | 0.018377 | 0.005698 | 0.0024538
KEOLU 2 | KEOLU DR | Underlying Load Residential | -0.074229 | 0.14961 | 0.0008885 | 0 | 0 | -0.0020746 | 0.037842 | 0.047246 | 0.02522 | 0.023497
KEOLU 2 | KEOLU DR | Underlying Load Commercial | -0.019178 | 0.030285 | 0.0058966 | 0.022184 | 0 | 0 | 0.013822 | 0.010562 | 0.00343 | 0.0057703
KEWALO 1 | KEWALO 1 | Underlying Load Residential | -0.0041395 | 0.0080382 | 0.000188 | 0 | 0 | -0.000396 | 0.0039613 | 0.0022824 | 0.0019916 | 0.0015466
KEWALO 1 | KEWALO 1 | Underlying Load Commercial | -0.02519 | 0.046696 | 0.0074752 | 0.014981 | 0 | -0.0002287 | 0.016338 | 0.017781 | 0.018835 | 0.0072557
KEWALO 1 | KEWALO 1 | New Service Requests | 0 | 0 | 1.9 | 0 | 0 | 0 | 0 | 0 | 0 | 0
KEWALO 1 | KEWALO 2 | Underlying Load Residential | -0.0084928 | 0.015187 | 0.000254 | 0 | 0 | -0.0002516 | 0.0013777 | 0.008152 | 0.002286 | 0.0016194
KEWALO 1 | KEWALO 2 | Underlying Load Commercial | -0.027312 | 0.050458 | 0.022372 | 0.0077145 | 0 | 0 | 0.01072 | 0.045593 | 0.011147 | 0.002601
KEWALO 2 | KEWALO 3 | Underlying Load Commercial | -0.004428 | 0 | 0 | 0 | 0 | 0 | 0 | 0 | 0 | 0.004428
KEWALO 2 | KEWALO 3 | New Service Requests | 0 | 0 | 0 | 0 | 3.037 | 0 | 0 | 0 | 0 | 0
KEWALO 2 | KEWALO 4 | Underlying Load Residential | -0.0091686 | 0.01282 | 0.0008008 | 0 | 0 | 0 | 0.0028519 | 0.0073222 | 0.0025739 | 0.0027298
KEWALO 2 | KEWALO 4 | Underlying Load Commercial | -0.0042013 | 0.15757 | 0 | 0.047776 | 0 | 0 | 0.0002289 | 0.031711 | 0.0001 | 0.0001151
KEWALO T3 | KEWALO 5 | Underlying Load Residential | -0.0091164 | 0.095666 | 0 | 0 | 0 | 0 | 0.0068286 | 0.0055924 | 0.0024149 | 0.0049221
KEWALO T3 | KEWALO 5 | Underlying Load Commercial | -0.44149 | 0.35837 | 0.02816 | 0.027021 | 0 | 0 | 0.0064704 | 0.015216 | 0.097969 | 0.030485
KEWALO T3 | KEWALO 5 | New Service Requests | 5.082 | 0 | 0 | 0 | 5.005 | 1.72 | 1.72 | 1.32 | 0 | 0
KEWALO T3 | KEWALO 6 | Underlying Load Commercial | -0.13352 | 0.26383 | 0.028192 | 0.0023415 | 0 | -0.046206 | 0.035528 | 0.12422 | 0 | 0.065721
KEWALO T3 | KEWALO 6 | New Service Requests | 2.5 | 0 | 0 | 2.03 | 0 | 2.483 | 0 | 0 | 0 | 0
KEWALO T3 | KEWALO 7 | Underlying Load Commercial | -0.16118 | 0.50019 | 0 | 0.018867 | 0 | -0.012035 | 0 | 0.20686 | 0.006861 | 0
KEWALO T3 | KEWALO 7 | New Service Requests | 3 | 0 | 0 | 2.166 | 0 | 0 | 0 | 0 | 0 | 0
KO OLINA 1 | KO OLINA 1 | Underlying Load Residential | -0.016347 | 0.026805 | 0 | 0 | 0 | -0.0004494 | 0.0087933 | 0.014719 | 0.0047157 | 0.0059083
KO OLINA 1 | KO OLINA 1 | Underlying Load Commercial | -0.074154 | 0.34881 | 0.0003414 | 0.0046046 | 0 | -0.0035594 | 0.0069069 | 0.10158 | 0.0076414 | 0
KO OLINA 1 | KO OLINA 2 | Underlying Load Residential | 0 | 0.005 | 0 | 0 | 0 | 0 | 0 | 0 | 0 | 0
KO OLINA 1 | KO OLINA 2 | Underlying Load Commercial | 0 | 0.00237 | 0 | 0 | 0 | 0 | 0.02 | 0.131 | 0.02 | 0
KO OLINA 2 | KO OLINA 3 | Underlying Load Commercial | -0.16453 | 0.53268 | 0 | 0.016392 | 0 | 0 | 0 | 0.054726 | 0 | 0
KOOLAU | HALEKOU | Underlying Load Residential | -0.074155 | 0.12669 | 0.002177 | 0 | 0 | -0.0033701 | 0.038062 | 0.05873 | 0.026879 | 0.026524
KOOLAU | HALEKOU | Underlying Load Commercial | -0.0044887 | 0.017496 | 0 | 0 | 0 | 0 | 0.005192 | 0.012121 | 0.0016177 | 0.0047132
KOOLAU | PALI | Underlying Load Residential | -0.069008 | 0.10716 | 0.0014535 | 0 | 0 | -0.0026074 | 0.033715 | 0.050663 | 0.027872 | 0.021768
KOOLAU | PALI | Underlying Load Commercial | -0.028556 | 0.074483 | 0.0026039 | 0.028514 | 0 | 0 | 0.044641 | 0.033777 | 0.00248 | 0.0032106
KUAPA 1 | KUAPA 1 | Underlying Load Residential | -0.073606 | 0.12304 | 0.0010016 | 0 | 0 | -0.0017144 | 0.035447 | 0.055888 | 0.022519 | 0.022436
KUAPA 1 | KUAPA 1 | Underlying Load Commercial | -0.015524 | 0.020633 | 0.0034763 | 0.0079075 | 0 | 0 | 0.0023507 | 0.014212 | 0.0035261 | 0.014289
KUAPA 1 | KUAPA 2 | Underlying Load Residential | -0.059286 | 0.08653 | 0.0014718 | 0 | 0 | -0.0019096 | 0.045061 | 0.030031 | 0.014958 | 0.012816
KUAPA 1 | KUAPA 2 | Underlying Load Commercial | -0.043245 | 0.022222 | 0.0027061 | 0.012119 | 0 | 0 | 0.0032486 | 0.013254 | 0.021172 | 0.007384
KUAPA 2 | KUAPA 3 | Underlying Load Residential | -0.053721 | 0.096189 | 0.0028197 | 0 | 0 | -0.0006001 | 0.02446 | 0.044876 | 0.020601 | 0.020814
KUAPA 2 | KUAPA 3 | Underlying Load Commercial | 0 | 0.009783 | 0.0002782 | 0 | 0 | 0 | 0.033339 | 0.0009608 | 0.0009985 | 0
KUAPA 2 | KUAPA 4 | Underlying Load Residential | -0.059982 | 0.10051 | 0.0023426 | 0 | 0 | -0.0030054 | 0.029487 | 0.042611 | 0.024619 | 0.036317
KUAPA 2 | KUAPA 4 | Underlying Load Commercial | -0.033098 | 0.065923 | 0 | 0 | 0 | -0.019266 | 0.0004638 | 0.0083852 | 0.0003514 | 1.7e-05
KUHIO 1 | KUHIO 1 | Underlying Load Residential | -0.0038577 | 0.0074268 | 0 | 0 | 0 | 0 | 0.0030818 | 0.0038071 | 0.0021077 | 0.0018399
KUHIO 1 | KUHIO 1 | Underlying Load Commercial | -0.015328 | 0.0037287 | 0 | 0.008211 | 0 | -0.0001251 | 0.0004147 | 0.0034931 | 0.0010074 | 0.0004896
KUHIO 1 | KUHIO 2 | Underlying Load Commercial | -0.21793 | 0.43586 | 0 | 0 | 0 | 0 | 0 | 0 | 0 | 0
KUHIO 2 | KUHIO 3 | Underlying Load Residential | -0.000488 | 0.002196 | 0 | 0 | 0 | 0 | 0.000244 | 0.000244 | 0.000488 | 0.000488
KUHIO 2 | KUHIO 3 | Underlying Load Commercial | -0.014081 | 0.028405 | 0 | 0 | 0 | 0 | 0 | 0 | 0 | 0
KUHIO 2 | KUHIO 4 | Underlying Load Residential | -0.020284 | 0.029822 | 0.0001878 | 0 | 0 | -0.003956 | 0.0072578 | 0.010931 | 0.007411 | 0.0041877
KUHIO 2 | KUHIO 4 | Underlying Load Commercial | -0.32291 | 0.88582 | 0.0068873 | 0.0091837 | 0 | 0 | 0.0039088 | 0.031829 | 0.0045058 | 0.0016921
KUILIMA 2 | KUILIMA 1 | Underlying Load Residential | -0.052632 | 0.081553 | 0.0009725 | 0 | 0 | -0.0017919 | 0.030051 | 0.038106 | 0.023474 | 0.015499
KUILIMA 2 | KUILIMA 1 | Underlying Load Commercial | -0.0016422 | 0.017928 | 0.0002689 | 0.0003343 | 0 | 0 | 0.0013808 | 0.010122 | 0.010942 | 0.0079215
KUNIA | KUNIA | Underlying Load Residential | -0.0039132 | 0.0063502 | 0 | 0 | 0 | 0 | 0.001251 | 0.004529 | 0.0023171 | 0.0026619
KUNIA | KUNIA | Underlying Load Commercial | -0.0001001 | 0.011631 | 0.005608 | 0.014481 | 0 | -0.0083685 | 0.008454 | 0.026827 | 0.0024271 | 0.018444
KUNIA MAKAI 1 | KUNIA MAKAI 1 | Underlying Load Residential | -0.041638 | 0.077881 | 0 | 0 | 0 | -0.0023573 | 0.032362 | 0.033745 | 0.01743 | 0.012747
KUNIA MAKAI 1 | KUNIA MAKAI 1 | Underlying Load Commercial | -0.012458 | 0.0094913 | 0 | 0.0073098 | 0 | 0 | 0.0091998 | 0.0042093 | 0.00663 | 0.0055823
KUNIA MAKAI 1 | KUNIA MAKAI 2 | Underlying Load Residential | -0.14366 | 0.28904 | 0.0035563 | 0 | 0 | -0.0018659 | 0.06637 | 0.097112 | 0.048696 | 0.04234
KUNIA MAKAI 1 | KUNIA MAKAI 2 | Underlying Load Commercial | -0.11457 | 0.21677 | 0.015247 | 0.033231 | 0 | 0 | 0.031471 | 0.21489 | 0.091709 | 0.039437
KUNIA MAKAI 1 | KUNIA MAKAI 2 | New Service Requests | 0 | 1.916 | 0 | 0 | 0 | 0 | 0 | 0 | 0 | 0
KUNIA MAKAI 2 | KUNIA MAKAI 3 | Underlying Load Residential | -0.0711 | 0.12699 | 0.0019446 | 0 | 0 | -0.0025599 | 0.045593 | 0.051973 | 0.022418 | 0.022897
KUNIA MAKAI 2 | KUNIA MAKAI 3 | Underlying Load Commercial | -0.16705 | 0.20097 | 0.0004462 | 0.00048 | 0 | 0 | 0.0008137 | 0.021513 | 0.014615 | 0.0023272
KUNIA MAKAI 2 | KUNIA MAKAI 4 | Underlying Load Residential | -0.055053 | 0.08368 | 0.0005651 | 0 | 0 | -0.0011594 | 0.018167 | 0.026367 | 0.013798 | 0.0083079
KUNIA MAKAI 2 | KUNIA MAKAI 4 | Underlying Load Commercial | 0 | 0.001164 | 0 | 0.02 | 0 | 0 | 0 | 0.00221 | 0.0002116 | 0.0001771
LAELAE 1 | KALIHI VALLEY | Underlying Load Residential | -0.021034 | 0.050503 | 0 | 0 | 0 | -0.000425 | 0.011477 | 0.016666 | 0.0080634 | 0.0067515
LAELAE 1 | KALIHI VALLEY | Underlying Load Commercial | -0.0006521 | 0.0003541 | 0.000893 | 0.0003598 | 0 | 0 | 0 | 0.0076526 | 0.000876 | 0.0012966
LAELAE 2 | LIKELIKE | Underlying Load Residential | -0.018221 | 0.029571 | 0 | 0 | 0 | 0 | 0.0090138 | 0.010677 | 0.0044201 | 0.00664
LAELAE 2 | LIKELIKE | Underlying Load Commercial | -0.0001867 | 0.0001867 | 0.0001584 | 0.0003168 | 0 | 0 | 0.0003457 | 0.0006687 | 0.0005345 | 0.0001607
LAELAE 2 | NUMANA | Underlying Load Residential | -0.014544 | 0.020796 | 0.0014427 | 0 | 0 | 0 | 0.0068785 | 0.010742 | 0.0066843 | 0.0048123
LAELAE 2 | NUMANA | Underlying Load Commercial | -0.0001573 | 0 | 0 | 0.0001573 | 0 | -0.0004518 | 0.0002061 | 0.0005405 | 0.0005441 | 0.0003146
LAGOON 1 | SOUTH RAMP 1 | Underlying Load Commercial | -0.078203 | 0.12699 | 0 | 0.0035905 | 0 | -0.002405 | 0.0078075 | 0.045378 | 0.040949 | 0.014307
LAGOON 1 | WAIWAI | Underlying Load Residential | -9.37e-05 | 9.37e-05 | 0 | 0 | 0 | 0 | 0 | 0 | 0 | 0
LAGOON 1 | WAIWAI | Underlying Load Commercial | -0.0057892 | 0.077936 | 0.0074625 | 0.008262 | 0 | 0 | 0.012927 | 0.0025205 | 0.010736 | 0.001887
LAKESIDE 1 | LAKESIDE 1 | Underlying Load Residential | -0.046732 | 0.068995 | 0 | 0 | 0 | -0.0004136 | 0.019329 | 0.029651 | 0.013567 | 0.010562
LAKESIDE 1 | LAKESIDE 1 | Underlying Load Commercial | -0.03741 | 0.046036 | 0.000714 | 0 | 0 | 0 | 0.0084916 | 0.064683 | 0.0086805 | 0.054504
LAKESIDE 1 | LAKESIDE 2 | Underlying Load Residential | -0.035116 | 0.066408 | 0.0008065 | 0 | 0 | -0.0002626 | 0.021002 | 0.021168 | 0.013085 | 0.011065
LAKESIDE 1 | LAKESIDE 2 | Underlying Load Commercial | -0.0013097 | 0.013585 | 0 | 0.0001422 | 0 | 0 | 0.0003319 | 0.014038 | 0.0035226 | 0.0003247
LAKESIDE 2 | LAKESIDE 3 | Underlying Load Residential | -0.059522 | 0.10275 | 0.0029184 | 0 | 0 | -0.0026591 | 0.031931 | 0.035709 | 0.019461 | 0.01627
LAKESIDE 2 | LAKESIDE 3 | Underlying Load Commercial | -0.063787 | 0.15974 | 0 | 0.000388 | 0 | 0 | 0.015919 | 0.0098442 | 0.0004724 | 0.010079
LAKESIDE 2 | LAKESIDE 4 | Underlying Load Residential | -0.029125 | 0.048056 | 0.0020506 | 0 | 0 | -0.0025312 | 0.018451 | 0.023347 | 0.011661 | 0.010518
LAKESIDE 2 | LAKESIDE 4 | Underlying Load Commercial | -0.11309 | 0.074816 | 0.07271 | 0.002193 | 0 | -2.96e-05 | 0.046684 | 0.040597 | 0.022593 | 0.011912
LAKESIDE 2 | LAKESIDE 4 | New Service Requests | 1.412 | 0 | 0 | 0 | 0 | 0 | 0 | 0 | 0 | 0
MAKAHA 1 | MAKAHA | Underlying Load Residential | -0.10714 | 0.16359 | 0.0017454 | 0 | 0 | -0.0049393 | 0.051295 | 0.077737 | 0.041285 | 0.036512
MAKAHA 1 | MAKAHA | Underlying Load Commercial | -0.11212 | 0.18036 | 0.012156 | 0.000489 | 0 | 0 | 0.0006358 | 0.0044058 | 0.050539 | 0.0024663
MAKAHA 2 | MAKAHA VALLEY | Underlying Load Residential | -0.015482 | 0.080901 | 0.0005006 | 0 | 0 | -0.0016425 | 0.01145 | 0.035376 | 0.0085711 | 0.007483
MAKAHA 2 | MAKAHA VALLEY | Underlying Load Commercial | -0.03411 | 0.011163 | 0 | 0 | 0 | 0 | 0.012559 | 0.025409 | 0.0008807 | 0.022857
MAKAHA 2 | MAUKA | Underlying Load Residential | -0.12578 | 0.21923 | 0.0018794 | 0 | 0 | -0.0028827 | 0.067547 | 0.099876 | 0.051101 | 0.037109
MAKAHA 2 | MAUKA | Underlying Load Commercial | -0.21126 | 0.22054 | 0.015231 | 0.029481 | 0 | -0.024243 | 0.051701 | 0.25051 | 0.098034 | 0.085499
MAKAHA 2 | MAUKA | New Service Requests | 0.484 | 0 | 0 | 0 | 0 | 0 | 0 | 0 | 0 | 0
MAKAKILO 1 | MAKAKILO 1 | Underlying Load Residential | -0.092687 | 0.14451 | 0.0007171 | 0 | 0 | -0.0020028 | 0.054997 | 0.055535 | 0.033471 | 0.024184
MAKAKILO 1 | MAKAKILO 1 | Underlying Load Commercial | -0.0096105 | 0.013973 | 0.022418 | 0.0019695 | 0 | -0.011615 | 0.0021623 | 0.0040777 | 0.008538 | 0.0008017
MAKAKILO 1 | MAKAKILO 3 | Underlying Load Residential | -0.088029 | 0.1525 | 0.0009156 | 0 | 0 | -0.0029963 | 0.045571 | 0.064932 | 0.033025 | 0.028315
MAKAKILO 1 | MAKAKILO 3 | Underlying Load Commercial | -0.0005617 | 0.000852 | 0 | 0.0003215 | 0 | 0 | 0.0006824 | 0.0008496 | 0.000738 | 0.000227
MAKAKILO 2 | MAKAKILO 2 | Underlying Load Residential | -0.12304 | 0.22133 | 0.0033822 | 0 | 0 | -0.0047441 | 0.062166 | 0.08715 | 0.042466 | 0.037205
MAKAKILO 2 | MAKAKILO 2 | Underlying Load Commercial | -0.028677 | 0.15645 | 0.0006354 | 0.016075 | 0 | 0 | 0.0050307 | 0.13389 | 0.014906 | 0.0032853
MAKAKILO 2 | MAKAKILO 4 | Underlying Load Residential | -0.027132 | 0.045208 | 0.0009632 | 0 | 0 | -0.0005796 | 0.012795 | 0.018741 | 0.010118 | 0.010025
MAKAKILO 2 | MAKAKILO 4 | Underlying Load Commercial | 0 | 0.0001497 | 0.0016995 | 0 | 0 | 0 | 0 | 0.0022896 | 0.0016995 | 0
MAKALAPA 1 | HALAWA | Underlying Load Residential | -0.039661 | 0.064315 | 0 | 0 | 0 | -0.0007508 | 0.017796 | 0.028124 | 0.017619 | 0.009698
MAKALAPA 1 | HALAWA | Underlying Load Commercial | -0.096371 | 0.35961 | 0.0045742 | 0.01575 | 0 | -0.073972 | 0.015268 | 0.05129 | 0.058527 | 0.0167
MAKALAPA 1 | MAKALAPA-MOANALUA | Underlying Load Residential | -0.068733 | 0.11071 | 0.001233 | 0 | 0 | -0.0073375 | 0.039129 | 0.046635 | 0.02331 | 0.018981
MAKALAPA 1 | MAKALAPA-MOANALUA | Underlying Load Commercial | -0.01531 | 0.0072094 | 0.0004617 | 0.0005477 | 0 | 0 | 0.004616 | 0.061235 | 0.009384 | 0.0079177
MAKALAPA 2 | AIRPORT | Underlying Load Residential | 0 | 0 | 0 | 0 | 0 | 0 | 0 | 0.0007564 | 0 | 0
MAKALAPA 2 | AIRPORT | Underlying Load Commercial | -0.17397 | 0.82329 | 0 | 0.12971 | 0.02 | 0 | 0.085894 | 0.17579 | 0.070806 | 0.000999
MAKALAPA 2 | ALIAMANU | Underlying Load Residential | -0.094875 | 0.16273 | 0.000204 | 0 | 0 | -0.0038257 | 0.045302 | 0.069914 | 0.039513 | 0.029678
MAKALAPA 2 | ALIAMANU | Underlying Load Commercial | -0.0060071 | 0.0010903 | 0 | 0 | 0 | 0 | 0 | 0.013092 | 0.0001739 | 0.0005142
MAKALOA 1 | PAWAA KAI | Underlying Load Residential | -0.0058021 | 0.011938 | 0 | 0 | 0 | 0 | 0.0034485 | 0.0043368 | 0.0018233 | 0.001129
MAKALOA 1 | PAWAA KAI | Underlying Load Commercial | -0.095806 | 0.13976 | 0 | 0 | 0 | -0.0014507 | 0.0001564 | 0.019701 | 0.010174 | 0.019724
MAKALOA 1 | SHOPPING CTR | Underlying Load Commercial | -0.012925 | 0.038991 | 0.0039758 | 0.023266 | 0 | 0 | 0.0066892 | 0.032489 | 0.016937 | 0.010378
MAKALOA 1 | SHOPPING CTR | New Service Requests | 0 | 0 | 0 | 0 | 0.5 | 0 | 0 | 0 | 0 | 0
MAKALOA 2 | AUDITORIUM | Underlying Load Residential | -0.0085766 | 0.021231 | 0 | 0 | 0 | 0 | 0.0094202 | 0.0060458 | 0.0032338 | 0.0032338
MAKALOA 2 | AUDITORIUM | Underlying Load Commercial | -0.098652 | 0.21372 | 0.0076432 | 0.010848 | 0 | 0 | 0.01096 | 0.031206 | 0.0028761 | 0.0046853
MAKALOA 2 | LIBERTY HOUSE | Underlying Load Commercial | -0.007976 | 0.005982 | 0 | 0 | 0 | 0 | 0 | 0.001994 | 0.003988 | 0
MAKALOA 2 | LIBERTY HOUSE | New Service Requests | 0 | 0.5 | 2.4 | 0 | 0 | 0 | 0 | 0 | 0 | 0
MAKALOA 3 | KAMAKEE | Underlying Load Residential | -0.001155 | 0.000924 | 0 | 0 | 0 | 0 | 0.000231 | 0.000693 | 0.000462 | 0.0003465
MAKALOA 3 | KAMAKEE | Underlying Load Commercial | -0.016512 | 0.032686 | 0.0059246 | 0.0085204 | 0 | 0 | 0.011116 | 0.023917 | 0.010019 | 0.0019875
MAKALOA 3 | MAKALOA | Underlying Load Residential | -0.013672 | 0.020201 | 0 | 0 | 0 | -0.0018317 | 0.0041014 | 0.011464 | 0.0058085 | 0.0065378
MAKALOA 3 | MAKALOA | Underlying Load Commercial | -0.0064039 | 0.053094 | 0.0003629 | 0.0002248 | 0 | 0 | 0 | 0.017925 | 0.006328 | 0.0019445
MAKALOA 4 | DAIRYMENS | Underlying Load Residential | -0.01915 | 0.034441 | 0 | 0 | 0 | 0 | 0.010929 | 0.015362 | 0.0070169 | 0.0053797
MAKALOA 4 | DAIRYMENS | Underlying Load Commercial | -0.021882 | 0.14778 | 0.0005593 | 0.0013509 | 0 | -0.066593 | 0.0095581 | 0.02863 | 0.0047539 | 0.0070105
MAKALOA 4 | DAIRYMENS | New Service Requests | 0 | 0 | 0 | 0 | 0 | 3.281 | 0 | 0 | 0 | 0
MAKALOA 4 | MAHUKONA | Underlying Load Residential | -0.0052331 | 0.0084319 | 0 | 0 | 0 | 0 | 0.0016011 | 0.0090989 | 0.0014627 | 0.0008874
MAKALOA 4 | MAHUKONA | Underlying Load Commercial | -0.002223 | 0.15964 | 0 | 0.0049065 | 0 | 0 | 0.0049065 | 0.059664 | 0.0071295 | 0.011261
MALAKOLE 1 | LIGHTHOUSE | Underlying Load Commercial | -0.045785 | 0.34093 | 0 | 0.2214 | 0.3 | 0 | 0.58263 | 0.96897 | 0.28502 | 0.42523
MALAKOLE 2 | MALAKOLE 4 | Underlying Load Residential | 0 | 0 | 0 | 0 | 0 | 0 | 0.0022545 | 0 | 0.0022545 | 0
MALAKOLE 2 | MALAKOLE 4 | Underlying Load Commercial | -0.30692 | 0.60243 | 0.026174 | 0.079959 | 0.262 | -0.001567 | 0.17849 | 0.75907 | 0.25045 | 0.39045
MALAKOLE 2 | MALAKOLE 4 | New Service Requests | 1 | 0 | 0 | 0 | 0 | 0 | 0 | 0 | 0 | 0
MANOA 1 | MANOA 1 | Underlying Load Residential | -0.041118 | 0.075291 | 0 | 0 | 0 | -0.0002076 | 0.016134 | 0.030298 | 0.017081 | 0.012183
MANOA 1 | MANOA 1 | Underlying Load Commercial | -0.0004458 | 0.0007433 | 0 | 0 | 0 | 0 | 0.000408 | 0 | 0 | 0.0005419
MANOA 1 | MANOA 2 | Underlying Load Residential | -0.033458 | 0.055394 | 0 | 0 | 0 | 0 | 0.018003 | 0.024441 | 0.011442 | 0.0099904
MANOA 1 | MANOA 2 | Underlying Load Commercial | -0.094687 | 0.24405 | 8.73e-05 | 0.0005816 | 0 | 0 | 0.0013616 | 0.0061757 | 0.0001412 | 0.026815
MANOA 2 | MANOA 3 | Underlying Load Residential | -0.055093 | 0.081356 | 0.0005956 | 0 | 0 | -0.0021634 | 0.027387 | 0.036273 | 0.017406 | 0.012425
MANOA 2 | MANOA 3 | Underlying Load Commercial | -0.058325 | 0.11865 | 0.0012234 | 0.018349 | 0 | -0.0007523 | 0.027864 | 0.042705 | 0.020913 | 0.003654
MANOA 2 | MANOA 3 | New Service Requests | 0 | 0 | 0.838 | 0 | 0 | 0 | 0 | 0 | 0 | 0
MAPUNAPUNA 1 | AHUA | Underlying Load Residential | -0.0013559 | 0.0030992 | 0 | 0 | 0 | 0 | 0 | 0.0016749 | 0 | 0
MAPUNAPUNA 1 | AHUA | Underlying Load Commercial | -0.099015 | 0.11889 | 0.010193 | 0.077474 | 0.02 | -0.0007627 | 0.046035 | 0.13376 | 0.035836 | 0.067343
MAPUNAPUNA 1 | AHUA | New Service Requests | 0 | 0 | 0 | 0 | 0.515 | 0 | 0 | 0 | 0 | 0
MAPUNAPUNA 1 | MAPUNAPUNA | Underlying Load Commercial | -0.016215 | 0.15354 | 0.013569 | 0.012084 | 0 | -0.034916 | 0.037956 | 0.021154 | 0.0098716 | 0.0059147
MAPUNAPUNA 2 | MAPUNAPUNA-MOANALUA | Underlying Load Residential | -0.017569 | 0.028061 | 0 | 0 | 0 | -0.0002174 | 0.0085982 | 0.016599 | 0.0069904 | 0.004937
MAPUNAPUNA 2 | MAPUNAPUNA-MOANALUA | Underlying Load Commercial | -0.0078737 | 0.12716 | 0.0014649 | 0.0033687 | 0 | 0 | 0.0009519 | 0.012886 | 0 | 0.0009519
MAPUNAPUNA 2 | SHAFTER | Underlying Load Commercial | -0.0064347 | 0.017472 | 0.0032352 | 0.02 | 0 | 0 | 0.027553 | 0.086421 | 0.01299 | 0.010498
MCCULLY 2 | HAWN VILLAGE 2 | Underlying Load Residential | -0.028004 | 0.047044 | 0.0013608 | 0 | 0 | -0.0001832 | 0.011924 | 0.019953 | 0.0081544 | 0.0057252
MCCULLY 2 | HAWN VILLAGE 2 | Underlying Load Commercial | -0.026426 | 0.028128 | 0.0031103 | 0.0078709 | 0 | 0 | 0.0049782 | 0.023891 | 0.020705 | 0.005034
MCCULLY 2 | MCCULLY 1 | Underlying Load Residential | -0.036609 | 0.076976 | 0.0011402 | 0 | 0 | -0.0010717 | 0.020057 | 0.025187 | 0.011471 | 0.011911
MCCULLY 2 | MCCULLY 1 | Underlying Load Commercial | -0.018323 | 0.25725 | 0.0016798 | 0.0089902 | 0 | -0.0003196 | -0.055389 | 0.032797 | 0.0095922 | 0.0027122
MCCULLY 2 | MCCULLY 1 | New Service Requests | 0.83 | 0 | 0 | 0 | 0 | 0 | 0 | 0 | 0 | 0
MCCULLY 5 | KONA ST | Underlying Load Commercial | 0 | 0.062721 | 0 | 0 | 0 | 0 | 0 | 0.010701 | 0 | 0
MCCULLY 5 | MCCULLY 3 | Underlying Load Residential | -0.0031837 | 0.0059566 | 0 | 0 | 0 | 0 | 0.0024648 | 0.0012324 | 0.0011297 | 0.0003081
MCCULLY 5 | MCCULLY 3 | Underlying Load Commercial | -0.09319 | 0.18334 | 0.0065344 | 0.031938 | 0 | 0 | 0.030902 | 0.021215 | 0.032495 | 0.010877
MCCULLY 6 | MANOA-MCCULLY | Underlying Load Residential | -0.0076675 | 0.016277 | 0 | 0 | 0 | 0 | 0.0053154 | 0.0060806 | 0.0019827 | 0.0014343
MCCULLY 6 | MANOA-MCCULLY | Underlying Load Commercial | -0.09932 | 0.11127 | 0.0072135 | 0.041319 | 0 | -0.0001539 | 0.0044625 | 0.030808 | 0.0043171 | 0.001483
MCCULLY 6 | MCCULLY 5 | Underlying Load Residential | -0.037708 | 0.060669 | 0.0008127 | 0 | 0 | -0.006869 | 0.02177 | 0.022244 | 0.016497 | 0.010884
MCCULLY 6 | MCCULLY 5 | Underlying Load Commercial | -0.023626 | 0.048278 | 0.0031311 | 0.011718 | 0 | -0.00019 | 0.020104 | 0.024555 | 0.010562 | 0.021713
MIKILUA 1 | MIKILUA 1 | Underlying Load Residential | -0.045193 | 0.090832 | 0.0004548 | 0 | 0 | -0.001864 | 0.021616 | 0.036452 | 0.021112 | 0.016735
MIKILUA 1 | MIKILUA 1 | Underlying Load Commercial | -0.067823 | 0.20377 | 0.0067687 | 0.047708 | 0.02 | 0 | 0.051525 | 0.075177 | 0.045501 | 0.023117
MIKILUA 2 | MIKILUA 3 | Underlying Load Residential | -0.1099 | 0.26087 | 0.0017049 | 0 | 0 | -0.0031951 | 0.044387 | 0.079842 | 0.029774 | 0.033581
MIKILUA 2 | MIKILUA 3 | Underlying Load Commercial | -0.13738 | 0.10796 | 0.022842 | 0.010504 | 0 | 0 | 0.075674 | 0.12934 | 0.14492 | 0.13212
MIKILUA 2 | MIKILUA 4 | Underlying Load Residential | -0.049202 | 0.13251 | 0.0017037 | 0 | 0 | -0.0011917 | 0.034477 | 0.056607 | 0.020546 | 0.02682
MIKILUA 2 | MIKILUA 4 | Underlying Load Commercial | -0.028651 | 0.15725 | 0.026153 | 0.048902 | 0 | 0 | 0.019163 | 0.16559 | 0.044428 | 0.053297
MIKILUA 3 | MIKILUA 5 | Underlying Load Residential | -0.18351 | 0.30897 | 0.0015222 | 0 | 0 | -0.0075398 | 0.10367 | 0.12626 | 0.067375 | 0.057097
MIKILUA 3 | MIKILUA 5 | Underlying Load Commercial | -0.060676 | 0.053887 | 0.0012004 | 0.0036082 | 0 | -0.004266 | 0.0035355 | 0.051983 | 0.036069 | 0.0051684
MILILANI 1 | MILILANI 1 | Underlying Load Residential | -0.065482 | 0.12008 | 0.0016518 | 0 | 0 | -0.0021967 | 0.040805 | 0.048273 | 0.026851 | 0.021832
MILILANI 1 | MILILANI 1 | Underlying Load Commercial | -0.020481 | 0.0039949 | 0.0085082 | 0.0031217 | 0 | 0 | 0.0034208 | 0.0007313 | 0.0005679 | 0.0017992
MILILANI 1 | MILILANI 2 | Underlying Load Residential | -0.068368 | 0.12055 | 0.0004002 | 0 | 0 | -0.0012182 | 0.03856 | 0.046103 | 0.025511 | 0.023102
MILILANI 1 | MILILANI 2 | Underlying Load Commercial | -0.0076912 | 0.0082163 | 0.0008206 | 0.0006709 | 0 | 0 | 0.0029298 | 0.0044034 | 0.0017766 | 0.0010853
MILILANI 2 | MILILANI 3 | Underlying Load Residential | -0.027126 | 0.043343 | 0 | 0 | 0 | -0.0002473 | 0.012501 | 0.019264 | 0.0095541 | 0.010396
MILILANI 2 | MILILANI 3 | Underlying Load Commercial | -0.083588 | 0.066375 | 0.033429 | 0.019343 | 0 | -0.0014775 | 0.0058216 | 0.02005 | 0.012277 | 0.005616
MILILANI 2 | MILILANI 4 | Underlying Load Residential | -0.082771 | 0.1473 | 0.0012015 | 0 | 0 | -0.0022228 | 0.043244 | 0.059582 | 0.028328 | 0.026204
MILILANI 2 | MILILANI 4 | Underlying Load Commercial | -0.1352 | 0.21793 | 0.0021674 | 0.014288 | 0 | -0.003465 | 0.043431 | 0.016637 | 0.020882 | 0.012095
MOILIILI 1 | MOILIILI 1 | Underlying Load Residential | -0.037193 | 0.061714 | 0.0005136 | 0 | 0 | -0.0028949 | 0.017014 | 0.028062 | 0.0095491 | 0.0087151
MOILIILI 1 | MOILIILI 1 | Underlying Load Commercial | -0.063326 | 0.27381 | 0.00103 | 0.038078 | 0 | -0.05032 | 0.045842 | 0.0016477 | 0.025289 | 0.0053423
MOILIILI 1 | MOILIILI 2 | Underlying Load Residential | -0.058383 | 0.10097 | 0.000558 | 0 | 0 | -0.0007329 | 0.022252 | 0.04296 | 0.01752 | 0.01734
MOILIILI 1 | MOILIILI 2 | Underlying Load Commercial | -0.021522 | 0.061144 | 0.013573 | 0.0074477 | 0 | -0.0006693 | 0.009558 | 0.02344 | 0.033775 | 0.01361
MOKUONE 1 | MOKUONE 1 | Underlying Load Commercial | -0.019941 | 0.039882 | 0 | 0 | 0 | 0 | 0 | 0 | 0 | 0
MOKUONE 1 | MOKUONE 2 | Underlying Load Residential | 0 | 0 | 0 | 0 | 0 | 0 | 0 | 0 | 0 | 0.000884
MOKUONE 1 | MOKUONE 2 | Underlying Load Commercial | -0.033275 | 0.1146 | 0.002418 | 0.020331 | 0 | 0 | 0.010203 | 0.027665 | 0.010764 | 0.013764
NUUANU 2 | NUUANU 2 | Underlying Load Residential | -0.035271 | 0.056724 | 0.0013759 | 0 | 0 | -0.0019933 | 0.025186 | 0.035855 | 0.016372 | 0.009033
NUUANU 2 | NUUANU 2 | Underlying Load Commercial | -0.0026175 | 0.0006649 | 0.000187 | 0.0009846 | 0 | 0 | 0 | 0.0029036 | 0.000222 | 0
NUUANU 2 | NUUANU 3 | Underlying Load Residential | -0.0488 | 0.073355 | 0.0001922 | 0 | 0 | -0.002435 | 0.02558 | 0.038509 | 0.018615 | 0.014083
NUUANU 2 | NUUANU 3 | Underlying Load Commercial | -0.075174 | 0.17985 | 0 | 0.0002975 | 0 | 0 | 0.032553 | 0.036163 | 0.0030478 | 0.051488
OCEAN POINTE 1 | OCEAN POINTE 1 | Underlying Load Residential | -0.13056 | 0.20781 | 0.0017341 | 0 | 0 | -0.0052962 | 0.060214 | 0.094507 | 0.039706 | 0.03247
OCEAN POINTE 1 | OCEAN POINTE 1 | Underlying Load Commercial | -0.0079684 | 0.030705 | 0.018181 | 0.0030802 | 0 | 0 | 0.0007482 | 0.1919 | 0.0064416 | 0.012038
OCEAN POINTE 1 | OCEAN POINTE 1 | New Service Requests | 0 | 1.2 | 0 | 0 | 0 | 0 | 0 | 0 | 0 | 0
OCEAN POINTE 1 | OCEAN POINTE 2 | Underlying Load Residential | -0.14275 | 0.23444 | 0.0029952 | 0 | 0 | -0.0018052 | 0.052952 | 0.11876 | 0.044046 | 0.040097
OCEAN POINTE 1 | OCEAN POINTE 2 | Underlying Load Commercial | -0.001499 | 0.0025429 | 0 | 0.0011016 | 0 | 0 | 0.000629 | 0.0019215 | 0.0007369 | 0.0003167
OCEAN POINTE 2 | OCEAN POINTE 3 | Underlying Load Residential | -0.10726 | 0.18136 | 0.0010368 | 0 | 0 | -0.0053964 | 0.058808 | 0.082062 | 0.039391 | 0.028091
OCEAN POINTE 2 | OCEAN POINTE 3 | Underlying Load Commercial | -0.0068784 | 0.013864 | 0.0007389 | 0.0004101 | 0 | 0 | 0.0029812 | 0.0087498 | 0.0020004 | 0.0004584
OCEAN POINTE 2 | OCEAN POINTE 4 | Underlying Load Residential | -0.049444 | 0.072566 | 0 | 0 | 0 | -0.0008655 | 0.02916 | 0.033561 | 0.018104 | 0.01413
OCEAN POINTE 2 | OCEAN POINTE 4 | Underlying Load Commercial | -0.0016367 | 0 | 0.0002536 | 0 | 0 | 0 | 0 | 0.002465 | 0.0004267 | 0
OCEAN POINTE 2 | OCEAN POINTE 4 | New Service Requests | 0 | 0 | 0 | 2 | 0 | 0 | 0 | 0 | 0 | 0
PAUOA 1 | PAUOA 1 | Underlying Load Residential | -0.047122 | 0.077075 | 0 | 0 | 0 | -0.0023522 | 0.021724 | 0.036917 | 0.019835 | 0.012619
PAUOA 1 | PAUOA 1 | Underlying Load Commercial | -0.0020107 | 0.013444 | 0 | 0.0023903 | 0 | -0.000969 | 0.024126 | 0.0062942 | 0.015894 | 0.0004882
PAUOA 1 | PAUOA 2 | Underlying Load Residential | -0.13556 | 0.22561 | 0.003738 | 0 | 0 | -0.0046416 | 0.050692 | 0.10244 | 0.049739 | 0.039403
PAUOA 1 | PAUOA 2 | Underlying Load Commercial | -0.0151 | 0.0066184 | 0 | 0.0051792 | 0 | -0.0001717 | 0.0014309 | 0.049421 | 0.0036618 | 0.0017613
PAUOA 1 | PAUOA 2 | New Service Requests | 0.728 | 0 | 0 | 0 | 0 | 0 | 0 | 0 | 0 | 0
PEARL CITY 1 | PEARL CITY 1 | Underlying Load Residential | -0.024538 | 0.043623 | 0 | 0 | 0 | -0.002033 | 0.015377 | 0.019942 | 0.01092 | 0.010125
PEARL CITY 1 | PEARL CITY 1 | Underlying Load Commercial | -0.14369 | 0.31862 | 0.0085474 | 0.075888 | 0.08 | -0.0051614 | 0.19184 | 0.34879 | 0.19193 | 0.095045
PEARL CITY 1 | PEARL CITY 2 | Underlying Load Residential | -0.088114 | 0.14913 | 0.00078 | 0 | 0 | -0.0019476 | 0.042808 | 0.0638 | 0.036592 | 0.040061
PEARL CITY 1 | PEARL CITY 2 | Underlying Load Commercial | -0.10491 | 0.15559 | 0.0006508 | 0.029141 | 0 | -0.026883 | 0.089669 | 0.15794 | 0.059037 | 0.064655
PIIKOI 1 | PENSACOLA | Underlying Load Residential | -0.020292 | 0.032576 | 0 | 0 | 0 | -0.0007497 | 0.0084625 | 0.015497 | 0.0053425 | 0.0051909
PIIKOI 1 | PENSACOLA | Underlying Load Commercial | -0.099516 | 0.16514 | 0.0043408 | 0.021343 | 0 | -0.0002059 | 0.011829 | 0.12025 | 0.002159 | 0.0053669
PIIKOI 1 | PIIKOI | Underlying Load Residential | -0.055408 | 0.087991 | 0 | 0 | 0 | -0.0036471 | 0.029126 | 0.036174 | 0.016916 | 0.017433
PIIKOI 1 | PIIKOI | Underlying Load Commercial | -0.014408 | 0.080444 | 0.0008648 | 0.000663 | 0 | -0.0002596 | 0.0005532 | 0.004015 | 0.0016104 | 0.011754
PIIKOI 2 | KEWALO | Underlying Load Residential | -0.079132 | 0.13599 | 0.0009457 | 0 | 0 | -0.0002535 | 0.035237 | 0.049501 | 0.02855 | 0.015477
PIIKOI 2 | KEWALO | Underlying Load Commercial | -0.0062819 | 0.019003 | 0.0009404 | 0.0090156 | 0 | -0.0003334 | 0.0014502 | 0.0055487 | 0.0012785 | 0.0042538
PIIKOI 2 | THURSTON | Underlying Load Residential | -0.055262 | 0.087475 | 0.0014359 | 0 | 0 | -0.0033356 | 0.023379 | 0.03845 | 0.02439 | 0.019003
PIIKOI 2 | THURSTON | Underlying Load Commercial | -0.083096 | 0.13295 | 0.004861 | 0.0039727 | 0 | -0.0002076 | 0.013473 | 0.019686 | 0.0057774 | 0.0058146
PIIKOI 2 | THURSTON | New Service Requests | 0 | 0 | 1.7 | 0 | 0 | 0 | 0 | 0 | 0 | 0
PIIKOI 3 | BWS | Underlying Load Residential | -0.012432 | 0.020433 | 0.0006454 | 0 | 0 | -0.0009331 | 0.00427 | 0.008398 | 0.003063 | 0.003212
PIIKOI 3 | BWS | Underlying Load Commercial | -0.048619 | 0.19309 | 0.008713 | 0.025674 | 0 | -0.0025874 | 0.016596 | 0.05292 | 0.016244 | 0.028425
PIIKOI 3 | BWS | New Service Requests | 0 | 0 | 0 | 0 | 0 | 1.479 | 0 | 0 | 0 | 0
PIIKOI 3 | MANOA-PIIKOI | Underlying Load Residential | -0.051915 | 0.079228 | 0.001107 | 0 | 0 | -0.002835 | 0.037676 | 0.034338 | 0.016327 | 0.018179
PIIKOI 3 | MANOA-PIIKOI | Underlying Load Commercial | -0.0085936 | 0.023097 | 0.0059131 | 0.042531 | 0 | 0 | 0.018778 | 0.0066807 | 0.0019746 | 0.0009154
PIIKOI 4 | PIIKOI 7 | Underlying Load Residential | -0.0085439 | 0.013426 | 0.0004962 | 0 | 0 | 0 | 0.0028793 | 0.0039616 | 0.001344 | 0.0022006
PIIKOI 4 | PIIKOI 7 | Underlying Load Commercial | -0.0076722 | 0.022515 | 0.0029957 | 0.0072483 | 0 | -0.003774 | 0.0040072 | 0.02517 | 0.019807 | 0.0014644
PIIKOI 4 | PIIKOI 7 | New Service Requests | 0 | 0 | 1.982 | 0 | 0 | 0 | 0 | 0 | 0 | 0
PIIKOI 4 | PIIKOI 8 | Underlying Load Residential | -0.058858 | 0.11387 | 0.0002782 | 0 | 0 | -0.0010892 | 0.034249 | 0.046408 | 0.029685 | 0.021335
PIIKOI 4 | PIIKOI 8 | Underlying Load Commercial | -0.052357 | 0.18064 | 0.0025616 | 0.027186 | 0 | -0.0002177 | 0.012938 | 0.013213 | 0.0039313 | 0.030222
POHAKUPU 2 | OLOMANA | Underlying Load Residential | -0.016478 | 0.026236 | 0 | 0 | 0 | -0.0004214 | 0.015491 | 0.014369 | 0.0065679 | 0.0036491
POHAKUPU 2 | OLOMANA | Underlying Load Commercial | -0.051987 | 0 | 0 | 0 | 0 | 0 | 0 | 0 | 0 | 0
POHAKUPU 2 | POHAKUPU 4 | Underlying Load Residential | -0.053223 | 0.10693 | 0.0003372 | 0 | 0 | -0.0015293 | 0.027816 | 0.05107 | 0.021182 | 0.017424
POHAKUPU 2 | POHAKUPU 4 | Underlying Load Commercial | -0.0099035 | 0.039485 | 0 | 0.000259 | 0 | 0 | 0.0018419 | 0.013368 | 0.026171 | 0.0020467
PUKELE 2 | CARLOS LONG | Underlying Load Residential | -0.07459 | 0.12171 | 0.0013072 | 0 | 0 | -0.0032444 | 0.038851 | 0.053589 | 0.033752 | 0.024768
PUKELE 2 | CARLOS LONG | Underlying Load Commercial | -0.0021375 | 0.018461 | 0.0003323 | 0.0005266 | 0 | 0 | 0.0005508 | 0.0086927 | 0.000996 | 0.0004763
PUKELE 2 | WAIOMAO | Underlying Load Residential | -0.091695 | 0.15577 | 0.0006186 | 0 | 0 | -0.0023524 | 0.04818 | 0.068025 | 0.037857 | 0.027561
PUKELE 2 | WAIOMAO | Underlying Load Commercial | -0.012114 | 0.028791 | 0.0043713 | 0.0009975 | 0 | 0 | 0.0196 | 0.040764 | 0.0036492 | 0.01096
PUOHALA 1 | PUOHALA 1 | Underlying Load Residential | -0.044669 | 0.081948 | 0.0003215 | 0 | 0 | -0.0047817 | 0.021955 | 0.026493 | 0.012973 | 0.012968
PUOHALA 1 | PUOHALA 1 | Underlying Load Commercial | -0.018033 | 0.034025 | 0.0025081 | 0 | 0 | -0.0001752 | 0.0105 | 0.045148 | 0.013617 | 0.01543
PUOHALA 1 | PUOHALA 2 | Underlying Load Residential | -0.13174 | 0.21906 | 0.0005714 | 0 | 0 | -0.0029311 | 0.073252 | 0.098358 | 0.046093 | 0.048718
PUOHALA 1 | PUOHALA 2 | Underlying Load Commercial | -0.0042291 | 0.011569 | 0.000907 | 0.0012037 | 0 | 0 | 0.0091746 | 0.0036181 | 0.0043083 | 0.0035221
PUUNUI 1 | ALEWA | Underlying Load Residential | -0.011085 | 0.019164 | 0.0004614 | 0 | 0 | -0.0006159 | 0.0060844 | 0.0066919 | 0.0031617 | 0.0050303
PUUNUI 1 | ALEWA | Underlying Load Commercial | 0 | 0 | 0.0002103 | 0 | 0 | 0 | 0.0002858 | 0.003843 | 0.0002578 | 0.006902
PUUNUI 1 | PUUNUI | Underlying Load Residential | -0.025132 | 0.046691 | 0.0018855 | 0 | 0 | 0 | 0.01825 | 0.018489 | 0.0089039 | 0.0098173
PUUNUI 1 | PUUNUI | Underlying Load Commercial | 0 | 0.0002232 | 0 | 0.0002189 | 0 | 0 | 0 | 0.0004237 | 0 | 0
PUUNUI 2 | EKEKELA | Underlying Load Residential | -0.024416 | 0.038781 | 0.0010335 | 0 | 0 | 0 | 0.010569 | 0.014842 | 0.0072047 | 0.0065043
PUUNUI 2 | EKEKELA | Underlying Load Commercial | -0.0004168 | 0.0003592 | 0.00018 | 0 | 0 | 0 | 0.0001026 | 0.0002112 | 0.0004678 | 0.0002112
PUUNUI 2 | EKEKELA | New Service Requests | 0.044 | 0 | 0 | 0 | 0 | 0 | 0 | 0 | 0 | 0
PUUNUI 2 | HEIGHTS | Underlying Load Residential | -0.02411 | 0.045767 | 0.0002167 | 0 | 0 | -0.000513 | 0.010368 | 0.013598 | 0.0078286 | 0.0069842
PUUNUI 2 | HEIGHTS | Underlying Load Commercial | -0.0042025 | 0 | 0 | 0.0001589 | 0 | 0 | 0 | 0 | 0 | 0
QUARRY | QUARRY | Underlying Load Commercial | 0 | 0 | 0 | 0.000799 | 0 | 0 | 0 | 0.000331 | 0 | 0.000799
QUEENS 1 | QUEENS 1 | Underlying Load Residential | -0.053634 | 0.098636 | 0.0006998 | 0 | 0 | -0.0031821 | 0.026476 | 0.038523 | 0.019689 | 0.020628
QUEENS 1 | QUEENS 1 | Underlying Load Commercial | -0.011714 | 0.0013818 | 0 | 0 | 0 | 0 | 0.0004064 | 0.0012192 | 0.0006007 | 0.0055757
QUEENS 1 | QUEENS 2 | Underlying Load Residential | -0.022768 | 0.037627 | 0 | 0 | 0 | -0.0004964 | 0.011305 | 0.014054 | 0.0082872 | 0.006156
QUEENS 1 | QUEENS 2 | Underlying Load Commercial | -0.01203 | 0.0018852 | 0 | 0.0002342 | 0 | 0 | 0.0003676 | 0.0014322 | 0.0005376 | 0.014963
SAND ISLAND 1 | SAND ISLAND 1 | Underlying Load Commercial | -0.011564 | 0.033387 | 0.002034 | 0.002034 | 0 | 0 | 0 | 0.040816 | 0.0040015 | 0
SAND ISLAND 2 | SAND ISLAND 2 | Underlying Load Commercial | 0 | 0.002389 | 0 | 0.005712 | 0 | 0 | 0 | 0 | 0 | 0
SCHOOL ST 1 | CKT 7 | Underlying Load Residential | -0.021601 | 0.035092 | 0 | 0 | 0 | 0 | 0.0093253 | 0.011791 | 0.0050376 | 0.0041287
SCHOOL ST 1 | CKT 7 | Underlying Load Commercial | -0.072999 | 0.070244 | 0.047458 | 0.026968 | 0 | -0.000234 | 0.02778 | 0.026962 | 0.018595 | 0.021358
SCHOOL ST 1 | CKT 7 | New Service Requests | 0.994 | 0 | 0 | 0 | 0 | 0 | 0 | 0 | 0 | 0
SCHOOL ST 1 | SCHOOL ST 3 | Underlying Load Residential | -0.025929 | 0.049453 | 0 | 0 | 0 | -0.0008679 | 0.01728 | 0.017495 | 0.0075145 | 0.0082952
SCHOOL ST 1 | SCHOOL ST 3 | Underlying Load Commercial | -0.098301 | 0.13287 | 0.012841 | 0.0050531 | 0 | -0.0001164 | 0.017948 | 0.03399 | 0.0272 | 0.070001
SCHOOL ST 2 | FORT ST | Underlying Load Residential | -0.0030479 | 0.0049975 | 0 | 0 | 0 | -0.000261 | 0.0018911 | 0.0044423 | 0.001184 | 0.0005255
SCHOOL ST 2 | FORT ST | Underlying Load Commercial | -0.014768 | 0.019933 | 0 | 0 | 0 | 0 | 0.001196 | 0.072137 | 0.0038126 | 0.0004784
SCHOOL ST 2 | SCHOOL ST | Underlying Load Residential | -0.050634 | 0.092304 | 0.0008289 | 0 | 0 | -0.0009783 | 0.030603 | 0.034828 | 0.019844 | 0.015413
SCHOOL ST 2 | SCHOOL ST | Underlying Load Commercial | -0.026677 | 0.15836 | 0.0008652 | 0.0091845 | 0 | -0.001299 | 0.0089985 | 0.056103 | 0.0049359 | 0.027735
SCHOOL ST 3 | CKT 12 | Underlying Load Commercial | -0.024001 | 0.048002 | 0 | 0 | 0 | 0 | 0 | 0 | 0 | 0
SCHOOL ST 3 | KALIHI | Underlying Load Residential | -0.001319 | 0.0038251 | 0 | 0 | 0 | 0 | 0.0007914 | 0.001319 | 0.0005276 | 0.0006595
SCHOOL ST 3 | KALIHI | Underlying Load Commercial | 0 | 0 | 0 | 0 | 0 | 0 | 0 | 0.026121 | 0 | 0
SCHOOL ST T2 | KAPALAMA | Underlying Load Residential | -0.009336 | 0.017889 | 0 | 0 | 0 | 0 | 0.00394 | 0.0055732 | 0.003436 | 0.0034864
SCHOOL ST T2 | KAPALAMA | Underlying Load Commercial | -0.000978 | 0.0019617 | 0 | 0.013626 | 0 | 0 | 0 | 0.0008107 | 0.0002077 | 0
SCHOOL ST T2 | KUAKINI | Underlying Load Residential | -0.0060531 | 0.011052 | 0 | 0 | 0 | -0.0008163 | 0.0018995 | 0.0035228 | 0.0017705 | 0.0009459
SCHOOL ST T2 | KUAKINI | Underlying Load Commercial | -0.0028159 | 0.0072437 | 0.0007739 | 0.0012725 | 0 | -0.0002721 | 0.0006811 | 0.0077241 | 0.0002496 | 0.0003427
SCHOOL ST T2 | LILIHA MAKAI | Underlying Load Residential | -0.0033262 | 0.0054317 | 0 | 0 | 0 | 0 | 0.0023424 | 0.0011104 | 0.0011174 | 0.0010069
SCHOOL ST T2 | LILIHA MAKAI | Underlying Load Commercial | -0.0021127 | 0.01136 | 0.0001826 | 0.0053708 | 0 | 0 | 0.000903 | 0.007335 | 0.0004903 | 0.0019485
UPPER KIPAPA 1 | KUAHELANI 1 | Underlying Load Residential | -0.068317 | 0.11051 | 0.001405 | 0 | 0 | -0.0015658 | 0.026875 | 0.048552 | 0.025818 | 0.018294
UPPER KIPAPA 1 | KUAHELANI 1 | Underlying Load Commercial | -0.011654 | 0.062826 | 8.33e-05 | 0.0020833 | 0 | 0 | 0.0006771 | 0.011876 | 0.027369 | 0.002713
UPPER KIPAPA 1 | KUAHELANI 4 | Underlying Load Residential | -0.11539 | 0.20763 | 0.0018448 | 0 | 0 | -0.0031416 | 0.063304 | 0.078191 | 0.038746 | 0.03466
UPPER KIPAPA 1 | KUAHELANI 4 | Underlying Load Commercial | -0.16834 | 0.17623 | 0.0001609 | 0.021831 | 0.02 | 0 | 0.10071 | 0.093492 | 0.025807 | 0.042204
UPPER KIPAPA 2 | KUAHELANI 2 | Underlying Load Residential | -0.032794 | 0.055844 | 0 | 0 | 0 | -0.0012197 | 0.015573 | 0.024718 | 0.011097 | 0.014175
UPPER KIPAPA 2 | KUAHELANI 2 | Underlying Load Commercial | -0.007167 | 0.01584 | 0.0076245 | 0.005759 | 0 | 0 | 0.015434 | 0.040196 | 0.0072073 | 0.037039
UPPER KIPAPA 2 | KUAHELANI 3 | Underlying Load Residential | -0.072249 | 0.12703 | 0 | 0 | 0 | -0.0003956 | 0.040891 | 0.052355 | 0.025396 | 0.019891
UPPER KIPAPA 2 | KUAHELANI 3 | Underlying Load Commercial | -0.0058804 | 0.0036649 | 0.0039598 | 0.0005195 | 0 | -0.0001704 | 0.036938 | 0.0091743 | 0.0016167 | 0.0014536
UPPER KIPAPA 2 | KUAHELANI 3 | New Service Requests | 0.081 | 0 | 0 | 0 | 0 | 0 | 0 | 0 | 0 | 0
UWAPO 1 | UWAPO 1 | Underlying Load Residential | -0.09474 | 0.15841 | 0.0020232 | 0 | 0 | -0.0018408 | 0.045729 | 0.067311 | 0.038109 | 0.029769
UWAPO 1 | UWAPO 1 | Underlying Load Commercial | -0.0002684 | 0.0066188 | 0.0001129 | 0.000183 | 0 | 0 | 0.0006847 | 0.018733 | 0.0017766 | 0.0005988
UWAPO 1 | UWAPO 2 | Underlying Load Residential | -0.02917 | 0.055483 | 0.0004409 | 0 | 0 | -0.0003932 | 0.014404 | 0.021096 | 0.0090338 | 0.0097166
UWAPO 1 | UWAPO 2 | Underlying Load Commercial | -0.021757 | 0.022658 | 0 | 0.0003767 | 0 | 0 | 0.0003767 | 0.0005977 | 0 | 0
UWAPO 2 | UWAPO 3 | Underlying Load Residential | -0.088178 | 0.15555 | 0.0011422 | 0 | 0 | -0.0042457 | 0.040953 | 0.072329 | 0.030663 | 0.025078
UWAPO 2 | UWAPO 3 | Underlying Load Commercial | -0.012714 | 0.0008889 | 0.0021546 | 0.0003858 | 0 | -0.0001913 | 0.0008448 | 0.0022307 | 0 | 0.0008116
UWAPO 2 | UWAPO 4 | Underlying Load Residential | -0.0009327 | 0.0016399 | 0 | 0 | 0 | 0 | 0.0006706 | 0.0003353 | 0.0003353 | 0.0003353
UWAPO 2 | UWAPO 4 | Underlying Load Commercial | -0.005816 | 0.011732 | 0 | 0.007183 | 0 | 0 | 0.002908 | 0.011832 | 0 | 0
WAHIAWA 1 | CASTNER | Underlying Load Residential | -0.054263 | 0.094847 | 0.001335 | 0 | 0 | -0.0008879 | 0.029201 | 0.042263 | 0.018517 | 0.018999
WAHIAWA 1 | CASTNER | Underlying Load Commercial | -0.045343 | 0.05476 | 0.0072105 | 0.030807 | 0 | 0 | 0.012604 | 0.039993 | 0.039648 | 0.030189
WAHIAWA 1 | WAHIAWA PROPER | Underlying Load Residential | -0.029484 | 0.044702 | 0.00034 | 0 | 0 | -0.0005318 | 0.016012 | 0.018211 | 0.012197 | 0.0093385
WAHIAWA 1 | WAHIAWA PROPER | Underlying Load Commercial | -0.035406 | 0.035652 | 0.002186 | 0.007533 | 0 | 0 | 0.0066141 | 0.025684 | 0.0081157 | 0.015977
WAHIAWA 2 | KIPAPA | Underlying Load Residential | -0.015695 | 0.024804 | 0 | 0 | 0 | -0.000333 | 0.010022 | 0.010366 | 0.0060294 | 0.0040211
WAHIAWA 2 | KIPAPA | Underlying Load Commercial | -0.048671 | 0.1806 | 0 | 0.061338 | 0.04 | 0 | 0.069341 | 0.091777 | 0.041868 | 0.0021448
WAHIAWA 3 | HELEMANO | Underlying Load Residential | -0.051225 | 0.087924 | 0 | 0 | 0 | -0.0035103 | 0.028668 | 0.03322 | 0.022041 | 0.020223
WAHIAWA 3 | HELEMANO | Underlying Load Commercial | -0.038361 | 0.12645 | 0.0055836 | 0.0038799 | 0 | -0.001397 | 0.0021129 | 0.010978 | 0.01066 | 0.0019756
WAHIAWA 3 | WAHIAWA HTS | Underlying Load Residential | -0.09749 | 0.18395 | 0.0012473 | 0 | 0 | -0.0040343 | 0.056674 | 0.069265 | 0.039049 | 0.035906
WAHIAWA 3 | WAHIAWA HTS | Underlying Load Commercial | -0.037149 | 0.0028106 | 0.001173 | 0.0011291 | 0 | 0 | 0.027609 | 0.019339 | 0.0041464 | 0.0009778
WAIAKAMILO 1 | WAIAKAMILO 1 | Underlying Load Residential | -0.0061191 | 0.005642 | 0 | 0 | 0 | 0 | 0.0014859 | 0.0048213 | 0.0033454 | 0.0017416
WAIAKAMILO 1 | WAIAKAMILO 1 | Underlying Load Commercial | -0.005912 | 0.012195 | 0.000783 | 0.00117 | 0 | 0 | 0.0089564 | 0.035353 | 0.0092329 | 0
WAIAKAMILO 1 | WAIAKAMILO 2 | Underlying Load Residential | -0.0041905 | 0.0080489 | 0.0007798 | 0 | 0 | 0 | 0.00174 | 0.0032235 | 0.0025911 | 0.0009228
WAIAKAMILO 1 | WAIAKAMILO 2 | Underlying Load Commercial | -0.057589 | 0.10165 | 0.0007059 | 0.0071299 | 0 | -0.011215 | 0.016371 | 0.057209 | 0.015793 | 0.021358
WAIAKAMILO 1 | WAIAKAMILO 2 | New Service Requests | 0 | 0 | 0 | 0 | 0.5 | 0 | 0 | 0 | 0 | 0
WAIAKAMILO 2 | WAIAKAMILO 3 | Underlying Load Residential | -0.026905 | 0.045708 | 0.00079 | 0 | 0 | -0.0008121 | 0.017397 | 0.020587 | 0.0093925 | 0.0096468
WAIAKAMILO 2 | WAIAKAMILO 3 | Underlying Load Commercial | -0.12821 | 0.16296 | 0.018832 | 0.012921 | 0 | 0 | 0.014398 | 0.080651 | 0.042603 | 0.13872
WAIAKAMILO 2 | WAIAKAMILO 4 | Underlying Load Residential | -0.01377 | 0.019964 | 0 | 0 | 0 | -0.000945 | 0.0062699 | 0.013028 | 0.0030952 | 0.0033585
WAIAKAMILO 2 | WAIAKAMILO 4 | Underlying Load Commercial | -0.027143 | 0.087757 | 0.000588 | 0.011918 | 0 | 0 | 0.036719 | 0.030583 | 0.010009 | 0.0088508
WAIALAE 1 | WAI-WILHELMINA | Underlying Load Residential | -0.021935 | 0.04103 | 0 | 0 | 0 | -0.001448 | 0.012144 | 0.015404 | 0.0073883 | 0.0073028
WAIALAE 1 | WAI-WILHELMINA | Underlying Load Commercial | -0.0002786 | 0.0004943 | 0 | 0.0001472 | 0 | 0 | 0 | 0 | 0 | 0.0002121
WAIALAE 2 | MAUNALANI | Underlying Load Residential | -0.031517 | 0.056761 | 0.0011018 | 0 | 0 | -0.0026932 | 0.01279 | 0.02088 | 0.0099038 | 0.0069039
WAIALAE 2 | MAUNALANI | Underlying Load Commercial | -0.0046618 | 0.0063937 | 0 | 0 | 0 | 0 | 0.008223 | 0.0004444 | 0 | 0.005602
WAIALUA 2 | KAENA PT | Underlying Load Residential | -0.077095 | 0.12493 | 0.0004782 | 0 | 0 | -0.0039595 | 0.043969 | 0.062004 | 0.038838 | 0.02453
WAIALUA 2 | KAENA PT | Underlying Load Commercial | -0.0028392 | 0.014393 | 0 | 0.0004278 | 0 | 0 | 0.0015702 | 0.0080464 | 0.0071997 | 0.008855
WAIALUA 2 | KAENA PT | New Service Requests | 0 | 0.75 | 0 | 0 | 0 | 0 | 0 | 0 | 0 | 0
WAIALUA 3 | KAWAILOA | Underlying Load Residential | -0.024294 | 0.057662 | 0 | 0 | 0 | -0.0033028 | 0.02035 | 0.032655 | 0.022494 | 0.017985
WAIALUA 3 | KAWAILOA | Underlying Load Commercial | -0.033826 | 0.043513 | 0.0051427 | 0.0057988 | 0 | -0.0080543 | 0.012536 | 0.10488 | 0.016664 | 0.029477
WAIALUA 3 | KAWAILOA | New Service Requests | 0.225 | 0 | 0 | 0 | 0 | 0 | 0 | 0 | 0 | 0
WAIALUA 3 | WAIALUA | Underlying Load Residential | -0.053928 | 0.093983 | 0.0003282 | 0 | 0 | -0.0011941 | 0.032766 | 0.040114 | 0.018683 | 0.021171
WAIALUA 3 | WAIALUA | Underlying Load Commercial | -0.022186 | 0.06402 | 0.013311 | 0.0019026 | 0 | 0 | 0.017028 | 0.034466 | 0.026865 | 0.0019424
WAIAWA 1 | WAIAWA 1 | Underlying Load Residential | -0.055017 | 0.094617 | 0.0009231 | 0 | 0 | -0.0003537 | 0.029859 | 0.041274 | 0.022176 | 0.018706
WAIAWA 1 | WAIAWA 1 | Underlying Load Commercial | -0.035122 | 0.24746 | 0 | 0.0093179 | 0 | 0 | 0.0081032 | 0.045651 | 0.005544 | 0.03991
WAIAWA 1 | WAIAWA 2 | Underlying Load Residential | 0 | 0.0006197 | 0 | 0 | 0 | 0 | 0 | 0.000588 | 0 | 0
WAIAWA 1 | WAIAWA 2 | Underlying Load Commercial | -0.10106 | 0.90317 | 0.050685 | 0.029549 | 0.02 | 0 | 0.052089 | 0.21097 | 0.041827 | 0.10211
WAIAWA 1 | WAIAWA 2 | New Service Requests | 0.01 | 0 | 0 | 0 | 0 | 0 | 0 | 0 | 0 | 0
WAIAWA 2 | WAIAWA 3 | Underlying Load Residential | -0.024803 | 0.037068 | 0 | 0 | 0 | 0 | 0 | 0.023404 | 0.0015322 | 0.0004648
WAIAWA 2 | WAIAWA 3 | Underlying Load Commercial | -0.0003702 | 0.0028489 | 0 | 0.0015158 | 0 | 0 | 0 | 0.041854 | 0.060146 | 0.0001459
WAIAWA 2 | WAIAWA 3 | New Service Requests | 0.65 | 0 | 0 | 0.6 | 0 | 0 | 0 | 0 | 0 | 0
WAIAWA 2 | WAIAWA 4 | Underlying Load Residential | -0.051169 | 0.077227 | 0.0007774 | 0 | 0 | -0.002019 | 0.026662 | 0.043947 | 0.019774 | 0.023135
WAIAWA 2 | WAIAWA 4 | Underlying Load Commercial | -0.037646 | 0.084515 | 0.007284 | 0.013119 | 0 | 0 | 0.010789 | 0.037607 | 0.01115 | 0.010887
WAIHEE 1 | WAIHEE 1 | Underlying Load Residential | -0.066548 | 0.12998 | 0.0003712 | 0 | 0 | -0.0034063 | 0.04482 | 0.049071 | 0.026955 | 0.025816
WAIHEE 1 | WAIHEE 1 | Underlying Load Commercial | -0.018574 | 0.034506 | 0 | 0.0050565 | 0 | -0.0002178 | 0.0005494 | 0.02409 | 0.0002 | 0.003032
WAIHEE 1 | WAIHEE 2 | Underlying Load Residential | -0.039704 | 0.098119 | 0 | 0 | 0 | -0.0016924 | 0.029288 | 0.041815 | 0.022704 | 0.024103
WAIHEE 1 | WAIHEE 2 | Underlying Load Commercial | -0.0067584 | 0.019796 | 0.0027734 | 0.0028764 | 0 | 0 | 0.010722 | 0.0033177 | 0.0028107 | 0.0042867
WAIHEE 1 | WAIHEE 2 | New Service Requests | 0.153 | 0 | 0 | 0 | 0 | 0 | 0 | 0 | 0 | 0
WAIHEE 2 | WAIHEE 3 | Underlying Load Residential | -0.014671 | 0.032461 | 0.000813 | 0 | 0 | 0 | 0.01376 | 0.013034 | 0.0061268 | 0.0067169
WAIHEE 2 | WAIHEE 3 | Underlying Load Commercial | -0.0012114 | 0.0022099 | 0 | 0 | 0 | 0 | 9.4e-05 | 0.0005099 | 0.0013999 | 0.000135
WAIHEE 2 | WAIHEE 3 | New Service Requests | 0.135 | 0 | 0 | 0 | 0 | 0 | 0 | 0 | 0 | 0
WAIHEE 2 | WAIHEE 4 | Underlying Load Residential | -0.09833 | 0.18167 | 0.0010269 | 0 | 0 | -0.0040064 | 0.046106 | 0.078564 | 0.037329 | 0.039182
WAIHEE 2 | WAIHEE 4 | Underlying Load Commercial | -0.015779 | 0.017626 | 0.0050316 | 0.0013483 | 0 | -0.0005766 | 0.0025006 | 0.0060792 | 0.025029 | 0.0014975
WAIKIKI 1 | WAIKIKI 1 | Underlying Load Residential | -0.0097107 | 0.012456 | 0 | 0 | 0 | 0 | 0.0039048 | 0.0053787 | 0.0032479 | 0.0025352
WAIKIKI 1 | WAIKIKI 1 | Underlying Load Commercial | -0.13348 | 0.13209 | 0.0014689 | 0.039135 | 0 | 0 | 0.033189 | 0.013508 | 0.0079584 | 0.019471
WAIKIKI 1 | WAIKIKI 2 | Underlying Load Commercial | -0.20527 | 0.40323 | 0 | 0 | 0 | 0 | 0.0036564 | 0.0018282 | 0.0036564 | 0.043132
WAIKIKI 2 | WAIKIKI 3 | Underlying Load Residential | -0.0094923 | 0.0014772 | 0 | 0 | 0 | 0 | 0 | 0.0031646 | 0.0063277 | 0.0006292
WAIKIKI 2 | WAIKIKI 3 | Underlying Load Commercial | -0.18259 | 0.2459 | 0.0029437 | 0.0060149 | 0 | -0.003142 | 0.0053201 | 0.10502 | 0.013111 | 0.016899
WAIKIKI 2 | WAIKIKI 4 | Underlying Load Residential | -0.0048109 | 0.0081188 | 0 | 0 | 0 | 0 | 0.0030556 | 0.0041299 | 0.0006798 | 0.0013311
WAIKIKI 2 | WAIKIKI 4 | Underlying Load Commercial | -0.23449 | 0.56506 | 0.000758 | 0.010664 | 0 | -0.000168 | 0.014727 | 0.0075995 | 0.0035415 | 0.01032
WAIKIKI 3 | WAIKIKI 5 | Underlying Load Residential | -0.019932 | 0.030491 | 0.0012906 | 0 | 0 | -0.0002048 | 0.0073082 | 0.014249 | 0.0060267 | 0.004842
WAIKIKI 3 | WAIKIKI 5 | Underlying Load Commercial | -0.044747 | 0.10824 | 0.038511 | 0.039695 | 0 | -0.033411 | 0.0004235 | 0.029517 | 0.017079 | 0.014223
WAIKIKI 3 | WAIKIKI 6 | Underlying Load Commercial | -0.11735 | 0.42527 | 0.0027704 | 0.067369 | 0 | 0 | 0.0055408 | 0.0055408 | 0.058012 | 0.0027704
WAILUPE | AINA KOA | Underlying Load Residential | -0.088028 | 0.13746 | 0 | 0 | 0 | -0.0081432 | 0.031592 | 0.041495 | 0.031723 | 0.019118
WAILUPE | AINA KOA | Underlying Load Commercial | -0.024125 | 0.043601 | 0 | 0 | 0 | 0 | 0 | 0.000362 | 0 | 0.000888
WAILUPE | WAILUPE | Underlying Load Residential | -0.1281 | 0.24102 | 0.0019731 | 0 | 0 | -0.0047558 | 0.07857 | 0.089 | 0.054059 | 0.042737
WAILUPE | WAILUPE | Underlying Load Commercial | -0.0028401 | 0.014395 | 0.0098533 | 0.0003806 | 0 | 0 | 0.0006403 | 0.028765 | 0.033179 | 0.0007203
WAIMALU 1 | WAIMALU 1 | Underlying Load Residential | -0.036165 | 0.058859 | 0 | 0 | 0 | -0.0024446 | 0.022371 | 0.023875 | 0.01135 | 0.01144
WAIMALU 1 | WAIMALU 1 | Underlying Load Commercial | -0.072059 | 0.1122 | 0.0016236 | 0.059548 | 0 | -0.048921 | 0.019646 | 0.033794 | 0.0043142 | 0.0015104
WAIMALU 1 | WAIMALU 2 | Underlying Load Residential | -0.097463 | 0.17558 | 0 | 0 | 0 | -0.0016378 | 0.053259 | 0.071243 | 0.038049 | 0.032244
WAIMALU 1 | WAIMALU 2 | Underlying Load Commercial | -0.0032568 | 0.060386 | 0.0003668 | 0.057305 | 0 | 0 | 0.021111 | 0.041479 | 0.0040893 | 0.0015031
WAIMALU 2 | WAIMALU 3 | Underlying Load Residential | -0.1362 | 0.24195 | 0.0007326 | 0 | 0 | -0.0036565 | 0.086578 | 0.10371 | 0.062423 | 0.047052
WAIMALU 2 | WAIMALU 3 | Underlying Load Commercial | -0.001773 | 0.0009939 | 0.0015465 | 0.000649 | 0 | 0 | 0.003162 | 0.0012127 | 0.02554 | 0.0024331
WAIMALU 2 | WAIMALU 4 | Underlying Load Residential | -0.037098 | 0.053972 | 0 | 0 | 0 | -0.0004392 | 0.018447 | 0.027375 | 0.011798 | 0.011674
WAIMALU 2 | WAIMALU 4 | Underlying Load Commercial | -0.04201 | 0.054079 | 0.001598 | 0.030442 | 0 | -0.0013204 | 0.0097804 | 0.047321 | 0.011183 | 0.014728
WAIMANALO BEACH 1 | WAIMANALO | Underlying Load Residential | -0.049619 | 0.10884 | 0.0016604 | 0 | 0 | -0.001623 | 0.035608 | 0.03476 | 0.022928 | 0.022447
WAIMANALO BEACH 1 | WAIMANALO | Underlying Load Commercial | -0.027205 | 0.06922 | 0.001599 | 0.0054421 | 0 | -0.0010236 | 0.0090046 | 0.041293 | 0.028218 | 0.0069236
WAIMANALO BEACH 2 | BEACH LOTS | Underlying Load Residential | -0.089373 | 0.14691 | 0.0021576 | 0 | 0 | -0.0058845 | 0.045301 | 0.068262 | 0.031616 | 0.027873
WAIMANALO BEACH 2 | BEACH LOTS | Underlying Load Commercial | -0.0059992 | 0.0070149 | 0.0008587 | 0.001451 | 0 | 0 | 0.021024 | 0.029029 | 0.014681 | 0.0036321
WAIMANO 1 | WAIMANO 5 | Underlying Load Residential | -0.044261 | 0.09843 | 0 | 0 | 0 | -0.003067 | 0.020592 | 0.036182 | 0.019486 | 0.018815
WAIMANO 1 | WAIMANO 5 | Underlying Load Commercial | 0 | 0.0003045 | 0 | 0.002745 | 0 | 0 | 0 | 0.018453 | 0.018453 | 0
WAIMANO 1 | WAIMANO HOME RD | Underlying Load Residential | -0.14635 | 0.24852 | 0.0030172 | 0 | 0 | -0.0072473 | 0.080515 | 0.1085 | 0.061256 | 0.043302
WAIMANO 1 | WAIMANO HOME RD | Underlying Load Commercial | -0.0004939 | 0.018381 | 0.0002416 | 0 | 0 | -0.0003995 | 0.0012325 | 0.0019418 | 0 | 0
WAIMANO 2 | LEOMELE | Underlying Load Residential | -0.0681 | 0.12525 | 0.0003563 | 0 | 0 | -0.0021623 | 0.039169 | 0.044431 | 0.027599 | 0.014793
WAIMANO 2 | LEOMELE | Underlying Load Commercial | -0.0071513 | 0.0002789 | 0 | 0.0005735 | 0 | 0 | 0.009735 | 0.003747 | 0.057104 | 0.0034043
WAIMANO 2 | PENINSULA | Underlying Load Residential | -0.02552 | 0.043501 | 0.0015749 | 0 | 0 | -0.001125 | 0.012398 | 0.013865 | 0.00654 | 0.0037101
WAIMANO 2 | PENINSULA | Underlying Load Commercial | -0.17255 | 0.083552 | 0.032818 | 0.065459 | 0 | -0.014319 | 0.062734 | 0.22381 | 0.014916 | 0.005659
WAIMANO 2 | PENINSULA | New Service Requests | 1 | 0 | 0 | 0 | 0.91 | 0 | 0 | 0 | 0 | 0
WAIMANO 3 | HIGHLANDS | Underlying Load Residential | -0.12952 | 0.22332 | 0.0031083 | 0 | 0 | -0.0053916 | 0.075953 | 0.094094 | 0.051686 | 0.032429
WAIMANO 3 | HIGHLANDS | Underlying Load Commercial | -0.0079036 | 0.018826 | 0 | 0.011416 | 0 | 0 | 0.0055019 | 0.033978 | 0.0074189 | 0.0027735
WAIMANO 3 | WAIMANO 6 | Underlying Load Residential | -0.062247 | 0.10769 | 0 | 0 | 0 | -0.0058837 | 0.030248 | 0.041071 | 0.016801 | 0.020219
WAIMANO 3 | WAIMANO 6 | Underlying Load Commercial | -0.20721 | 0.39895 | 0.015188 | 0.018054 | 0 | 0 | 0 | 0.020374 | 0.0012385 | 0.030995
WAIMEA 1 | WAIMEA 1 | Underlying Load Residential | -0.013927 | 0.024816 | 0.000782 | 0 | 0 | -0.0005625 | 0.01158 | 0.013075 | 0.0105 | 0.0045645
WAIMEA 1 | WAIMEA 1 | Underlying Load Commercial | -0.0023974 | 0.019361 | 0.0007968 | 0.0017599 | 0 | 0 | 0.0024948 | 0.019808 | 0.010116 | 0
WAIMEA 1 | WAIMEA 1 | New Service Requests | 0 | 1.181 | 0 | 0 | 0 | 0 | 0 | 0 | 0 | 0
WAIMEA 1 | WAIMEA 2 | Underlying Load Residential | -0.056835 | 0.11453 | 0.0008021 | 0 | 0 | -0.0006447 | 0.036338 | 0.051242 | 0.030855 | 0.019653
WAIMEA 1 | WAIMEA 2 | Underlying Load Commercial | -0.0017677 | 0.020771 | 0.033045 | 0.024796 | 0 | 0 | 0.0003846 | 0.0077162 | 0.0084218 | 0.023453
WAIMEA 1 | WAIMEA 2 | New Service Requests | 0 | 0.02 | 0 | 0 | 0 | 0 | 0 | 0 | 0 | 0
WAIPAHU 1 | DEPOT RD | Underlying Load Residential | -0.061264 | 0.11585 | 0 | 0 | 0 | -0.0036277 | 0.039184 | 0.046093 | 0.020239 | 0.012119
WAIPAHU 1 | DEPOT RD | Underlying Load Commercial | -0.0014706 | 0.000503 | 0.0009054 | 0.0013204 | 0 | -0.0002943 | 0.0012204 | 0.005031 | 0.0028785 | 0.0004377
WAIPAHU 1 | WAIPAHU | Underlying Load Residential | -0.34855 | 0.58843 | 0.0064643 | 0 | 0 | -0.010969 | 0.1967 | 0.26284 | 0.12174 | 0.10627
WAIPAHU 1 | WAIPAHU | Underlying Load Commercial | -0.0098985 | 0.02841 | 0.002637 | 0.003283 | 0 | 0 | 0.0060815 | 0.096384 | 0.0013069 | 0.0014071
WAIPAHU 1 | WAIPAHU | New Service Requests | 0.356 | 0 | 0 | 0 | 0 | 0 | 0 | 0 | 0 | 0
WAIPAHU 2 | MOKUOLA | Underlying Load Residential | -0.039177 | 0.074281 | 0 | 0 | 0 | -0.0017783 | 0.030809 | 0.024212 | 0.013362 | 0.014512
WAIPAHU 2 | MOKUOLA | Underlying Load Commercial | -0.17865 | 0.17876 | 0.026849 | 0.061154 | 0 | -0.0004277 | 0.039925 | 0.096338 | 0.072292 | 0.011187
WAIPAHU 2 | WAILANI | Underlying Load Residential | -0.028406 | 0.043202 | 0.0020262 | 0 | 0 | 0 | 0.019393 | 0.023537 | 0.01148 | 0.014124
WAIPAHU 2 | WAILANI | Underlying Load Commercial | -0.013153 | 0.17007 | 0.0003676 | 0.0003676 | 0 | 0 | 0.0004526 | 0.022083 | 0.0030652 | 0.0030652
WAIPAHU 2 | WAILANI | New Service Requests | 0.048 | 0 | 0.078 | 0 | 0.222 | 0 | 0 | 0 | 0 | 0
WAIPIO 1 | WAIPIO 1 | Underlying Load Residential | -0.021815 | 0.033771 | 0 | 0 | 0 | -0.0011611 | 0.0093014 | 0.018566 | 0.0079292 | 0.0068526
WAIPIO 1 | WAIPIO 1 | Underlying Load Commercial | -0.038956 | 0.088164 | 0.0096621 | 0.065721 | 0 | 0 | 0.0043794 | 0.086358 | 0.084988 | 0.020493
WAIPIO 1 | WAIPIO 2 | Underlying Load Residential | -0.021731 | 0.036823 | 0.0008862 | 0 | 0 | -0.0003655 | 0.010705 | 0.014862 | 0.0066799 | 0.0068299
WAIPIO 1 | WAIPIO 2 | Underlying Load Commercial | -0.056643 | 0.20684 | 0.0039474 | 0.033773 | 0 | -0.002193 | 0.072549 | 0.065419 | 0.013502 | 0.013295
WAIPIOLANI 1 | MANAGERS | Underlying Load Residential | -0.033518 | 0.061719 | 0.0004954 | 0 | 0 | -0.0009319 | 0.018676 | 0.02122 | 0.015453 | 0.010031
WAIPIOLANI 1 | MANAGERS | Underlying Load Commercial | -0.036784 | 0.0009189 | 3.2e-05 | 3.2e-05 | 0 | 0 | 0.00085 | 0.0034034 | 0.0003681 | 0.0001666
WAIPIOLANI 1 | WAIKELE CTR | Underlying Load Commercial | -0.013683 | 0.15615 | 0 | 0.013942 | 0 | 0 | 0 | 0.017396 | 0.01557 | 0.007625
WAIPIOLANI 2 | LUMIAUAU | Underlying Load Residential | -0.042199 | 0.078441 | 0.0016699 | 0 | 0 | -0.0011206 | 0.025772 | 0.026666 | 0.0158 | 0.011703
WAIPIOLANI 2 | LUMIAUAU | Underlying Load Commercial | -0.07686 | 0.14079 | 0.0065742 | 0.0063271 | 0 | -0.0002308 | 0.012162 | 0.0021016 | 0.0043482 | 0.017762
WAIPIOLANI 2 | PAIWA | Underlying Load Residential | -0.055076 | 0.089456 | 0.000187 | 0 | 0 | -0.0027706 | 0.029782 | 0.039103 | 0.019238 | 0.016775
WAIPIOLANI 2 | PAIWA | Underlying Load Commercial | -0.010457 | 0.022887 | 0.0033248 | 0.0070062 | 0 | 0 | 0.0042199 | 0.013144 | 0.034216 | 0.0033274
WILIWILI | WILIWILI 1 | Underlying Load Residential | -0.04971 | 0.074379 | 0.0001551 | 0 | 0 | -0.002355 | 0.025559 | 0.031957 | 0.020066 | 0.015127
WILIWILI | WILIWILI 1 | Underlying Load Commercial | -0.0004641 | 0.0002252 | 0 | 0 | 0 | 0 | 0 | 0 | 0 | 0.0002525
WILIWILI | WILIWILI 2 | Underlying Load Residential | -0.037349 | 0.052962 | 0 | 0 | 0 | -0.0018974 | 0.019344 | 0.025196 | 0.016155 | 0.016582
WILIWILI | WILIWILI 2 | Underlying Load Commercial | 0 | 0.000502 | 0 | 0.004293 | 0 | 0 | 0 | 0 | 0 | 0
WOODLAWN 1 | HIKINA | Underlying Load Residential | -0.0062036 | 0.0084538 | 0 | 0 | 0 | -0.0004334 | 0.0027418 | 0.0040159 | 0.0010695 | 0.0009607
WOODLAWN 1 | HIKINA | Underlying Load Commercial | 0 | 0 | 0 | 0 | 0 | 0 | 0 | 0.0003674 | 7.37e-05 | 0.0002507
WOODLAWN 1 | PAWAINA | Underlying Load Residential | -0.030734 | 0.04732 | 0.000554 | 0 | 0 | -0.00129 | 0.017903 | 0.024133 | 0.012612 | 0.0093408
WOODLAWN 1 | PAWAINA | Underlying Load Commercial | -0.000195 | 0.0001827 | 0 | 0.000195 | 0 | 0 | 0 | 0.0051773 | 0 | 0.0002477
WOODLAWN 2 | KAHALOA | Underlying Load Residential | -0.027785 | 0.046841 | 0.001002 | 0 | 0 | -0.001732 | 0.014073 | 0.02126 | 0.011949 | 0.0061389
WOODLAWN 2 | KAHALOA | Underlying Load Commercial | -0.0002117 | 0.0003314 | 0.0004004 | 0.0002295 | 0 | 0 | 0 | 0.0004547 | 0 | 0.0005087
WOODLAWN 2 | LOWREY | Underlying Load Residential | -0.023598 | 0.042321 | 0.000291 | 0 | 0 | -0.000405 | 0.011488 | 0.018028 | 0.0094762 | 0.0093971
WOODLAWN 2 | LOWREY | Underlying Load Commercial | -0.0008573 | 0.0048353 | 0.0002168 | 0 | 0 | 0 | 0 | 0.0092081 | 0.0048214 | 0.0026818
WOODLAWN 4 | UPLANDS | Underlying Load Residential | -0.027858 | 0.037475 | 0.00041 | 0 | 0 | -0.0017071 | 0.013307 | 0.016996 | 0.010126 | 0.0076428
WOODLAWN 4 | UPLANDS | Underlying Load Commercial | -0.000425 | 0.0091934 | 0 | 0 | 0 | 0 | 0.0002295 | 0.0007266 | 0.0053505 | 0.008304
WOODLAWN 4 | WOODLAWN | Underlying Load Residential | -0.023056 | 0.039483 | 0 | 0 | 0 | -0.0014638 | 0.014997 | 0.014157 | 0.0073847 | 0.0081335
WOODLAWN 4 | WOODLAWN | Underlying Load Commercial | 0 | 0.0001598 | 0 | 0 | 0 | 0 | 0 | 0.0003763 | 0 | 0

## Base Load
Return to Assumptions Summary
Base Load
The Base Load layer represents the starting point for each circuit forecast. This layer is developed based on the circuit historical data. The base load is shown in megawatts (MW) for each distribution circuit.
Substation Transformer | Circuit | Base Load (MW)
AHI 1 | HAHAIONE | 2.4907
AHI 1 | NIU | 3.2543
AHI 2 | KAALAKEI | 2.9962
AHI 2 | PORTLOCK | 3.3819
AIEA 1 | KAM HWY | 3.5978
AIEA 1 | LAULIMA | 6.1116
AIEA 2 | AIEA | 4.4088
AIEA 2 | KAUHALE | 4.4136
AIEA 3 | AIEA 2 | 3.9108
AIEA 3 | AIEA 3 | 1.3678
AIKAHI 1 | KALAHEO | 1.0233
AIKAHI 2 | BAY DR | 0.70422
AIKAHI 3 | ILIAINA | 1.9288
AINA KOA 1 | KAHALA MALL | 3.6358
AINA KOA 1 | WAIALAE NUI | 1.2537
AINA KOA 1 4KV | KEALAOLU | 0.87378
AINA KOA 1 4KV | WAIALAE SC | 0.013388
ARCHER 1 | ARCHER 1 | 0.16065
ARCHER 1 | ARCHER 2 | 0.4284
ARCHER 2 | ARCHER 3 | 3.9055
ARCHER 2 | ARCHER 4 | 0.093713
CEIP 2 | CEIP 3 | 5.3351
CEIP 2 | CEIP 4 | 1.9446
ENA 1 | ALA MOANA | 7.1069
ENA 1 | HAWN VILLAGE 1 | 6.198
ENA 2 | ILIKAI | 4.1772
ENA 2 | LAGOON | 6.2748
ENA 3 | DE RUSSY | 7.6591
ENA 3 | KALIA | 5.7312
ENA 4 | ENA 1 | 3.3618
ENA 4 | ENA 2 | 3.3264
EWA BEACH 1 | EWA BEACH 1 | 5.233
EWA BEACH 1 | EWA BEACH 2 | 3.66
EWA BEACH 2 | EWA BEACH 3 | 3.5451
EWA BEACH 2 | EWA BEACH 4 | 8.6951
EWA NUI 1 | EWA NUI 1 | 8.0924
EWA NUI 2 | EWA NUI 2 | 9.4805
FORT ST 1 | FORT ST 1 | 0.18743
FORT ST 1 | FORT ST 2 | 3.828
FORT ST 2 | FORT ST 3 | 0.74384
FORT ST 2 | FORT ST 4 | 3.0121
FORT ST 4KV | NUUANU | 2.2903
FORT ST 4KV | PUNCHBOWL | 1.274
FORT WEAVER 1 | FORT WEAVER 1 | 3.3147
FORT WEAVER 1 | FORT WEAVER 2 | 4.2571
FORT WEAVER 2 | FORT WEAVER 3 | 3.3529
FORT WEAVER 2 | FORT WEAVER 4 | 4.7077
HALA 1 | HALA 2 | 3.9823
HALA 1 | HALA 1 | 1.7172
HALA 2 | HALA 3 | 3.4013
HALA 2 | HALA 4 | 1.9431
HANUA | HANUA 1 | 0.013388
HANUA | HANUA 2 | 0.026775
HAUULA | HAUULA | 6.1326
HAUULA | PUNALUU | 3.7379
HELEMANO 1 | DOLE 1 | 0.63682
HELEMANO 2 | WHITMORE | 0.20679
HILA 1 | HILA 1 | 4.5596
HILA 1 | HILA 2 | 3.4595
HILA 2 | HILA 3 | 4.197
HILA 2 | HILA 4 | 3.695
HILA 3 | HILA 5 | 5.0047
HOAEAE 1 | HOAEAE 1 | 7.7202
HOAEAE 1 | LEOOLE | 2.5353
HOAEAE 2 | HOAEAE 2 | 3.6048
HOAEAE 2 | HOAEAE 3 | 5.1991
HONOLULU 1 | CKT 6 | 0.79165
HONOLULU 1 | CKT 8 | 0.026775
HONOLULU 2 | CKT 10 | 0.5172
HONOLULU 2 | CKT 18 | 1.257
IWILEI 1 | IWILEI 1 11KV | 3.0191
IWILEI 2 | CKT 16 | 3.6869
IWILEI 2 | WAIAKAMILO-IWILEI | 1.4712
IWILEI 3 | AALA | 4.0899
IWILEI 3 | HAWN PINE | 5.1515
IWILEI T3 | IWILEI 10 | 2.8944
IWILEI T3 | IWILEI 9 | 3.3938
IWILEI T4 | IWILEI 13 | 2.1318
IWILEI T4 | IWILEI 14 | 6.2511
KAHALA 1 12KV | KILAUEA 12KV | 7.8951
KAHALA 1 4KV | BLACK PT | 0.16991
KAHALA 1 4KV | HUNAKAI | 0.72856
KAHALA 1 4KV | KAHALA | 0.58602
KAHALA 2 12KV | KAHALA 3 | 5.5908
KAHALA 2 12KV | LUAWAI | 7.7182
KAHALA 2 4KV | FARMERS RD | 0.68749
KAHALA 2 4KV | KILAUEA 4KV | 0.89048
KAHALA 2 4KV | KOLOA | 0.37762
KAHE 1 | BARBERS PT | 5.4096
KAHE 1 | KAHE | 5.3248
KAHUKU | KAHUKU | 3.347
KAHUKU | KAWELA | 3.5998
KAILUA 1 | KAILUA 1 | 3.3439
KAILUA 1 | KAILUA 2 | 5.6358
KAILUA 1 4KV | COCONUT GROVE | 1.2633
KAILUA 1 4KV | TOWN | 0.12698
KAILUA 2 4KV | KALAMA | 1.6352
KAILUA 2 4KV | LANIKAI | 0.62092
KAILUA 2 4KV | MAUNAWILI | 0.026775
KAIMUKI 1 | KAI-WAIALAE | 1.1064
KAIMUKI 1 | RUGER | 0.4953
KAIMUKI 2 | KAI-HARDING | 0.28475
KAIMUKI 2 | KAI-KAIMUKI | 0.76488
KAIMUKI 2 | KAI-WILHELMINA | 1.46
KAKAAKO 1 | KAMANI | 0.92569
KAKAAKO 1 | QUEEN ST | 2.2176
KAKAAKO 2 | AHUI | 0.0468
KAKAAKO 2 | ILANIWAI | 2.2724
KAKAAKO 3 | KAKAAKO 5 | 4.5765
KAKAAKO 3 | KAKAAKO 6 | 1.5194
KAKAAKO 4 | KAKAAKO 8 | 4.0971
KAKAAKO 4 | KAKAAKO 9 | 4.5508
KAKAAKO 4 | KEAWE | 5.777
KALAHEO 1 | KALAHEO 1 | 0.39314
KALAHEO 1 | KALAHEO 2 | 0.0031784
KALAMA 1 | KAINALU | 0.74538
KALAMA 1 | ONEAWA | 0.812
KALAMA 2 CSP | AINONI | 0.77668
KALIHI 1 | KALIHI KAI | 1.0253
KALIHI 1 | KALIHI UKA | 0.45625
KALIHI 2 | BECKLEY | 0.29721
KALIHI 2 | KAM IV | 1.3589
KALOI 1 | KALOI 1 | 0.53933
KAMILOIKI | ANUU | 2.1003
KAMILOIKI | KOKOHEAD | 2.1189
KAMOHO 1 | KALIHI ST | 1.0511
KAMOHO 1 | MACHADO ST | 0.73939
KAMOHO 2 | KAM TERRACE | 1.5152
KAMOKILA 1 | KAMOKILA 1 | 4.4436
KAMOKILA 1 | KAMOKILA 2 | 5.4912
KAMOKILA 2 | KAMOKILA 3 | 2.9464
KAMOKILA 2 | KAMOKILA 4 | 5.2404
KAMOKILA 3 | KAMOKILA 5 | 5.2298
KAMOKILA 3 | KAMOKILA 6 | 3.5598
KAMOKU T2 | KAMOKU 10 | 10.1708
KAMOKU T2 | KAMOKU 9 | 5.8106
KANEOHE 1 | HEEIA | 6.1951
KANEOHE 1 | PALEKA | 3.3891
KANEOHE 2 | ANOI | 4.5999
KANEOHE 2 | PAHIA | 4.0283
KANEOHE 3 | KANEOHE 5 | 3.0808
KANEOHE 3 | KANEOHE 6 | 4.3491
KAONOHI 1 | KAONOHI 1 | 4.8612
KAONOHI 1 | KAONOHI 2 | 4.2932
KAONOHI 2 | KAONOHI 3 | 4.2876
KAONOHI 2 | KAONOHI 4 | 3.5352
KAPAHULU 1 | KANAINA | 5.1018
KAPAHULU 1 | SHERATON 1 | 4.8322
KAPAHULU 2 | LEAHI | 3.8091
KAPAHULU 2 | SHERATON 2 | 0.7368
KAPAHULU 3 | KALAKAUA | 5.4204
KAPAHULU 3 | PAOAKALANI | 8.0349
KAPAHULU 4 | DIAMOND HEAD | 2.0235
KAPAHULU 4 | KAPAHULU 1 | 0.64742
KAPAHULU 5 | KANEKAPOLEI | 2.7717
KAPAHULU 5 | KAPAHULU 2 | 3.293
KAPAHULU 6 | KAPAHULU 3 | 3.5052
KAPAHULU 6 | KAPAHULU 4 | 3.3252
KAPALAMA 1 | MOKAUEA | 2.5661
KAPALAMA 1 | SAND ISLAND | 3.2085
KAPALAMA 2 | HOUGHTAILING | 3.0675
KAPALAMA 2 | KAHAI | 7.0728
KAPALAMA 3 | PUUHALE | 2.1207
KAPALAMA 3 | WAIAKAMILO-KAPALAMA | 5.694
KAPIOLANI 1 (12KV) | KAPIOLANI 1 | 6.2846
KAPIOLANI 1 (12KV) | KAPIOLANI 2 | 6.3668
KAPIOLANI 1 (4KV) | KAP-HARDING | 1.5559
KAPIOLANI 1 (4KV) | KUHIO | 0.49852
KAPIOLANI 1 (4KV) | ST LOUIS HTS | 0.17712
KAPIOLANI 2 (12KV) | KAPIOLANI 3 | 3.5179
KAPIOLANI 2 (12KV) | ST LOUIS | 7.5432
KAPIOLANI 2 (4KV) | KAP-KAIMUKI | 0.66837
KAPIOLANI 2 (4KV) | KAP-WAIALAE | 0.98136
KAPOLEI 1 | KAPOLEI 1 | 1.0392
KAPOLEI 1 | KAPOLEI 2 | 3.85
KAPOLEI 2 | KAPOLEI 3 | 3.2964
KAPOLEI 2 | KAPOLEI 4 | 6.6938
KEEHI 1 | AIRPORT 1 | 2.1473
KEEHI 1 | KEEHI 1 | 1.5539
KEEHI 2 | AIRPORT 2 | 1.3224
KEEHI 2 | UALENA | 3.1178
KEEHI 3 | KEEHI 5 | 1.8327
KEEHI 3 | KEEHI 6 | 2.0551
KEEHI 4 | KEEHI 7 | 1.5887
KEEHI 4 | KEEHI 8 | 1.5204
KEOLU 1 | AALAPAPA | 3.1766
KEOLU 1 | ENCHANTED LAKES | 4.0201
KEOLU 2 | KAILUA HTS | 4.4493
KEOLU 2 | KEOLU DR | 3.624
KEWALO 1 | KEWALO 1 | 2.0769
KEWALO 1 | KEWALO 2 | 5.0892
KEWALO 2 | KEWALO 3 | 0.14686
KEWALO 2 | KEWALO 4 | 2.6861
KEWALO T3 | KEWALO 5 | 1.7333
KEWALO T3 | KEWALO 6 | 0.29453
KEWALO T3 | KEWALO 7 | 0.37485
KO OLINA 1 | KO OLINA 1 | 8.7244
KO OLINA 1 | KO OLINA 2 | 0.82535
KO OLINA 2 | KO OLINA 3 | 6.0852
KOOLAU | HALEKOU | 4.8316
KOOLAU | PALI | 4.8112
KUAPA 1 | KUAPA 1 | 3.8989
KUAPA 1 | KUAPA 2 | 3.4334
KUAPA 2 | KUAPA 3 | 2.9991
KUAPA 2 | KUAPA 4 | 3.2415
KUHIO 1 | KUHIO 1 | 1.5534
KUHIO 1 | KUHIO 2 | 0.080326
KUHIO 2 | KUHIO 3 | 0.098483
KUHIO 2 | KUHIO 4 | 1.8831
KUILIMA 2 | KUILIMA 1 | 3.0739
KUNIA | KUNIA | 0.79415
KUNIA MAKAI 1 | KUNIA MAKAI 1 | 1.9472
KUNIA MAKAI 1 | KUNIA MAKAI 2 | 3.7411
KUNIA MAKAI 2 | KUNIA MAKAI 3 | 2.8688
KUNIA MAKAI 2 | KUNIA MAKAI 4 | 1.1684
LAELAE 1 | KALIHI VALLEY | 0.93517
LAELAE 2 | LIKELIKE | 1.1791
LAELAE 2 | NUMANA | 0.49964
LAGOON 1 | SOUTH RAMP 1 | 1.0314
LAGOON 1 | WAIWAI | 0.78924
LAKESIDE 1 | LAKESIDE 1 | 1.9106
LAKESIDE 1 | LAKESIDE 2 | 2.7591
LAKESIDE 2 | LAKESIDE 3 | 3.7353
LAKESIDE 2 | LAKESIDE 4 | 3.9291
MAKAHA 1 | MAKAHA | 7.2128
MAKAHA 2 | MAKAHA VALLEY | 1.5538
MAKAHA 2 | MAUKA | 8.1996
MAKAKILO 1 | MAKAKILO 1 | 3.6152
MAKAKILO 1 | MAKAKILO 3 | 3.2578
MAKAKILO 2 | MAKAKILO 2 | 4.9955
MAKAKILO 2 | MAKAKILO 4 | 1.0641
MAKALAPA 1 | MAKALAPA-MOANALUA | 2.7312
MAKALAPA 1 | HALAWA | 6.3855
MAKALAPA 2 | AIRPORT | 4.3918
MAKALAPA 2 | ALIAMANU | 4.4556
MAKALOA 1 | PAWAA KAI | 2.8614
MAKALOA 1 | SHOPPING CTR | 5.8391
MAKALOA 2 | AUDITORIUM | 2.9709
MAKALOA 2 | LIBERTY HOUSE | 2.1252
MAKALOA 3 | KAMAKEE | 1.3092
MAKALOA 3 | MAKALOA | 4.0144
MAKALOA 4 | DAIRYMENS | 3.2491
MAKALOA 4 | MAHUKONA | 4.848
MALAKOLE 1 | LIGHTHOUSE | 9.6973
MALAKOLE 2 | MALAKOLE | 0.026775
MALAKOLE 2 | MALAKOLE 4 | 5.8788
MANOA 1 | MANOA 1 | 2.0068
MANOA 1 | MANOA 2 | 2.7277
MANOA 2 | MANOA 3 | 4.1368
MANOA 2 | MANOA 4 | 0.61953
MAPUNAPUNA 1 | AHUA | 4.3392
MAPUNAPUNA 1 | MAPUNAPUNA | 2.5445
MAPUNAPUNA 2 | MAPUNAPUNA-MOANALUA | 1.7312
MAPUNAPUNA 2 | SHAFTER | 2.3236
MCCULLY 2 | HAWN VILLAGE 2 | 4.2946
MCCULLY 2 | MCCULLY 1 | 5.6136
MCCULLY 5 | KONA ST | 2.3364
MCCULLY 5 | MCCULLY 3 | 3.7944
MCCULLY 6 | MANOA-MCCULLY | 3.1704
MCCULLY 6 | MCCULLY 5 | 2.8208
MIKILUA 1 | MIKILUA 1 | 10.5468
MIKILUA 2 | MIKILUA 3 | 4.4192
MIKILUA 2 | MIKILUA 4 | 4.2396
MIKILUA 3 | MIKILUA 5 | 7.6059
MILILANI 1 | MILILANI 1 | 4.8507
MILILANI 1 | MILILANI 2 | 5.0052
MILILANI 2 | MILILANI 3 | 2.8488
MILILANI 2 | MILILANI 4 | 8.1398
MOILIILI 1 | MOILIILI 1 | 3.3846
MOILIILI 1 | MOILIILI 2 | 5.7818
MOKUONE 1 | MOKUONE 1 | 3.7476
MOKUONE 1 | MOKUONE 2 | 5.1156
NUUANU 2 | NUUANU 2 | 1.6916
NUUANU 2 | NUUANU 3 | 4.5369
OCEAN POINTE 1 | OCEAN POINTE 1 | 4.2494
OCEAN POINTE 1 | OCEAN POINTE 2 | 4.8256
OCEAN POINTE 2 | OCEAN POINTE 3 | 9.0977
OCEAN POINTE 2 | OCEAN POINTE 4 | 1.4572
PAUOA 1 | PAUOA 1 | 2.3158
PAUOA 1 | PAUOA 2 | 7.7362
PEARL CITY 1 | PEARL CITY 1 | 3.7795
PEARL CITY 1 | PEARL CITY 2 | 4.2574
PIIKOI 1 | PENSACOLA | 4.5785
PIIKOI 1 | PIIKOI | 3.0246
PIIKOI 2 | KEWALO | 5.8524
PIIKOI 2 | THURSTON | 3.4592
PIIKOI 3 | BWS | 3.8432
PIIKOI 3 | MANOA-PIIKOI | 3.2723
PIIKOI 4 | PIIKOI 7 | 2.5646
PIIKOI 4 | PIIKOI 8 | 3.9022
POHAKUPU 2 | OLOMANA | 2.6534
POHAKUPU 2 | POHAKUPU 4 | 3.2498
PUKELE 2 | CARLOS LONG | 3.7739
PUKELE 2 | WAIOMAO | 5.1162
PUOHALA 1 | PUOHALA 1 | 3.3888
PUOHALA 1 | PUOHALA 2 | 6.1448
PUUNUI 1 | ALEWA | 0.52753
PUUNUI 1 | PUUNUI | 1.2463
PUUNUI 2 | EKEKELA | 1.0443
PUUNUI 2 | HEIGHTS | 1.1248
QUEENS 1 | QUEENS 1 | 2.1327
QUEENS 1 | QUEENS 2 | 0.83291
SAND ISLAND 1 | SAND ISLAND 1 | 0.4448
SAND ISLAND 2 | SAND ISLAND 2 | 0.43074
SCHOOL ST 1 | CKT 7 | 5.7628
SCHOOL ST 1 | SCHOOL ST 3 | 6.1793
SCHOOL ST 2 | FORT ST | 3.6341
SCHOOL ST 2 | SCHOOL ST | 4.1881
SCHOOL ST 3 | CKT 12 | 3.8473
SCHOOL ST 3 | KALIHI | 3.2916
SCHOOL ST T2 | KAPALAMA | 0.59578
SCHOOL ST T2 | KUAKINI | 0.81054
SCHOOL ST T2 | LILIHA MAKAI | 0.96665
UPPER KIPAPA 1 | KUAHELANI 1 | 3.9708
UPPER KIPAPA 1 | KUAHELANI 4 | 7.1676
UPPER KIPAPA 2 | KUAHELANI 2 | 3.0558
UPPER KIPAPA 2 | KUAHELANI 3 | 4.9416
UWAPO 1 | UWAPO 1 | 3.9528
UWAPO 1 | UWAPO 2 | 1.2745
UWAPO 2 | UWAPO 3 | 4.1216
UWAPO 2 | UWAPO 4 | 0.75138
WAHIAWA 1 | CASTNER | 4.8528
WAHIAWA 1 | WAHIAWA PROPER | 5.2488
WAHIAWA 2 | KIPAPA | 8.5778
WAHIAWA 3 | HELEMANO | 5.3014
WAHIAWA 3 | WAHIAWA HTS | 11.0688
WAIAKAMILO 1 | WAIAKAMILO 1 | 1.7605
WAIAKAMILO 1 | WAIAKAMILO 2 | 3.7005
WAIAKAMILO 2 | WAIAKAMILO 3 | 4.0816
WAIAKAMILO 2 | WAIAKAMILO 4 | 2.7051
WAIALAE 1 | WAI-WILHELMINA | 1.0482
WAIALAE 2 | MAUNALANI | 1.3583
WAIALUA 2 | KAENA PT | 4.0536
WAIALUA 3 | KAWAILOA | 3.2233
WAIALUA 3 | WAIALUA | 3.708
WAIAWA 1 | WAIAWA 1 | 5.8154
WAIAWA 1 | WAIAWA 2 | 6.2202
WAIAWA 2 | WAIAWA 3 | 1.2488
WAIAWA 2 | WAIAWA 4 | 3.0398
WAIHEE 1 | WAIHEE 1 | 4.0268
WAIHEE 1 | WAIHEE 2 | 2.0747
WAIHEE 2 | WAIHEE 3 | 0.94838
WAIHEE 2 | WAIHEE 4 | 4.6859
WAIKIKI 1 | WAIKIKI 1 | 3.6012
WAIKIKI 1 | WAIKIKI 2 | 6.3984
WAIKIKI 2 | WAIKIKI 3 | 5.7516
WAIKIKI 2 | WAIKIKI 4 | 7.752
WAIKIKI 3 | WAIKIKI 5 | 3.2925
WAIKIKI 3 | WAIKIKI 6 | 4.9433
WAILUPE | AINA KOA | 2.8605
WAILUPE | WAILUPE | 5.9454
WAIMALU 1 | WAIMALU 1 | 1.5332
WAIMALU 1 | WAIMALU 2 | 3.6893
WAIMALU 2 | WAIMALU 3 | 3.9244
WAIMALU 2 | WAIMALU 4 | 2.8457
WAIMANALO BEACH 1 | WAIMANALO | 3.0887
WAIMANALO BEACH 2 | BEACH LOTS | 3.2166
WAIMANO 1 | WAIMANO 5 | 1.878
WAIMANO 1 | WAIMANO HOME RD | 3.6084
WAIMANO 2 | LEOMELE | 2.5032
WAIMANO 2 | PENINSULA | 3.9295
WAIMANO 3 | HIGHLANDS | 4.745
WAIMANO 3 | WAIMANO 6 | 3.9075
WAIMEA 1 | WAIMEA 1 | 1.115
WAIMEA 1 | WAIMEA 2 | 3.6612
WAIPAHU 1 | DEPOT RD | 2.5868
WAIPAHU 1 | WAIPAHU | 8.9267
WAIPAHU 2 | MOKUOLA | 8.7732
WAIPAHU 2 | WAILANI | 2.9374
WAIPIO 1 | WAIPIO 1 | 2.5287
WAIPIO 1 | WAIPIO 2 | 3.6871
WAIPIOLANI 1 | MANAGERS | 1.5477
WAIPIOLANI 1 | WAIKELE CTR | 0.74971
WAIPIOLANI 2 | LUMIAUAU | 2.9464
WAIPIOLANI 2 | PAIWA | 2.328
WILIWILI | WILIWILI 1 | 1.8649
WILIWILI | WILIWILI 2 | 0.87246
WOODLAWN 1 | HIKINA | 0.34927
WOODLAWN 1 | PAWAINA | 1.4313
WOODLAWN 2 | KAHALOA | 1.0799
WOODLAWN 2 | LOWREY | 1.2126
WOODLAWN 4 | UPLANDS | 1.1784
WOODLAWN 4 | WOODLAWN | 0.93046