## Change Log
Version | Description
1 | Base case inputs

## Index
Tab | Description (High level)
Capacity Limits | resource - Name of the resource. period - Year being referenced. capacity_limit_mw - Maximum amount of a new resource that can be built in the referenced year (MW).
Conventional DR period Limits | resource - Name of the resource. period - Year being referenced. conventional_dr_availability_hours_per_year - Maximum number of hours a year that the DR resource can be dispatched (hrs/year). daily_capacity_factor - Maximum fraction of the day that a resource can be dispatched (hrs/day)
Day Weights | day_id - Sample day ID number. day_weight - Number of days a year that the sample day represents. Sum of day weights is 365.
Energy Sharing Max to Move With | hydro_resource - Name of the resource. Does not have to be a hydro resource. energy_sharing_group_id - One of the energy sharing groups. max_energy_to_move_around_hours - Max number of hours per year that the resource can operate, assuming the resource is operating at Pmax (hrs)
ERM Params | period - Year being referenced. erm_percentage - ERM requirement (%). erm_peak_load_mw - Peak load (MW).
ERM Resource Group Map | resource - Name of the resource. erm_group - Assigns each resource to a resource group.
ERM Shapes | erm_hour - Hour in an 8760 year being referenced for the ERM calculation. Columns represent the hourly dependable capacity shape of each resource group. The value is multiplied by the capacity of the resource group to determine the contribution towards ERM for each resource group.
ERM Timepoint Params | erm_hour - Hour in an 8760 year being referenced for the ERM calculation. input_load_mw - Unitized net load profile for reference year. This is multiplied by the erm_peak_load_mw and scaled with the erm_percentage to estimate the MW requirement for each hour.
Flexible Params | param - Name of operating constraints. model_component - Resource associated with the constraint. period - Year being referenced. day - Sample day being referenced. hour_of_day_from - Flexible parameter starts at this hour. hour_of_day_to - Flexible parameter ends at this hour. value - User defined input for constraint.
Fuels | fuels - Name of fuel being referenced. tco2_per_mmbtu - Tons of CO2 produced per mmbtu of fuel burned (tco2/mmbtu). can_blend_with_pipeline_biogas - Denotes whether the fuel can be blended with a RPS eligible fuel (T/F).
Min Cumulative New Build | resource - Name of the resource. period - Year being referenced. min_cumulative_build_by_year - Minimum amount of a new resource that must be built in the given year (MW).
Period Discount Factors | period - Year being referenced. discount_factor - Discount factor used to calculate cost. years_in_period - Number of years being considered in the period.
Planned Installed Capacities | resource - Name of the resource. period - Year being referenced. planned_installed_capacity - Capacity of each resource that is planned to be on the system (MW). min_operational_planned_capacity_mw - Minimum capacity of each resource that can't be retired and must remain on the system (MW). planned_capacity_fixed_o_and_m_dollars_per_kw_yr - Generator Fixed O&M cost in Real 2018$ ($/kW/year).
Planned Storage Energy Capacity | storage_resource - Name of storage resource. period - Year being referenced. planned_storage_energy_capacity_mwh - Capacity of each storage resource that is planned to be on the system (MWh). planned_storage_energy_capacity_fixed_o_and_m_dollars_per_kwh_yr - Storage Fixed O&M cost in Real 2018$ ($/kWh/year) .
Renewable Targets | period - Year being referenced. non_modeled_rps_resources_mwh - Amount of renewable energy from a resource that is not being modeled (MWh). pipeline_biogas_available_mmbtu_per_year - Amount of biofuel that can be used (mmbtu/yr). incremental_pipeline_biogas_cost_per_mmbtu - Incremental cost of blending the biofuel with another fuel ($/mmbtu). retail_sales_mwh - Customer sales to be used with RPS target to calculate amount of renewable generation needed (MWh). RPS_as_fractions_of_retail_sales - RPS target as percent of sales (%).
Reserve Resources | resource - Name of the resource. can_provide_lf_reserves - Denotes whether a resource can be used to meet the regulation requirement (1=Yes, 0=No). contributes_to_freq_resp_total - Denotes whether a resource can be used to meet the FFR requirement (1=Yes, 0=No). thermal_freq_response_fraction_of_commitment - Percent of resource that can be used to meet the FFR requirement (%). can_provide_inertia - Denotes wehther a resource can be used to meet the inertia requirement (T/F). inertia_response_multiplier_of_commitment - Inertia multiplier used to calculate amount of MJ a resource can provide (MJ/MW).
Resource Storage Paired | paired_storage_resource - Name of paired storage resource. paired_supply_resource - Name of paired supply resource. enforce_pairing_ratio - Denotes whether to enforce the pairing ratio (T/F) pairing_ratio - Ratio of installed capacity of supply resource to installed capacity of storage resource (MW Supply/MW Storage).
Resource Variable Renewable | resource - Name of the resource curtailable - Denotes whether the variable renewable resource is curtailable (T/F).
Resources | resource - Name of the resource. technology - Name of the technology. The technology is used to aggregate resources to simplify the optimization problem. zone - Area that the resource is located. rps_eligible - Denotes whether the resource contributes to the RPS target (1=Yes, 0=No). can_build_new - Denotes whether the resource can be built/expanded (1=Yes, 0=No). capacity_limited - Denotes if there is a capacity limit on this resource (1=Yes, 0=No). can_retire - Denotes if the resource can be retired (1=Yes, 0=No).
Simulatneous Flow Limits | simultaneous_flow_group - Name of transmission constraint. period - Year being referenced. simultaneous_flow_limit_mw - Transmission limit (MW).
System Params | unserved_energy_penalty - Penalty for unserved energy ($/MWh). overgen_penalty - Penalthy for overgeneration ($/MWh). upward_reserve_violation_penalty - Penalty for upward reserve shortfall ($/MW). downward_reserve_violation_penalty - Penalty for downward reserve shortfall ($/MW). lf_reserve_dispatch_fraction - Timeframe for reserve dispatch (% of hour). var_rnw_available_for_reserves - Percent of variable renewable available for reserves (%) max_var_rnw_reserves - Maximum capacity of variable renewable resources that can count towards reserves (%) require_overbuild - Denotes if resources are allowed to be overbuilt (T/F) enforce_ghg_targets - Denotes if GHG targets are used (T/F) count_storage_losses_as_rps_curtailment - Denotes if storage losses are counted as curtailment (T/F). allow_unserved_energy - Denotes if system can have unserved energy (T/F).
Tech Dispatchable Params | technology - Name of the dispatchable technology. Technology is used to aggregate resources to simplify the optimization problem. min_stable_level_fraction - Minimum stable level of the technology resource as a percent of unit size (%). ramp_rate_fraction - Maximum hourly ramp rate of the technology resource as a percent of unit size (%/hr). min_down_time_hours - Minimum hours that the technology resource must be offline when shutdown (hrs). min_up_time_hours - Minimum hours that the technology resource must be online when started (hrs). unit_size_mw - The size of the technology resource (MW). startup_cost_per_mw - Cost to start up the technology resource ($/MW). shutdown_cost_per_mw - Cost to shut down the technology resource ($/MW). start_fuel_mmbtu_per_mw - Amount of fuel consumed during startup (mmbtu/MW).
Tech Storage Params | storage_technology - Name of the storage technology. Technology is used to aggregate resources to simplify the optimization problem. charging_efficiency - Charging efficiency of the storage technology resource (%). discharging_efficiency - Discharging efficiency of the storage technology resource (%). duration_h - Duration of the storage technology resource (hrs). duration_type - Denotes if the duration being provided is the minimum duration of the storage and the storage can be increased, or if the duration is fixed.
Tech Thermal Params | technology - Name of the thermal technology. Technology is used to aggregate resources to simplify the optimization problem. fuel - Name of the fuel being used by the technology resource. fuel_burn_slope_mmbtu_per_mwh - Heat rate is defined by a linear heat curve a+bx. This is the 'b' term of the equation (mmbtu/MWh) fuel_burn_intercept_mmbtu_per_hr - Heat rate is defined by a linear heat curve a+bx. This is the 'a' term of the equation (mmbtu/hr)
Technologies | technology - Name of the technology. thermal - Denotes if the technology is a thermal resource (1=Yes, 0=No). dispatchable - Denotes if the technology is dispatchable (1=Yes, 0=No). must_run - Denotes if the technology is must-run (1=Yes, 0=No). variable - Denotes if the technology is a variable resource (1=Yes, 0=No). storage - Denotes if the technology is a storage resource (1=Yes, 0=No). hydro - Denotes if the technology is a hydro resource (1=Yes, 0=No). variable_cost_dollars_per_mwh - Technology's variable cost ($/MWh). firm_capacity - Denotes if the technology is a firm resource (1=Yes, 0=No). conventional_dr - Denotes if the technology is a DR resource (1=Yes, 0=No). hydrogen_electrolysis - Denotes if the technology is a hydrogen electrolysis resource (1=Yes, 0=No). electric_vehicle - Denotes if the technology is an electric vehicle resource (1=Yes, 0=No). energy_efficiency - Denotes if the technology is an energy efficient resource (1=Yes, 0=No). flexible_load - Denotes if the technology is a flexible load resource (1=Yes, 0=No). synchronous_condenser - Denotes if the technology is a synchronous condenser resource (1=Yes, 0=No).
Transmission Lines | transmission_line - Name of transmission line. transmission_from - Name of zone that energy flows away. transmission_to - Name of zone that energy flows towards. min_flow - Minimum energy that can flow in the transmission line (MW). max_flow - Maximum energy that can flow in the transmission line (MW).
Zones | zone - Name of zone. include_in_rps_target - Denotes if the zone and its resources are included in the RPS calculation (1=Yes, 0=No). include_in_load_following - Denotes if the zone and its resources are included in the reserve calculation (1=Yes, 0=No). include_in_ghg_target - Denotes if the zone and its resources are included in the GHG calculation (1=Yes, 0=No).
Technologies Calculations | Calculations used on existing thermal generators on the Technologies tab in RESOLVE.

## capacity_limits
Capacity Limits |  |  | Index
resource | period | capacity_limit_mw
Biomass_New | 2025 | 0
Biomass_New | 2026 | 0
Biomass_New | 2027 | 0
Biomass_New | 2028 | 0
Biomass_New | 2029 | 0
Biomass_New | 2030 | 999999999
Biomass_New | 2031 | 999999999
Biomass_New | 2032 | 999999999
Biomass_New | 2033 | 999999999
Biomass_New | 2034 | 999999999
Biomass_New | 2040 | 999999999
Biomass_New | 2045 | 999999999
Biomass_New | 2050 | 999999999
Geothermal_New | 2025 | 0
Geothermal_New | 2026 | 0
Geothermal_New | 2027 | 0
Geothermal_New | 2028 | 0
Geothermal_New | 2029 | 0
Geothermal_New | 2030 | 999999999
Geothermal_New | 2031 | 999999999
Geothermal_New | 2032 | 999999999
Geothermal_New | 2033 | 999999999
Geothermal_New | 2034 | 999999999
Geothermal_New | 2040 | 999999999
Geothermal_New | 2045 | 999999999
Geothermal_New | 2050 | 999999999
1x1_2500CC_New | 2025 | 0
1x1_2500CC_New | 2026 | 0
1x1_2500CC_New | 2027 | 0
1x1_2500CC_New | 2028 | 0
1x1_2500CC_New | 2029 | 0
1x1_2500CC_New | 2030 | 999999999
1x1_2500CC_New | 2031 | 999999999
1x1_2500CC_New | 2032 | 999999999
1x1_2500CC_New | 2033 | 999999999
1x1_2500CC_New | 2034 | 999999999
1x1_2500CC_New | 2040 | 999999999
1x1_2500CC_New | 2045 | 999999999
1x1_2500CC_New | 2050 | 999999999
9MW_ICE_New | 2025 | 0
9MW_ICE_New | 2026 | 0
9MW_ICE_New | 2027 | 0
9MW_ICE_New | 2028 | 0
9MW_ICE_New | 2029 | 0
9MW_ICE_New | 2030 | 999999999
9MW_ICE_New | 2031 | 999999999
9MW_ICE_New | 2032 | 999999999
9MW_ICE_New | 2033 | 999999999
9MW_ICE_New | 2034 | 999999999
9MW_ICE_New | 2040 | 999999999
9MW_ICE_New | 2045 | 999999999
9MW_ICE_New | 2050 | 999999999
Sync_Condenser | 2025 | 999999999
Sync_Condenser | 2026 | 999999999
Sync_Condenser | 2027 | 999999999
Sync_Condenser | 2028 | 999999999
Sync_Condenser | 2029 | 999999999
Sync_Condenser | 2030 | 999999999
Sync_Condenser | 2031 | 999999999
Sync_Condenser | 2032 | 999999999
Sync_Condenser | 2033 | 999999999
Sync_Condenser | 2034 | 999999999
Sync_Condenser | 2040 | 999999999
Sync_Condenser | 2045 | 999999999
Sync_Condenser | 2050 | 999999999
SC_2500CC_New | 2025 | 0
SC_2500CC_New | 2026 | 0
SC_2500CC_New | 2027 | 0
SC_2500CC_New | 2028 | 0
SC_2500CC_New | 2029 | 0
SC_2500CC_New | 2030 | 999999999
SC_2500CC_New | 2031 | 999999999
SC_2500CC_New | 2032 | 999999999
SC_2500CC_New | 2033 | 999999999
SC_2500CC_New | 2034 | 999999999
SC_2500CC_New | 2040 | 999999999
SC_2500CC_New | 2045 | 999999999
SC_2500CC_New | 2050 | 999999999
PV_New | 2025 | 7469.0497
PV_New | 2026 | 7469.0497
PV_New | 2027 | 7469.0497
PV_New | 2028 | 7469.0497
PV_New | 2029 | 7469.0497
PV_New | 2030 | 7469.0497
PV_New | 2031 | 7469.0497
PV_New | 2032 | 7469.0497
PV_New | 2033 | 7469.0497
PV_New | 2034 | 7469.0497
PV_New | 2040 | 7469.0497
PV_New | 2045 | 7469.0497
PV_New | 2050 | 7509.0497
Wind_New | 2025 | 958
Wind_New | 2026 | 958
Wind_New | 2027 | 958
Wind_New | 2028 | 978.5
Wind_New | 2029 | 978.5
Wind_New | 2030 | 978.5
Wind_New | 2031 | 978.5
Wind_New | 2032 | 978.5
Wind_New | 2033 | 978.5
Wind_New | 2034 | 978.5
Wind_New | 2040 | 978.5
Wind_New | 2045 | 978.5
Wind_New | 2050 | 978.5
PV_Paired_4hr_New_Supply | 2025 | 7469.0497
PV_Paired_4hr_New_Supply | 2026 | 7469.0497
PV_Paired_4hr_New_Supply | 2027 | 7469.0497
PV_Paired_4hr_New_Supply | 2028 | 7469.0497
PV_Paired_4hr_New_Supply | 2029 | 7469.0497
PV_Paired_4hr_New_Supply | 2030 | 7469.0497
PV_Paired_4hr_New_Supply | 2031 | 7469.0497
PV_Paired_4hr_New_Supply | 2032 | 7469.0497
PV_Paired_4hr_New_Supply | 2033 | 7469.0497
PV_Paired_4hr_New_Supply | 2034 | 7469.0497
PV_Paired_4hr_New_Supply | 2040 | 7469.0497
PV_Paired_4hr_New_Supply | 2045 | 7469.0497
PV_Paired_4hr_New_Supply | 2050 | 7509.0497
PV_Paired_6hr_New_Supply | 2025 | 7469.0497
PV_Paired_6hr_New_Supply | 2026 | 7469.0497
PV_Paired_6hr_New_Supply | 2027 | 7469.0497
PV_Paired_6hr_New_Supply | 2028 | 7469.0497
PV_Paired_6hr_New_Supply | 2029 | 7469.0497
PV_Paired_6hr_New_Supply | 2030 | 7469.0497
PV_Paired_6hr_New_Supply | 2031 | 7469.0497
PV_Paired_6hr_New_Supply | 2032 | 7469.0497
PV_Paired_6hr_New_Supply | 2033 | 7469.0497
PV_Paired_6hr_New_Supply | 2034 | 7469.0497
PV_Paired_6hr_New_Supply | 2040 | 7469.0497
PV_Paired_6hr_New_Supply | 2045 | 7469.0497
PV_Paired_6hr_New_Supply | 2050 | 7509.0497
PV_Paired_2hr_New_DERAgg_Supply | 2025 | 2027.3693
PV_Paired_2hr_New_DERAgg_Supply | 2026 | 2022.7878
PV_Paired_2hr_New_DERAgg_Supply | 2027 | 2018.3418
PV_Paired_2hr_New_DERAgg_Supply | 2028 | 2014.3498
PV_Paired_2hr_New_DERAgg_Supply | 2029 | 2010.3278
PV_Paired_2hr_New_DERAgg_Supply | 2030 | 2006.5137
PV_Paired_2hr_New_DERAgg_Supply | 2031 | 2002.8952
PV_Paired_2hr_New_DERAgg_Supply | 2032 | 1999.3157
PV_Paired_2hr_New_DERAgg_Supply | 2033 | 1995.5262
PV_Paired_2hr_New_DERAgg_Supply | 2034 | 1991.5632
PV_Paired_2hr_New_DERAgg_Supply | 2040 | 1965.7822
PV_Paired_2hr_New_DERAgg_Supply | 2045 | 1942.7807
PV_Paired_2hr_New_DERAgg_Supply | 2050 | 1921.2092
BESS_Standalone_New | 2025 | 999999999
BESS_Standalone_New | 2026 | 999999999
BESS_Standalone_New | 2027 | 999999999
BESS_Standalone_New | 2028 | 999999999
BESS_Standalone_New | 2029 | 999999999
BESS_Standalone_New | 2030 | 999999999
BESS_Standalone_New | 2031 | 999999999
BESS_Standalone_New | 2032 | 999999999
BESS_Standalone_New | 2033 | 999999999
BESS_Standalone_New | 2034 | 999999999
BESS_Standalone_New | 2040 | 999999999
BESS_Standalone_New | 2045 | 999999999
BESS_Standalone_New | 2050 | 999999999
PV_Paired_4hr_New_Battery | 2025 | 7469.0497
PV_Paired_4hr_New_Battery | 2026 | 7469.0497
PV_Paired_4hr_New_Battery | 2027 | 7469.0497
PV_Paired_4hr_New_Battery | 2028 | 7469.0497
PV_Paired_4hr_New_Battery | 2029 | 7469.0497
PV_Paired_4hr_New_Battery | 2030 | 7469.0497
PV_Paired_4hr_New_Battery | 2031 | 7469.0497
PV_Paired_4hr_New_Battery | 2032 | 7469.0497
PV_Paired_4hr_New_Battery | 2033 | 7469.0497
PV_Paired_4hr_New_Battery | 2034 | 7469.0497
PV_Paired_4hr_New_Battery | 2040 | 7469.0497
PV_Paired_4hr_New_Battery | 2045 | 7469.0497
PV_Paired_4hr_New_Battery | 2050 | 7509.0497
PV_Paired_6hr_New_Battery | 2025 | 7469.0497
PV_Paired_6hr_New_Battery | 2026 | 7469.0497
PV_Paired_6hr_New_Battery | 2027 | 7469.0497
PV_Paired_6hr_New_Battery | 2028 | 7469.0497
PV_Paired_6hr_New_Battery | 2029 | 7469.0497
PV_Paired_6hr_New_Battery | 2030 | 7469.0497
PV_Paired_6hr_New_Battery | 2031 | 7469.0497
PV_Paired_6hr_New_Battery | 2032 | 7469.0497
PV_Paired_6hr_New_Battery | 2033 | 7469.0497
PV_Paired_6hr_New_Battery | 2034 | 7469.0497
PV_Paired_6hr_New_Battery | 2040 | 7469.0497
PV_Paired_6hr_New_Battery | 2045 | 7469.0497
PV_Paired_6hr_New_Battery | 2050 | 7509.0497
PV_Paired_2hr_New_DERAgg_Battery | 2025 | 2027.3693
PV_Paired_2hr_New_DERAgg_Battery | 2026 | 2022.7878
PV_Paired_2hr_New_DERAgg_Battery | 2027 | 2018.3418
PV_Paired_2hr_New_DERAgg_Battery | 2028 | 2014.3498
PV_Paired_2hr_New_DERAgg_Battery | 2029 | 2010.3278
PV_Paired_2hr_New_DERAgg_Battery | 2030 | 2006.5137
PV_Paired_2hr_New_DERAgg_Battery | 2031 | 2002.8952
PV_Paired_2hr_New_DERAgg_Battery | 2032 | 1999.3157
PV_Paired_2hr_New_DERAgg_Battery | 2033 | 1995.5262
PV_Paired_2hr_New_DERAgg_Battery | 2034 | 1991.5632
PV_Paired_2hr_New_DERAgg_Battery | 2040 | 1965.7822
PV_Paired_2hr_New_DERAgg_Battery | 2045 | 1942.7807
PV_Paired_2hr_New_DERAgg_Battery | 2050 | 1921.2092

## conventional_dr_period_limits
Conventional DR period Limits |  |  |  | Index
resource | period | conventional_dr_availability_hours_per_year | daily_capacity_factor
Load_Reduction | 2025 | 144 | 0.041667
Load_Reduction | 2026 | 144 | 0.041667
Load_Reduction | 2027 | 144 | 0.041667
Load_Reduction | 2028 | 144 | 0.041667
Load_Reduction | 2029 | 144 | 0.041667
Load_Reduction | 2030 | 144 | 0.041667
Load_Reduction | 2031 | 144 | 0.041667
Load_Reduction | 2032 | 144 | 0.041667
Load_Reduction | 2033 | 144 | 0.041667
Load_Reduction | 2034 | 144 | 0.041667
Load_Reduction | 2040 | 144 | 0.041667
Load_Reduction | 2045 | 144 | 0.041667
Load_Reduction | 2050 | 144 | 0.041667

## day_weights
Day Weights |  | Index
day_id | day_weight
1 | 29.9837
2 | 26.6252
3 | 26.0402
4 | 25.3585
5 | 21.6896
6 | 21.5676
7 | 19.0928
8 | 18.9348
9 | 16.3832
10 | 16.3151
11 | 15.4435
12 | 15.3371
13 | 14.6471
14 | 13.6473
15 | 11.9578
16 | 11.8909
17 | 11.049
18 | 9.2942
19 | 8.4161
20 | 8.1009
21 | 5.5002
22 | 4.6258
23 | 3.359
24 | 2.7025
25 | 1.8929
26 | 1.1445
27 | 1.0005
28 | 1
29 | 1
30 | 1

## energy_sharing_max_to_move_with
Energy Sharing Max to Move With | Index

## erm_params
ERM Params |  |  | Index
period | erm_percentage | erm_peak_load_mw
2025 | 0.3 | 180.9218
2026 | 0.3 | 179.7854
2027 | 0.3 | 179.9944
2028 | 0.3 | 180.1007
2029 | 0.3 | 181.071
2030 | 0.3 | 179.0011
2031 | 0.3 | 181.6442
2032 | 0.3 | 181.1946
2033 | 0.3 | 181.4294
2034 | 0.3 | 180.6401
2040 | 0.3 | 190.8424
2045 | 0.3 | 213.3397
2050 | 0.3 | 249.3645

## erm_resource_group_map
ERM Resource Group Map |  | Index
resource | erm_group
Hill5-6 | firm
D11-17_21-23 | firm
D24-27 | firm
Kanoelehua_CT1 | firm
Keahole_CT2 | firm
Puna_CT3 | firm
Puna_Steam | firm
KCC | firm
HCC | firm
PGV | firm
PGVOld | firm
Biomass_New | firm
Geothermal_New | firm
1x1_2500CC_New | firm
9MW_ICE_New | firm
Sync_Condenser | other
FFR | other
HRD_Wind | wind
Tawhiri-A_Wind | wind
Tawhiri-B_Wind | wind
CBRE_PV_1 | solar
PV_New | solar
Wind_New | wind
Puueo_Hydro | hydro
Waiau_Hydro | hydro
Wailuku_Hydro | hydro
PV_Hale_Kuawehi_Supply | paired_solar
PV_Waikoloa_Supply | paired_solar
PV_Stage2_Puako_Supply | paired_solar
PV_Paired_4hr_New_Supply | paired_solar
PV_Paired_6hr_New_Supply | paired_solar
BESS_Standalone_New | stand_alone_storage
Load_Build | other
PV_Hale_Kuawehi_Battery | paired_storage
PV_Waikoloa_Battery | paired_storage
PV_Stage2_Puako_Battery | paired_storage
PV_Paired_4hr_New_Battery | paired_storage
PV_Paired_6hr_New_Battery | paired_storage
Load_Reduction | lsdr
Stage2_FFR | other
SC_2500CC_New | firm
AqtFitPV | solar
FutFitPV | solar
PV_Paired_2hr_New_DERAgg_Supply | paired_solar
PV_Paired_2hr_New_DERAgg_Battery | paired_storage

## erm_shapes
ERM Shapes | [10 empty] | Index
erm_hour | solar | wind | hydro | firm | other | lsdr | stand_alone_storage | paired_solar | paired_wind | paired_storage
1 | 0 | 0.0087473 | 0 | 1 | 0 | 0 | 1 | 0 | 0.0087473 | 1
2 | 0 | 0 | 0 | 1 | 0 | 0 | 1 | 0 | 0 | 1
3 | 0 | 0 | 0 | 1 | 0 | 0 | 1 | 0 | 0 | 1
4 | 0 | 0 | 0 | 1 | 0 | 0 | 1 | 0 | 0 | 1
5 | 0 | 0 | 0 | 1 | 0 | 0 | 1 | 0 | 0 | 1
6 | 0 | 0 | 0 | 1 | 0 | 1 | 1 | 0 | 0 | 1
7 | 0 | 0 | 0 | 1 | 0 | 1 | 1 | 0 | 0 | 1
8 | 0 | 0 | 0 | 1 | 0 | 1 | 1 | 0 | 0 | 1
9 | 0.022261 | 0 | 0 | 1 | 0 | 0 | 1 | 0.022261 | 0 | 1
10 | 0.21082 | 0 | 0 | 1 | 0 | 0 | 1 | 0.21082 | 0 | 1
11 | 0.36056 | 0 | 0 | 1 | 0 | 0 | 1 | 0.36056 | 0 | 1
12 | 0.43102 | 0.0056599 | 0 | 1 | 0 | 0 | 1 | 0.43102 | 0.0056599 | 1
13 | 0.37884 | 0.0030331 | 0 | 1 | 0 | 0 | 1 | 0.37884 | 0.0030331 | 1
14 | 0.38017 | 0.0096523 | 0 | 1 | 0 | 0 | 1 | 0.38017 | 0.0096523 | 1
15 | 0.29555 | 0.023086 | 0 | 1 | 0 | 0 | 1 | 0.29555 | 0.023086 | 1
16 | 0.13645 | 0.04272 | 0 | 1 | 0 | 1 | 1 | 0.13645 | 0.04272 | 1
17 | 0 | 0.045475 | 0 | 1 | 0 | 1 | 1 | 0 | 0.045475 | 1
18 | 0 | 0.030141 | 0 | 1 | 0 | 1 | 1 | 0 | 0.030141 | 1
19 | 0 | 0.027691 | 0 | 1 | 0 | 1 | 1 | 0 | 0.027691 | 1
20 | 0 | 0.02308 | 0 | 1 | 0 | 0 | 1 | 0 | 0.02308 | 1
21 | 0 | 0 | 0 | 1 | 0 | 0 | 1 | 0 | 0 | 1
22 | 0 | 0 | 0 | 1 | 0 | 0 | 1 | 0 | 0 | 1
23 | 0 | 0 | 0 | 1 | 0 | 0 | 1 | 0 | 0 | 1
24 | 0 | 0 | 0 | 1 | 0 | 0 | 1 | 0 | 0 | 1
25 | 0 | 0.0087473 | 0 | 1 | 0 | 0 | 1 | 0 | 0.0087473 | 1
26 | 0 | 0 | 0 | 1 | 0 | 0 | 1 | 0 | 0 | 1
27 | 0 | 0 | 0 | 1 | 0 | 0 | 1 | 0 | 0 | 1
28 | 0 | 0 | 0 | 1 | 0 | 0 | 1 | 0 | 0 | 1
29 | 0 | 0 | 0 | 1 | 0 | 0 | 1 | 0 | 0 | 1
30 | 0 | 0 | 0 | 1 | 0 | 1 | 1 | 0 | 0 | 1
31 | 0 | 0 | 0 | 1 | 0 | 1 | 1 | 0 | 0 | 1
32 | 0 | 0 | 0 | 1 | 0 | 1 | 1 | 0 | 0 | 1
33 | 0 | 0 | 0 | 1 | 0 | 0 | 1 | 0 | 0 | 1
34 | 0.13698 | 0 | 0 | 1 | 0 | 0 | 1 | 0.13698 | 0 | 1
35 | 0.21227 | 0 | 0 | 1 | 0 | 0 | 1 | 0.21227 | 0 | 1
36 | 0.2752 | 0 | 0 | 1 | 0 | 0 | 1 | 0.2752 | 0 | 1
37 | 0.22454 | 0.0078128 | 0 | 1 | 0 | 0 | 1 | 0.22454 | 0.0078128 | 1
38 | 0.23383 | 0.01544 | 0 | 1 | 0 | 0 | 1 | 0.23383 | 0.01544 | 1
39 | 0.17662 | 0.036512 | 0 | 1 | 0 | 0 | 1 | 0.17662 | 0.036512 | 1
40 | 0.057582 | 0.045294 | 0 | 1 | 0 | 1 | 1 | 0.057582 | 0.045294 | 1
41 | 0 | 0.037795 | 0 | 1 | 0 | 1 | 1 | 0 | 0.037795 | 1
42 | 0 | 0.014836 | 0 | 1 | 0 | 1 | 1 | 0 | 0.014836 | 1
43 | 0 | 0.010016 | 0 | 1 | 0 | 1 | 1 | 0 | 0.010016 | 1
44 | 0 | 0.023646 | 0 | 1 | 0 | 0 | 1 | 0 | 0.023646 | 1
45 | 0 | 0.007512 | 0 | 1 | 0 | 0 | 1 | 0 | 0.007512 | 1
46 | 0 | 0 | 0 | 1 | 0 | 0 | 1 | 0 | 0 | 1
47 | 0 | 0.00098148 | 0 | 1 | 0 | 0 | 1 | 0 | 0.00098148 | 1
48 | 0 | 0.02112 | 0 | 1 | 0 | 0 | 1 | 0 | 0.02112 | 1
49 | 0 | 0 | 0 | 1 | 0 | 0 | 1 | 0 | 0 | 1
50 | 0 | 0 | 0 | 1 | 0 | 0 | 1 | 0 | 0 | 1
51 | 0 | 0 | 0 | 1 | 0 | 0 | 1 | 0 | 0 | 1
52 | 0 | 0 | 0 | 1 | 0 | 0 | 1 | 0 | 0 | 1
53 | 0 | 0 | 0 | 1 | 0 | 0 | 1 | 0 | 0 | 1
54 | 0 | 0 | 0 | 1 | 0 | 1 | 1 | 0 | 0 | 1
55 | 0 | 0 | 0 | 1 | 0 | 1 | 1 | 0 | 0 | 1
56 | 0 | 0 | 0 | 1 | 0 | 1 | 1 | 0 | 0 | 1
57 | 0 | 0 | 0 | 1 | 0 | 0 | 1 | 0 | 0 | 1
58 | 0.10666 | 0 | 0 | 1 | 0 | 0 | 1 | 0.10666 | 0 | 1
59 | 0.18543 | 0.013097 | 0 | 1 | 0 | 0 | 1 | 0.18543 | 0.013097 | 1
60 | 0.25837 | 0.027799 | 0 | 1 | 0 | 0 | 1 | 0.25837 | 0.027799 | 1
61 | 0.25173 | 0.035397 | 0 | 1 | 0 | 0 | 1 | 0.25173 | 0.035397 | 1
62 | 0.23523 | 0.037785 | 0 | 1 | 0 | 0 | 1 | 0.23523 | 0.037785 | 1
63 | 0.11465 | 0.050523 | 0 | 1 | 0 | 0 | 1 | 0.11465 | 0.050523 | 1
64 | 0.039666 | 0.039271 | 0 | 1 | 0 | 1 | 1 | 0.039666 | 0.039271 | 1
65 | 0 | 0.033327 | 0 | 1 | 0 | 1 | 1 | 0 | 0.033327 | 1
66 | 0 | 0.022241 | 0 | 1 | 0 | 1 | 1 | 0 | 0.022241 | 1
67 | 0 | 0.017815 | 0 | 1 | 0 | 1 | 1 | 0 | 0.017815 | 1
68 | 0 | 0.024893 | 0 | 1 | 0 | 0 | 1 | 0 | 0.024893 | 1
69 | 0 | 0 | 0 | 1 | 0 | 0 | 1 | 0 | 0 | 1
70 | 0 | 0 | 0 | 1 | 0 | 0 | 1 | 0 | 0 | 1
71 | 0 | 0 | 0 | 1 | 0 | 0 | 1 | 0 | 0 | 1
72 | 0 | 0 | 0 | 1 | 0 | 0 | 1 | 0 | 0 | 1
73 | 0 | 0.0073326 | 0 | 1 | 0 | 0 | 1 | 0 | 0.0073326 | 1
74 | 0 | 0 | 0 | 1 | 0 | 0 | 1 | 0 | 0 | 1
75 | 0 | 0 | 0 | 1 | 0 | 0 | 1 | 0 | 0 | 1
76 | 0 | 0 | 0 | 1 | 0 | 0 | 1 | 0 | 0 | 1
77 | 0 | 0 | 0 | 1 | 0 | 0 | 1 | 0 | 0 | 1
78 | 0 | 0 | 0 | 1 | 0 | 1 | 1 | 0 | 0 | 1
79 | 0 | 0 | 0 | 1 | 0 | 1 | 1 | 0 | 0 | 1
80 | 0 | 0 | 0 | 1 | 0 | 1 | 1 | 0 | 0 | 1
81 | 0 | 0 | 0 | 1 | 0 | 0 | 1 | 0 | 0 | 1
82 | 0.12229 | 0 | 0 | 1 | 0 | 0 | 1 | 0.12229 | 0 | 1
83 | 0.16938 | 0 | 0 | 1 | 0 | 0 | 1 | 0.16938 | 0 | 1
84 | 0.20672 | 0 | 0 | 1 | 0 | 0 | 1 | 0.20672 | 0 | 1
85 | 0.17022 | 0 | 0 | 1 | 0 | 0 | 1 | 0.17022 | 0 | 1
86 | 0.16304 | 0.00050477 | 0 | 1 | 0 | 0 | 1 | 0.16304 | 0.00050477 | 1
87 | 0.055689 | 0.016223 | 0 | 1 | 0 | 0 | 1 | 0.055689 | 0.016223 | 1
88 | 0.05345 | 0.0016525 | 0 | 1 | 0 | 1 | 1 | 0.05345 | 0.0016525 | 1
89 | 0 | 0 | 0 | 1 | 0 | 1 | 1 | 0 | 0 | 1
90 | 0 | 0 | 0 | 1 | 0 | 1 | 1 | 0 | 0 | 1
91 | 0 | 0 | 0 | 1 | 0 | 1 | 1 | 0 | 0 | 1
92 | 0 | 0 | 0 | 1 | 0 | 0 | 1 | 0 | 0 | 1
93 | 0 | 0 | 0 | 1 | 0 | 0 | 1 | 0 | 0 | 1
94 | 0 | 0.001368 | 0 | 1 | 0 | 0 | 1 | 0 | 0.001368 | 1
95 | 0 | 0 | 0 | 1 | 0 | 0 | 1 | 0 | 0 | 1
96 | 0 | 0 | 0 | 1 | 0 | 0 | 1 | 0 | 0 | 1
97 | 0 | 0 | 0 | 1 | 0 | 0 | 1 | 0 | 0 | 1
98 | 0 | 0 | 0 | 1 | 0 | 0 | 1 | 0 | 0 | 1
99 | 0 | 0.010785 | 0 | 1 | 0 | 0 | 1 | 0 | 0.010785 | 1
100 | 0 | 0.014851 | 0 | 1 | 0 | 0 | 1 | 0 | 0.014851 | 1
101 | 0 | 0 | 0 | 1 | 0 | 0 | 1 | 0 | 0 | 1
102 | 0 | 0.0040402 | 0 | 1 | 0 | 1 | 1 | 0 | 0.0040402 | 1
103 | 0 | 0.0053584 | 0 | 1 | 0 | 1 | 1 | 0 | 0.0053584 | 1
104 | 0 | 0 | 0 | 1 | 0 | 1 | 1 | 0 | 0 | 1
105 | 0 | 0 | 0 | 1 | 0 | 0 | 1 | 0 | 0 | 1
106 | 0.14518 | 0 | 0 | 1 | 0 | 0 | 1 | 0.14518 | 0 | 1
107 | 0.20762 | 0.001959 | 0 | 1 | 0 | 0 | 1 | 0.20762 | 0.001959 | 1
108 | 0.24743 | 0.013014 | 0 | 1 | 0 | 0 | 1 | 0.24743 | 0.013014 | 1
109 | 0.21423 | 0.011234 | 0 | 1 | 0 | 0 | 1 | 0.21423 | 0.011234 | 1
110 | 0.18872 | 0.0058278 | 0 | 1 | 0 | 0 | 1 | 0.18872 | 0.0058278 | 1
111 | 0.080801 | 0.031355 | 0 | 1 | 0 | 0 | 1 | 0.080801 | 0.031355 | 1
112 | 0.086242 | 0.025815 | 0 | 1 | 0 | 1 | 1 | 0.086242 | 0.025815 | 1
113 | 0 | 0.0094339 | 0 | 1 | 0 | 1 | 1 | 0 | 0.0094339 | 1
114 | 0 | 0 | 0 | 1 | 0 | 1 | 1 | 0 | 0 | 1
115 | 0 | 0 | 0 | 1 | 0 | 1 | 1 | 0 | 0 | 1
116 | 0 | 0 | 0 | 1 | 0 | 0 | 1 | 0 | 0 | 1
117 | 0 | 0 | 0 | 1 | 0 | 0 | 1 | 0 | 0 | 1
118 | 0 | 0.00082547 | 0 | 1 | 0 | 0 | 1 | 0 | 0.00082547 | 1
119 | 0 | 0 | 0 | 1 | 0 | 0 | 1 | 0 | 0 | 1
120 | 0 | 0 | 0 | 1 | 0 | 0 | 1 | 0 | 0 | 1
121 | 0 | 0 | 0 | 1 | 0 | 0 | 1 | 0 | 0 | 1
122 | 0 | 0 | 0 | 1 | 0 | 0 | 1 | 0 | 0 | 1
123 | 0 | 0 | 0 | 1 | 0 | 0 | 1 | 0 | 0 | 1
124 | 0 | 0 | 0 | 1 | 0 | 0 | 1 | 0 | 0 | 1
125 | 0 | 0 | 0 | 1 | 0 | 0 | 1 | 0 | 0 | 1
126 | 0 | 0 | 0 | 1 | 0 | 1 | 1 | 0 | 0 | 1
127 | 0 | 0 | 0 | 1 | 0 | 1 | 1 | 0 | 0 | 1
128 | 0 | 0 | 0 | 1 | 0 | 1 | 1 | 0 | 0 | 1
129 | 0 | 0 | 0 | 1 | 0 | 0 | 1 | 0 | 0 | 1
130 | 0.18114 | 0 | 0 | 1 | 0 | 0 | 1 | 0.18114 | 0 | 1
131 | 0.24363 | 0 | 0 | 1 | 0 | 0 | 1 | 0.24363 | 0 | 1
132 | 0.21919 | 0 | 0 | 1 | 0 | 0 | 1 | 0.21919 | 0 | 1
133 | 0.18523 | 0 | 0 | 1 | 0 | 0 | 1 | 0.18523 | 0 | 1
134 | 0.18039 | 0 | 0 | 1 | 0 | 0 | 1 | 0.18039 | 0 | 1
135 | 0.13627 | 0.021104 | 0 | 1 | 0 | 0 | 1 | 0.13627 | 0.021104 | 1
136 | 0.12483 | 0.011751 | 0 | 1 | 0 | 1 | 1 | 0.12483 | 0.011751 | 1
137 | 0 | 0 | 0 | 1 | 0 | 1 | 1 | 0 | 0 | 1
138 | 0 | 0 | 0 | 1 | 0 | 1 | 1 | 0 | 0 | 1
139 | 0 | 0 | 0 | 1 | 0 | 1 | 1 | 0 | 0 | 1
140 | 0 | 0 | 0 | 1 | 0 | 0 | 1 | 0 | 0 | 1
141 | 0 | 0.011984 | 0 | 1 | 0 | 0 | 1 | 0 | 0.011984 | 1
142 | 0 | 0.011117 | 0 | 1 | 0 | 0 | 1 | 0 | 0.011117 | 1
143 | 0 | 0 | 0 | 1 | 0 | 0 | 1 | 0 | 0 | 1
144 | 0 | 0 | 0 | 1 | 0 | 0 | 1 | 0 | 0 | 1
145 | 0 | 0 | 0 | 1 | 0 | 0 | 1 | 0 | 0 | 1
146 | 0 | 0 | 0 | 1 | 0 | 0 | 1 | 0 | 0 | 1
147 | 0 | 0 | 0 | 1 | 0 | 0 | 1 | 0 | 0 | 1
148 | 0 | 0 | 0 | 1 | 0 | 0 | 1 | 0 | 0 | 1
149 | 0 | 0 | 0 | 1 | 0 | 0 | 1 | 0 | 0 | 1
150 | 0 | 0 | 0 | 1 | 0 | 1 | 1 | 0 | 0 | 1
151 | 0 | 0 | 0 | 1 | 0 | 1 | 1 | 0 | 0 | 1
152 | 0 | 0 | 0 | 1 | 0 | 1 | 1 | 0 | 0 | 1
153 | 0 | 0 | 0 | 1 | 0 | 0 | 1 | 0 | 0 | 1
154 | 0.17919 | 0 | 0 | 1 | 0 | 0 | 1 | 0.17919 | 0 | 1
155 | 0.24823 | 0 | 0 | 1 | 0 | 0 | 1 | 0.24823 | 0 | 1
156 | 0.23585 | 0 | 0 | 1 | 0 | 0 | 1 | 0.23585 | 0 | 1
157 | 0.29714 | 0 | 0 | 1 | 0 | 0 | 1 | 0.29714 | 0 | 1
158 | 0.28031 | 0 | 0 | 1 | 0 | 0 | 1 | 0.28031 | 0 | 1
159 | 0.20923 | 0.030446 | 0 | 1 | 0 | 0 | 1 | 0.20923 | 0.030446 | 1
160 | 0.1269 | 0.030762 | 0 | 1 | 0 | 1 | 1 | 0.1269 | 0.030762 | 1
161 | 0 | 0.00086921 | 0 | 1 | 0 | 1 | 1 | 0 | 0.00086921 | 1
162 | 0 | 0 | 0 | 1 | 0 | 1 | 1 | 0 | 0 | 1
163 | 0 | 0 | 0 | 1 | 0 | 1 | 1 | 0 | 0 | 1
164 | 0 | 0 | 0 | 1 | 0 | 0 | 1 | 0 | 0 | 1
165 | 0 | 0 | 0 | 1 | 0 | 0 | 1 | 0 | 0 | 1
166 | 0 | 0 | 0 | 1 | 0 | 0 | 1 | 0 | 0 | 1
167 | 0 | 0 | 0 | 1 | 0 | 0 | 1 | 0 | 0 | 1
168 | 0 | 0 | 0 | 1 | 0 | 0 | 1 | 0 | 0 | 1
169 | 0 | 0 | 0 | 1 | 0 | 0 | 1 | 0 | 0 | 1
170 | 0 | 0 | 0 | 1 | 0 | 0 | 1 | 0 | 0 | 1
171 | 0 | 0 | 0 | 1 | 0 | 0 | 1 | 0 | 0 | 1
172 | 0 | 0 | 0 | 1 | 0 | 0 | 1 | 0 | 0 | 1
173 | 0 | 0 | 0 | 1 | 0 | 0 | 1 | 0 | 0 | 1
174 | 0 | 0 | 0 | 1 | 0 | 1 | 1 | 0 | 0 | 1
175 | 0 | 0 | 0 | 1 | 0 | 1 | 1 | 0 | 0 | 1
176 | 0 | 0 | 0 | 1 | 0 | 1 | 1 | 0 | 0 | 1
177 | 0.009691 | 0 | 0 | 1 | 0 | 0 | 1 | 0.009691 | 0 | 1
178 | 0.19588 | 0 | 0 | 1 | 0 | 0 | 1 | 0.19588 | 0 | 1
179 | 0.29557 | 0 | 0 | 1 | 0 | 0 | 1 | 0.29557 | 0 | 1
180 | 0.32777 | 0 | 0 | 1 | 0 | 0 | 1 | 0.32777 | 0 | 1
181 | 0.44302 | 0 | 0 | 1 | 0 | 0 | 1 | 0.44302 | 0 | 1
182 | 0.38648 | 0 | 0 | 1 | 0 | 0 | 1 | 0.38648 | 0 | 1
183 | 0.27736 | 0.0082193 | 0 | 1 | 0 | 0 | 1 | 0.27736 | 0.0082193 | 1
184 | 0.12801 | 0.0013076 | 0 | 1 | 0 | 1 | 1 | 0.12801 | 0.0013076 | 1
185 | 0 | 0 | 0 | 1 | 0 | 1 | 1 | 0 | 0 | 1
186 | 0 | 0 | 0 | 1 | 0 | 1 | 1 | 0 | 0 | 1
187 | 0 | 0 | 0 | 1 | 0 | 1 | 1 | 0 | 0 | 1
188 | 0 | 0 | 0 | 1 | 0 | 0 | 1 | 0 | 0 | 1
189 | 0 | 0 | 0 | 1 | 0 | 0 | 1 | 0 | 0 | 1
190 | 0 | 0 | 0 | 1 | 0 | 0 | 1 | 0 | 0 | 1
191 | 0 | 0 | 0 | 1 | 0 | 0 | 1 | 0 | 0 | 1
192 | 0 | 0 | 0 | 1 | 0 | 0 | 1 | 0 | 0 | 1
193 | 0 | 0 | 0 | 1 | 0 | 0 | 1 | 0 | 0 | 1
194 | 0 | 0 | 0 | 1 | 0 | 0 | 1 | 0 | 0 | 1
195 | 0 | 0 | 0 | 1 | 0 | 0 | 1 | 0 | 0 | 1
196 | 0 | 0 | 0 | 1 | 0 | 0 | 1 | 0 | 0 | 1
197 | 0 | 0 | 0 | 1 | 0 | 0 | 1 | 0 | 0 | 1
198 | 0 | 0 | 0 | 1 | 0 | 1 | 1 | 0 | 0 | 1
199 | 0 | 0 | 0 | 1 | 0 | 1 | 1 | 0 | 0 | 1
200 | 0 | 0 | 0 | 1 | 0 | 1 | 1 | 0 | 0 | 1
201 | 0.028017 | 0 | 0 | 1 | 0 | 0 | 1 | 0.028017 | 0 | 1
202 | 0.19489 | 0 | 0 | 1 | 0 | 0 | 1 | 0.19489 | 0 | 1
203 | 0.27916 | 0 | 0 | 1 | 0 | 0 | 1 | 0.27916 | 0 | 1
204 | 0.33778 | 0 | 0 | 1 | 0 | 0 | 1 | 0.33778 | 0 | 1
205 | 0.43736 | 0 | 0 | 1 | 0 | 0 | 1 | 0.43736 | 0 | 1
206 | 0.39887 | 0 | 0 | 1 | 0 | 0 | 1 | 0.39887 | 0 | 1
207 | 0.28342 | 0.0048239 | 0 | 1 | 0 | 0 | 1 | 0.28342 | 0.0048239 | 1
208 | 0.13017 | 0.015147 | 0 | 1 | 0 | 1 | 1 | 0.13017 | 0.015147 | 1
209 | 0.00091317 | 0 | 0 | 1 | 0 | 1 | 1 | 0.00091317 | 0 | 1
210 | 0 | 0 | 0 | 1 | 0 | 1 | 1 | 0 | 0 | 1
211 | 0 | 0 | 0 | 1 | 0 | 1 | 1 | 0 | 0 | 1
212 | 0 | 0 | 0 | 1 | 0 | 0 | 1 | 0 | 0 | 1
213 | 0 | 0 | 0 | 1 | 0 | 0 | 1 | 0 | 0 | 1
214 | 0 | 0 | 0 | 1 | 0 | 0 | 1 | 0 | 0 | 1
215 | 0 | 0 | 0 | 1 | 0 | 0 | 1 | 0 | 0 | 1
216 | 0 | 0 | 0 | 1 | 0 | 0 | 1 | 0 | 0 | 1
217 | 0 | 0 | 0 | 1 | 0 | 0 | 1 | 0 | 0 | 1
218 | 0 | 0 | 0 | 1 | 0 | 0 | 1 | 0 | 0 | 1
219 | 0 | 0 | 0 | 1 | 0 | 0 | 1 | 0 | 0 | 1
220 | 0 | 0 | 0 | 1 | 0 | 0 | 1 | 0 | 0 | 1
221 | 0 | 0 | 0 | 1 | 0 | 0 | 1 | 0 | 0 | 1
222 | 0 | 0 | 0 | 1 | 0 | 1 | 1 | 0 | 0 | 1
223 | 0 | 0 | 0 | 1 | 0 | 1 | 1 | 0 | 0 | 1
224 | 0 | 0 | 0 | 1 | 0 | 1 | 1 | 0 | 0 | 1
225 | 0.013693 | 0 | 0 | 1 | 0 | 0 | 1 | 0.013693 | 0 | 1
226 | 0.14954 | 0 | 0 | 1 | 0 | 0 | 1 | 0.14954 | 0 | 1
227 | 0.22334 | 0 | 0 | 1 | 0 | 0 | 1 | 0.22334 | 0 | 1
228 | 0.22759 | 0 | 0 | 1 | 0 | 0 | 1 | 0.22759 | 0 | 1
229 | 0.23294 | 0 | 0 | 1 | 0 | 0 | 1 | 0.23294 | 0 | 1
230 | 0.21801 | 0 | 0 | 1 | 0 | 0 | 1 | 0.21801 | 0 | 1
231 | 0.2543 | 0.001199 | 0 | 1 | 0 | 0 | 1 | 0.2543 | 0.001199 | 1
232 | 0.087321 | 0 | 0 | 1 | 0 | 1 | 1 | 0.087321 | 0 | 1
233 | 0 | 0 | 0 | 1 | 0 | 1 | 1 | 0 | 0 | 1
234 | 0 | 0 | 0 | 1 | 0 | 1 | 1 | 0 | 0 | 1
235 | 0 | 0 | 0 | 1 | 0 | 1 | 1 | 0 | 0 | 1
236 | 0 | 0 | 0 | 1 | 0 | 0 | 1 | 0 | 0 | 1
237 | 0 | 0 | 0 | 1 | 0 | 0 | 1 | 0 | 0 | 1
238 | 0 | 0 | 0 | 1 | 0 | 0 | 1 | 0 | 0 | 1
239 | 0 | 0 | 0 | 1 | 0 | 0 | 1 | 0 | 0 | 1
240 | 0 | 0 | 0 | 1 | 0 | 0 | 1 | 0 | 0 | 1
241 | 0 | 0 | 0 | 1 | 0 | 0 | 1 | 0 | 0 | 1
242 | 0 | 0 | 0 | 1 | 0 | 0 | 1 | 0 | 0 | 1
243 | 0 | 0 | 0 | 1 | 0 | 0 | 1 | 0 | 0 | 1
244 | 0 | 0 | 0 | 1 | 0 | 0 | 1 | 0 | 0 | 1
245 | 0 | 0 | 0 | 1 | 0 | 0 | 1 | 0 | 0 | 1
246 | 0 | 0 | 0 | 1 | 0 | 1 | 1 | 0 | 0 | 1
247 | 0 | 0 | 0 | 1 | 0 | 1 | 1 | 0 | 0 | 1
248 | 0 | 0 | 0 | 1 | 0 | 1 | 1 | 0 | 0 | 1
249 | 0 | 0 | 0 | 1 | 0 | 0 | 1 | 0 | 0 | 1
250 | 0.10981 | 0 | 0 | 1 | 0 | 0 | 1 | 0.10981 | 0 | 1
251 | 0.16565 | 0 | 0 | 1 | 0 | 0 | 1 | 0.16565 | 0 | 1
252 | 0.12853 | 0 | 0 | 1 | 0 | 0 | 1 | 0.12853 | 0 | 1
253 | 0.12448 | 0 | 0 | 1 | 0 | 0 | 1 | 0.12448 | 0 | 1
254 | 0.12496 | 0 | 0 | 1 | 0 | 0 | 1 | 0.12496 | 0 | 1
255 | 0.16377 | 0 | 0 | 1 | 0 | 0 | 1 | 0.16377 | 0 | 1
256 | 0.068225 | 0 | 0 | 1 | 0 | 1 | 1 | 0.068225 | 0 | 1
257 | 0 | 0 | 0 | 1 | 0 | 1 | 1 | 0 | 0 | 1
258 | 0 | 0 | 0 | 1 | 0 | 1 | 1 | 0 | 0 | 1
259 | 0 | 0 | 0 | 1 | 0 | 1 | 1 | 0 | 0 | 1
260 | 0 | 0 | 0 | 1 | 0 | 0 | 1 | 0 | 0 | 1
261 | 0 | 0 | 0 | 1 | 0 | 0 | 1 | 0 | 0 | 1
262 | 0 | 0 | 0 | 1 | 0 | 0 | 1 | 0 | 0 | 1
263 | 0 | 0 | 0 | 1 | 0 | 0 | 1 | 0 | 0 | 1
264 | 0 | 0 | 0 | 1 | 0 | 0 | 1 | 0 | 0 | 1
265 | 0 | 0 | 0 | 1 | 0 | 0 | 1 | 0 | 0 | 1
266 | 0 | 0 | 0 | 1 | 0 | 0 | 1 | 0 | 0 | 1
267 | 0 | 0 | 0 | 1 | 0 | 0 | 1 | 0 | 0 | 1
268 | 0 | 0 | 0 | 1 | 0 | 0 | 1 | 0 | 0 | 1
269 | 0 | 0 | 0 | 1 | 0 | 0 | 1 | 0 | 0 | 1
270 | 0 | 0 | 0 | 1 | 0 | 1 | 1 | 0 | 0 | 1
271 | 0 | 0 | 0 | 1 | 0 | 1 | 1 | 0 | 0 | 1
272 | 0 | 0 | 0 | 1 | 0 | 1 | 1 | 0 | 0 | 1
273 | 0 | 0 | 0 | 1 | 0 | 0 | 1 | 0 | 0 | 1
274 | 0.1273 | 0 | 0 | 1 | 0 | 0 | 1 | 0.1273 | 0 | 1
275 | 0.19056 | 0 | 0 | 1 | 0 | 0 | 1 | 0.19056 | 0 | 1
276 | 0.16954 | 0 | 0 | 1 | 0 | 0 | 1 | 0.16954 | 0 | 1
277 | 0.17685 | 0 | 0 | 1 | 0 | 0 | 1 | 0.17685 | 0 | 1
278 | 0.14149 | 0 | 0 | 1 | 0 | 0 | 1 | 0.14149 | 0 | 1
279 | 0.18833 | 0 | 0 | 1 | 0 | 0 | 1 | 0.18833 | 0 | 1
280 | 0.0601 | 0 | 0 | 1 | 0 | 1 | 1 | 0.0601 | 0 | 1
281 | 0 | 0 | 0 | 1 | 0 | 1 | 1 | 0 | 0 | 1
282 | 0 | 0 | 0 | 1 | 0 | 1 | 1 | 0 | 0 | 1
283 | 0 | 0 | 0 | 1 | 0 | 1 | 1 | 0 | 0 | 1
284 | 0 | 0 | 0 | 1 | 0 | 0 | 1 | 0 | 0 | 1
285 | 0 | 0 | 0 | 1 | 0 | 0 | 1 | 0 | 0 | 1
286 | 0 | 0 | 0 | 1 | 0 | 0 | 1 | 0 | 0 | 1
287 | 0 | 0 | 0 | 1 | 0 | 0 | 1 | 0 | 0 | 1
288 | 0 | 0 | 0 | 1 | 0 | 0 | 1 | 0 | 0 | 1
289 | 0 | 0 | 0 | 1 | 0 | 0 | 1 | 0 | 0 | 1
290 | 0 | 0 | 0 | 1 | 0 | 0 | 1 | 0 | 0 | 1
291 | 0 | 0 | 0 | 1 | 0 | 0 | 1 | 0 | 0 | 1
292 | 0 | 0 | 0 | 1 | 0 | 0 | 1 | 0 | 0 | 1
293 | 0 | 0 | 0 | 1 | 0 | 0 | 1 | 0 | 0 | 1
294 | 0 | 0 | 0 | 1 | 0 | 1 | 1 | 0 | 0 | 1
295 | 0 | 0 | 0 | 1 | 0 | 1 | 1 | 0 | 0 | 1
296 | 0 | 0 | 0 | 1 | 0 | 1 | 1 | 0 | 0 | 1
297 | 0 | 0 | 0 | 1 | 0 | 0 | 1 | 0 | 0 | 1
298 | 0.11363 | 0 | 0 | 1 | 0 | 0 | 1 | 0.11363 | 0 | 1
299 | 0.20238 | 0 | 0 | 1 | 0 | 0 | 1 | 0.20238 | 0 | 1
300 | 0.26212 | 0 | 0 | 1 | 0 | 0 | 1 | 0.26212 | 0 | 1
301 | 0.25579 | 0 | 0 | 1 | 0 | 0 | 1 | 0.25579 | 0 | 1
302 | 0.21024 | 0 | 0 | 1 | 0 | 0 | 1 | 0.21024 | 0 | 1
303 | 0.21661 | 0 | 0 | 1 | 0 | 0 | 1 | 0.21661 | 0 | 1
304 | 0.10857 | 0 | 0 | 1 | 0 | 1 | 1 | 0.10857 | 0 | 1
305 | 0.00040769 | 0 | 0 | 1 | 0 | 1 | 1 | 0.00040769 | 0 | 1
306 | 0 | 0 | 0 | 1 | 0 | 1 | 1 | 0 | 0 | 1
307 | 0 | 0 | 0 | 1 | 0 | 1 | 1 | 0 | 0 | 1
308 | 0 | 0 | 0 | 1 | 0 | 0 | 1 | 0 | 0 | 1
309 | 0 | 0 | 0 | 1 | 0 | 0 | 1 | 0 | 0 | 1
310 | 0 | 0 | 0 | 1 | 0 | 0 | 1 | 0 | 0 | 1
311 | 0 | 0 | 0 | 1 | 0 | 0 | 1 | 0 | 0 | 1
312 | 0 | 0 | 0 | 1 | 0 | 0 | 1 | 0 | 0 | 1
313 | 0 | 0 | 0 | 1 | 0 | 0 | 1 | 0 | 0 | 1
314 | 0 | 0 | 0 | 1 | 0 | 0 | 1 | 0 | 0 | 1
315 | 0 | 0 | 0 | 1 | 0 | 0 | 1 | 0 | 0 | 1
316 | 0 | 0 | 0 | 1 | 0 | 0 | 1 | 0 | 0 | 1
317 | 0 | 0 | 0 | 1 | 0 | 0 | 1 | 0 | 0 | 1
318 | 0 | 0 | 0 | 1 | 0 | 1 | 1 | 0 | 0 | 1
319 | 0 | 0 | 0 | 1 | 0 | 1 | 1 | 0 | 0 | 1
320 | 0 | 0 | 0 | 1 | 0 | 1 | 1 | 0 | 0 | 1
321 | 0 | 0 | 0 | 1 | 0 | 0 | 1 | 0 | 0 | 1
322 | 0.12677 | 0 | 0 | 1 | 0 | 0 | 1 | 0.12677 | 0 | 1
323 | 0.23891 | 0 | 0 | 1 | 0 | 0 | 1 | 0.23891 | 0 | 1
324 | 0.32664 | 0 | 0 | 1 | 0 | 0 | 1 | 0.32664 | 0 | 1
325 | 0.34776 | 0 | 0 | 1 | 0 | 0 | 1 | 0.34776 | 0 | 1
326 | 0.2635 | 0 | 0 | 1 | 0 | 0 | 1 | 0.2635 | 0 | 1
327 | 0.26535 | 0 | 0 | 1 | 0 | 0 | 1 | 0.26535 | 0 | 1
328 | 0.1353 | 0 | 0 | 1 | 0 | 1 | 1 | 0.1353 | 0 | 1
329 | 0.042222 | 0 | 0 | 1 | 0 | 1 | 1 | 0.042222 | 0 | 1
330 | 0 | 0 | 0 | 1 | 0 | 1 | 1 | 0 | 0 | 1
331 | 0 | 0 | 0 | 1 | 0 | 1 | 1 | 0 | 0 | 1
332 | 0 | 0 | 0 | 1 | 0 | 0 | 1 | 0 | 0 | 1
333 | 0 | 0 | 0 | 1 | 0 | 0 | 1 | 0 | 0 | 1
334 | 0 | 0 | 0 | 1 | 0 | 0 | 1 | 0 | 0 | 1
335 | 0 | 0 | 0 | 1 | 0 | 0 | 1 | 0 | 0 | 1
336 | 0 | 0 | 0 | 1 | 0 | 0 | 1 | 0 | 0 | 1
337 | 0 | 0 | 0 | 1 | 0 | 0 | 1 | 0 | 0 | 1
338 | 0 | 0 | 0 | 1 | 0 | 0 | 1 | 0 | 0 | 1
339 | 0 | 0 | 0 | 1 | 0 | 0 | 1 | 0 | 0 | 1
340 | 0 | 0 | 0 | 1 | 0 | 0 | 1 | 0 | 0 | 1
341 | 0 | 0 | 0 | 1 | 0 | 0 | 1 | 0 | 0 | 1
342 | 0 | 0 | 0 | 1 | 0 | 1 | 1 | 0 | 0 | 1
343 | 0 | 0 | 0 | 1 | 0 | 1 | 1 | 0 | 0 | 1
344 | 0 | 0 | 0 | 1 | 0 | 1 | 1 | 0 | 0 | 1
345 | 0 | 0 | 0 | 1 | 0 | 0 | 1 | 0 | 0 | 1
346 | 0.071753 | 0 | 0 | 1 | 0 | 0 | 1 | 0.071753 | 0 | 1
347 | 0.19562 | 0 | 0 | 1 | 0 | 0 | 1 | 0.19562 | 0 | 1
348 | 0.27561 | 0 | 0 | 1 | 0 | 0 | 1 | 0.27561 | 0 | 1
349 | 0.31747 | 0 | 0 | 1 | 0 | 0 | 1 | 0.31747 | 0 | 1
350 | 0.27073 | 0 | 0 | 1 | 0 | 0 | 1 | 0.27073 | 0 | 1
351 | 0.24299 | 0 | 0 | 1 | 0 | 0 | 1 | 0.24299 | 0 | 1
352 | 0.10906 | 0 | 0 | 1 | 0 | 1 | 1 | 0.10906 | 0 | 1
353 | 0.022578 | 0 | 0 | 1 | 0 | 1 | 1 | 0.022578 | 0 | 1
354 | 0 | 0 | 0 | 1 | 0 | 1 | 1 | 0 | 0 | 1
355 | 0 | 0 | 0 | 1 | 0 | 1 | 1 | 0 | 0 | 1
356 | 0 | 0 | 0 | 1 | 0 | 0 | 1 | 0 | 0 | 1
357 | 0 | 0 | 0 | 1 | 0 | 0 | 1 | 0 | 0 | 1
358 | 0 | 0 | 0 | 1 | 0 | 0 | 1 | 0 | 0 | 1
359 | 0 | 0 | 0 | 1 | 0 | 0 | 1 | 0 | 0 | 1
360 | 0 | 0 | 0 | 1 | 0 | 0 | 1 | 0 | 0 | 1
361 | 0 | 0 | 0 | 1 | 0 | 0 | 1 | 0 | 0 | 1
362 | 0 | 0 | 0 | 1 | 0 | 0 | 1 | 0 | 0 | 1
363 | 0 | 0 | 0 | 1 | 0 | 0 | 1 | 0 | 0 | 1
364 | 0 | 0 | 0 | 1 | 0 | 0 | 1 | 0 | 0 | 1
365 | 0 | 0 | 0 | 1 | 0 | 0 | 1 | 0 | 0 | 1
366 | 0 | 0 | 0 | 1 | 0 | 1 | 1 | 0 | 0 | 1
367 | 0 | 0 | 0 | 1 | 0 | 1 | 1 | 0 | 0 | 1
368 | 0 | 0 | 0 | 1 | 0 | 1 | 1 | 0 | 0 | 1
369 | 0 | 0 | 0 | 1 | 0 | 0 | 1 | 0 | 0 | 1
370 | 0.080358 | 0 | 0 | 1 | 0 | 0 | 1 | 0.080358 | 0 | 1
371 | 0.20764 | 0 | 0 | 1 | 0 | 0 | 1 | 0.20764 | 0 | 1
372 | 0.26831 | 0 | 0 | 1 | 0 | 0 | 1 | 0.26831 | 0 | 1
373 | 0.3207 | 0 | 0 | 1 | 0 | 0 | 1 | 0.3207 | 0 | 1
374 | 0.26056 | 0 | 0 | 1 | 0 | 0 | 1 | 0.26056 | 0 | 1
375 | 0.24937 | 0 | 0 | 1 | 0 | 0 | 1 | 0.24937 | 0 | 1
376 | 0.13507 | 0 | 0 | 1 | 0 | 1 | 1 | 0.13507 | 0 | 1
377 | 0.025541 | 0 | 0 | 1 | 0 | 1 | 1 | 0.025541 | 0 | 1
378 | 0 | 0 | 0 | 1 | 0 | 1 | 1 | 0 | 0 | 1
379 | 0 | 0 | 0 | 1 | 0 | 1 | 1 | 0 | 0 | 1
380 | 0 | 0 | 0 | 1 | 0 | 0 | 1 | 0 | 0 | 1
381 | 0 | 0 | 0 | 1 | 0 | 0 | 1 | 0 | 0 | 1
382 | 0 | 0 | 0 | 1 | 0 | 0 | 1 | 0 | 0 | 1
383 | 0 | 0 | 0 | 1 | 0 | 0 | 1 | 0 | 0 | 1
384 | 0 | 0 | 0 | 1 | 0 | 0 | 1 | 0 | 0 | 1
385 | 0 | 0 | 0 | 1 | 0 | 0 | 1 | 0 | 0 | 1
386 | 0 | 0 | 0 | 1 | 0 | 0 | 1 | 0 | 0 | 1
387 | 0 | 0 | 0 | 1 | 0 | 0 | 1 | 0 | 0 | 1
388 | 0 | 0 | 0 | 1 | 0 | 0 | 1 | 0 | 0 | 1
389 | 0 | 0 | 0 | 1 | 0 | 0 | 1 | 0 | 0 | 1
390 | 0 | 0 | 0 | 1 | 0 | 1 | 1 | 0 | 0 | 1
391 | 0 | 0 | 0 | 1 | 0 | 1 | 1 | 0 | 0 | 1
392 | 0 | 0 | 0 | 1 | 0 | 1 | 1 | 0 | 0 | 1
393 | 0 | 0 | 0 | 1 | 0 | 0 | 1 | 0 | 0 | 1
394 | 0.10739 | 0 | 0 | 1 | 0 | 0 | 1 | 0.10739 | 0 | 1
395 | 0.23824 | 0 | 0 | 1 | 0 | 0 | 1 | 0.23824 | 0 | 1
396 | 0.28211 | 0 | 0 | 1 | 0 | 0 | 1 | 0.28211 | 0 | 1
397 | 0.29786 | 0 | 0 | 1 | 0 | 0 | 1 | 0.29786 | 0 | 1
398 | 0.28282 | 0 | 0 | 1 | 0 | 0 | 1 | 0.28282 | 0 | 1
399 | 0.259 | 0 | 0 | 1 | 0 | 0 | 1 | 0.259 | 0 | 1
400 | 0.15726 | 0 | 0 | 1 | 0 | 1 | 1 | 0.15726 | 0 | 1
401 | 0.011217 | 0 | 0 | 1 | 0 | 1 | 1 | 0.011217 | 0 | 1
402 | 0 | 0 | 0 | 1 | 0 | 1 | 1 | 0 | 0 | 1
403 | 0 | 0 | 0 | 1 | 0 | 1 | 1 | 0 | 0 | 1
404 | 0 | 0 | 0 | 1 | 0 | 0 | 1 | 0 | 0 | 1
405 | 0 | 0 | 0 | 1 | 0 | 0 | 1 | 0 | 0 | 1
406 | 0 | 0 | 0 | 1 | 0 | 0 | 1 | 0 | 0 | 1
407 | 0 | 0 | 0 | 1 | 0 | 0 | 1 | 0 | 0 | 1
408 | 0 | 0 | 0 | 1 | 0 | 0 | 1 | 0 | 0 | 1
409 | 0 | 0 | 0 | 1 | 0 | 0 | 1 | 0 | 0 | 1
410 | 0 | 0 | 0 | 1 | 0 | 0 | 1 | 0 | 0 | 1
411 | 0 | 0 | 0 | 1 | 0 | 0 | 1 | 0 | 0 | 1
412 | 0 | 0 | 0 | 1 | 0 | 0 | 1 | 0 | 0 | 1
413 | 0 | 0 | 0 | 1 | 0 | 0 | 1 | 0 | 0 | 1
414 | 0 | 0 | 0 | 1 | 0 | 1 | 1 | 0 | 0 | 1
415 | 0 | 0 | 0 | 1 | 0 | 1 | 1 | 0 | 0 | 1
416 | 0 | 0 | 0 | 1 | 0 | 1 | 1 | 0 | 0 | 1
417 | 0 | 0 | 0 | 1 | 0 | 0 | 1 | 0 | 0 | 1
418 | 0.1315 | 0 | 0 | 1 | 0 | 0 | 1 | 0.1315 | 0 | 1
419 | 0.21494 | 0 | 0 | 1 | 0 | 0 | 1 | 0.21494 | 0 | 1
420 | 0.22489 | 0 | 0 | 1 | 0 | 0 | 1 | 0.22489 | 0 | 1
421 | 0.25148 | 0 | 0 | 1 | 0 | 0 | 1 | 0.25148 | 0 | 1
422 | 0.23241 | 0 | 0 | 1 | 0 | 0 | 1 | 0.23241 | 0 | 1
423 | 0.20344 | 0 | 0 | 1 | 0 | 0 | 1 | 0.20344 | 0 | 1
424 | 0.14058 | 0 | 0 | 1 | 0 | 1 | 1 | 0.14058 | 0 | 1
425 | 0.013209 | 0 | 0 | 1 | 0 | 1 | 1 | 0.013209 | 0 | 1
426 | 0 | 0 | 0 | 1 | 0 | 1 | 1 | 0 | 0 | 1
427 | 0 | 0 | 0 | 1 | 0 | 1 | 1 | 0 | 0 | 1
428 | 0 | 0 | 0 | 1 | 0 | 0 | 1 | 0 | 0 | 1
429 | 0 | 0 | 0 | 1 | 0 | 0 | 1 | 0 | 0 | 1
430 | 0 | 0 | 0 | 1 | 0 | 0 | 1 | 0 | 0 | 1
431 | 0 | 0 | 0 | 1 | 0 | 0 | 1 | 0 | 0 | 1
432 | 0 | 0 | 0 | 1 | 0 | 0 | 1 | 0 | 0 | 1
433 | 0 | 0 | 0 | 1 | 0 | 0 | 1 | 0 | 0 | 1
434 | 0 | 0 | 0 | 1 | 0 | 0 | 1 | 0 | 0 | 1
435 | 0 | 0 | 0 | 1 | 0 | 0 | 1 | 0 | 0 | 1
436 | 0 | 0 | 0 | 1 | 0 | 0 | 1 | 0 | 0 | 1
437 | 0 | 0 | 0 | 1 | 0 | 0 | 1 | 0 | 0 | 1
438 | 0 | 0 | 0 | 1 | 0 | 1 | 1 | 0 | 0 | 1
439 | 0 | 0 | 0 | 1 | 0 | 1 | 1 | 0 | 0 | 1
440 | 0 | 0 | 0 | 1 | 0 | 1 | 1 | 0 | 0 | 1
441 | 0 | 0 | 0 | 1 | 0 | 0 | 1 | 0 | 0 | 1
442 | 0.095471 | 0 | 0 | 1 | 0 | 0 | 1 | 0.095471 | 0 | 1
443 | 0.17526 | 0 | 0 | 1 | 0 | 0 | 1 | 0.17526 | 0 | 1
444 | 0.19644 | 0 | 0 | 1 | 0 | 0 | 1 | 0.19644 | 0 | 1
445 | 0.17847 | 0 | 0 | 1 | 0 | 0 | 1 | 0.17847 | 0 | 1
446 | 0.13496 | 0 | 0 | 1 | 0 | 0 | 1 | 0.13496 | 0 | 1
447 | 0.053963 | 0 | 0 | 1 | 0 | 0 | 1 | 0.053963 | 0 | 1
448 | 0 | 0 | 0 | 1 | 0 | 1 | 1 | 0 | 0 | 1
449 | 0 | 0 | 0 | 1 | 0 | 1 | 1 | 0 | 0 | 1
450 | 0 | 0 | 0 | 1 | 0 | 1 | 1 | 0 | 0 | 1
451 | 0 | 0 | 0 | 1 | 0 | 1 | 1 | 0 | 0 | 1
452 | 0 | 0 | 0 | 1 | 0 | 0 | 1 | 0 | 0 | 1
453 | 0 | 0 | 0 | 1 | 0 | 0 | 1 | 0 | 0 | 1
454 | 0 | 0 | 0 | 1 | 0 | 0 | 1 | 0 | 0 | 1
455 | 0 | 0 | 0 | 1 | 0 | 0 | 1 | 0 | 0 | 1
456 | 0 | 0 | 0 | 1 | 0 | 0 | 1 | 0 | 0 | 1
457 | 0 | 0 | 0 | 1 | 0 | 0 | 1 | 0 | 0 | 1
458 | 0 | 0 | 0 | 1 | 0 | 0 | 1 | 0 | 0 | 1
459 | 0 | 0 | 0 | 1 | 0 | 0 | 1 | 0 | 0 | 1
460 | 0 | 0 | 0 | 1 | 0 | 0 | 1 | 0 | 0 | 1
461 | 0 | 0 | 0 | 1 | 0 | 0 | 1 | 0 | 0 | 1
462 | 0 | 0 | 0 | 1 | 0 | 1 | 1 | 0 | 0 | 1
463 | 0 | 0 | 0 | 1 | 0 | 1 | 1 | 0 | 0 | 1
464 | 0 | 0 | 0 | 1 | 0 | 1 | 1 | 0 | 0 | 1
465 | 0 | 0 | 0 | 1 | 0 | 0 | 1 | 0 | 0 | 1
466 | 0.063806 | 0 | 0 | 1 | 0 | 0 | 1 | 0.063806 | 0 | 1
467 | 0.12452 | 0 | 0 | 1 | 0 | 0 | 1 | 0.12452 | 0 | 1
468 | 0.15433 | 0 | 0 | 1 | 0 | 0 | 1 | 0.15433 | 0 | 1
469 | 0.13373 | 0 | 0 | 1 | 0 | 0 | 1 | 0.13373 | 0 | 1
470 | 0.083402 | 0 | 0 | 1 | 0 | 0 | 1 | 0.083402 | 0 | 1
471 | 0.032305 | 0 | 0 | 1 | 0 | 0 | 1 | 0.032305 | 0 | 1
472 | 0 | 0 | 0 | 1 | 0 | 1 | 1 | 0 | 0 | 1
473 | 0 | 0 | 0 | 1 | 0 | 1 | 1 | 0 | 0 | 1
474 | 0 | 0 | 0 | 1 | 0 | 1 | 1 | 0 | 0 | 1
475 | 0 | 0 | 0 | 1 | 0 | 1 | 1 | 0 | 0 | 1
476 | 0 | 0 | 0 | 1 | 0 | 0 | 1 | 0 | 0 | 1
477 | 0 | 0 | 0 | 1 | 0 | 0 | 1 | 0 | 0 | 1
478 | 0 | 0 | 0 | 1 | 0 | 0 | 1 | 0 | 0 | 1
479 | 0 | 0 | 0 | 1 | 0 | 0 | 1 | 0 | 0 | 1
480 | 0 | 0 | 0 | 1 | 0 | 0 | 1 | 0 | 0 | 1
481 | 0 | 0 | 0 | 1 | 0 | 0 | 1 | 0 | 0 | 1
482 | 0 | 0 | 0 | 1 | 0 | 0 | 1 | 0 | 0 | 1
483 | 0 | 0 | 0 | 1 | 0 | 0 | 1 | 0 | 0 | 1
484 | 0 | 0 | 0 | 1 | 0 | 0 | 1 | 0 | 0 | 1
485 | 0 | 0 | 0 | 1 | 0 | 0 | 1 | 0 | 0 | 1
486 | 0 | 0 | 0 | 1 | 0 | 1 | 1 | 0 | 0 | 1
487 | 0 | 0 | 0 | 1 | 0 | 1 | 1 | 0 | 0 | 1
488 | 0 | 0 | 0 | 1 | 0 | 1 | 1 | 0 | 0 | 1
489 | 0 | 0 | 0 | 1 | 0 | 0 | 1 | 0 | 0 | 1
490 | 0.044384 | 0 | 0 | 1 | 0 | 0 | 1 | 0.044384 | 0 | 1
491 | 0.12147 | 0 | 0 | 1 | 0 | 0 | 1 | 0.12147 | 0 | 1
492 | 0.17511 | 0 | 0 | 1 | 0 | 0 | 1 | 0.17511 | 0 | 1
493 | 0.10569 | 0 | 0 | 1 | 0 | 0 | 1 | 0.10569 | 0 | 1
494 | 0.035507 | 0 | 0 | 1 | 0 | 0 | 1 | 0.035507 | 0 | 1
495 | 0 | 0 | 0 | 1 | 0 | 0 | 1 | 0 | 0 | 1
496 | 0 | 0.0069206 | 0 | 1 | 0 | 1 | 1 | 0 | 0.0069206 | 1
497 | 0 | 0.019866 | 0 | 1 | 0 | 1 | 1 | 0 | 0.019866 | 1
498 | 0 | 0 | 0 | 1 | 0 | 1 | 1 | 0 | 0 | 1
499 | 0 | 0 | 0 | 1 | 0 | 1 | 1 | 0 | 0 | 1
500 | 0 | 0 | 0 | 1 | 0 | 0 | 1 | 0 | 0 | 1
501 | 0 | 0.0044661 | 0 | 1 | 0 | 0 | 1 | 0 | 0.0044661 | 1
502 | 0 | 0 | 0 | 1 | 0 | 0 | 1 | 0 | 0 | 1
503 | 0 | 0 | 0 | 1 | 0 | 0 | 1 | 0 | 0 | 1
504 | 0 | 0 | 0 | 1 | 0 | 0 | 1 | 0 | 0 | 1
505 | 0 | 0 | 0 | 1 | 0 | 0 | 1 | 0 | 0 | 1
506 | 0 | 0 | 0 | 1 | 0 | 0 | 1 | 0 | 0 | 1
507 | 0 | 0 | 0 | 1 | 0 | 0 | 1 | 0 | 0 | 1
508 | 0 | 0 | 0 | 1 | 0 | 0 | 1 | 0 | 0 | 1
509 | 0 | 0 | 0 | 1 | 0 | 0 | 1 | 0 | 0 | 1
510 | 0 | 0 | 0 | 1 | 0 | 1 | 1 | 0 | 0 | 1
511 | 0 | 0 | 0 | 1 | 0 | 1 | 1 | 0 | 0 | 1
512 | 0 | 0 | 0 | 1 | 0 | 1 | 1 | 0 | 0 | 1
513 | 0 | 0 | 0 | 1 | 0 | 0 | 1 | 0 | 0 | 1
514 | 0.081661 | 0 | 0 | 1 | 0 | 0 | 1 | 0.081661 | 0 | 1
515 | 0.19029 | 0 | 0 | 1 | 0 | 0 | 1 | 0.19029 | 0 | 1
516 | 0.21211 | 0.025821 | 0 | 1 | 0 | 0 | 1 | 0.21211 | 0.025821 | 1
517 | 0.17249 | 0.034938 | 0 | 1 | 0 | 0 | 1 | 0.17249 | 0.034938 | 1
518 | 0.1255 | 0.032434 | 0 | 1 | 0 | 0 | 1 | 0.1255 | 0.032434 | 1
519 | 0.11476 | 0.027009 | 0 | 1 | 0 | 0 | 1 | 0.11476 | 0.027009 | 1
520 | 0.062004 | 0.031839 | 0 | 1 | 0 | 1 | 1 | 0.062004 | 0.031839 | 1
521 | 0 | 0.055309 | 0 | 1 | 0 | 1 | 1 | 0 | 0.055309 | 1
522 | 0 | 0.022323 | 0 | 1 | 0 | 1 | 1 | 0 | 0.022323 | 1
523 | 0 | 0.00027693 | 0 | 1 | 0 | 1 | 1 | 0 | 0.00027693 | 1
524 | 0 | 0.0073817 | 0 | 1 | 0 | 0 | 1 | 0 | 0.0073817 | 1
525 | 0 | 0 | 0 | 1 | 0 | 0 | 1 | 0 | 0 | 1
526 | 0 | 0 | 0 | 1 | 0 | 0 | 1 | 0 | 0 | 1
527 | 0 | 0 | 0 | 1 | 0 | 0 | 1 | 0 | 0 | 1
528 | 0 | 0 | 0 | 1 | 0 | 0 | 1 | 0 | 0 | 1
529 | 0 | 0 | 0 | 1 | 0 | 0 | 1 | 0 | 0 | 1
530 | 0 | 0 | 0 | 1 | 0 | 0 | 1 | 0 | 0 | 1
531 | 0 | 0 | 0 | 1 | 0 | 0 | 1 | 0 | 0 | 1
532 | 0 | 0 | 0 | 1 | 0 | 0 | 1 | 0 | 0 | 1
533 | 0 | 0 | 0 | 1 | 0 | 0 | 1 | 0 | 0 | 1
534 | 0 | 0 | 0 | 1 | 0 | 1 | 1 | 0 | 0 | 1
535 | 0 | 0 | 0 | 1 | 0 | 1 | 1 | 0 | 0 | 1
536 | 0 | 0 | 0 | 1 | 0 | 1 | 1 | 0 | 0 | 1
537 | 0 | 0 | 0 | 1 | 0 | 0 | 1 | 0 | 0 | 1
538 | 0.064634 | 0 | 0 | 1 | 0 | 0 | 1 | 0.064634 | 0 | 1
539 | 0.12742 | 0 | 0 | 1 | 0 | 0 | 1 | 0.12742 | 0 | 1
540 | 0.13846 | 0.015797 | 0 | 1 | 0 | 0 | 1 | 0.13846 | 0.015797 | 1
541 | 0.14007 | 0.032341 | 0 | 1 | 0 | 0 | 1 | 0.14007 | 0.032341 | 1
542 | 0.13587 | 0.0263 | 0 | 1 | 0 | 0 | 1 | 0.13587 | 0.0263 | 1
543 | 0.10755 | 0.029157 | 0 | 1 | 0 | 0 | 1 | 0.10755 | 0.029157 | 1
544 | 0.085207 | 0.016034 | 0 | 1 | 0 | 1 | 1 | 0.085207 | 0.016034 | 1
545 | 0 | 0.032836 | 0 | 1 | 0 | 1 | 1 | 0 | 0.032836 | 1
546 | 0 | 0.0046598 | 0 | 1 | 0 | 1 | 1 | 0 | 0.0046598 | 1
547 | 0 | 0.002287 | 0 | 1 | 0 | 1 | 1 | 0 | 0.002287 | 1
548 | 0 | 0.00763 | 0 | 1 | 0 | 0 | 1 | 0 | 0.00763 | 1
549 | 0 | 0 | 0 | 1 | 0 | 0 | 1 | 0 | 0 | 1
550 | 0 | 0 | 0 | 1 | 0 | 0 | 1 | 0 | 0 | 1
551 | 0 | 0 | 0 | 1 | 0 | 0 | 1 | 0 | 0 | 1
552 | 0 | 0 | 0 | 1 | 0 | 0 | 1 | 0 | 0 | 1
553 | 0 | 0 | 0 | 1 | 0 | 0 | 1 | 0 | 0 | 1
554 | 0 | 0 | 0 | 1 | 0 | 0 | 1 | 0 | 0 | 1
555 | 0 | 0 | 0 | 1 | 0 | 0 | 1 | 0 | 0 | 1
556 | 0 | 0 | 0 | 1 | 0 | 0 | 1 | 0 | 0 | 1
557 | 0 | 0 | 0 | 1 | 0 | 0 | 1 | 0 | 0 | 1
558 | 0 | 0 | 0 | 1 | 0 | 1 | 1 | 0 | 0 | 1
559 | 0 | 0 | 0 | 1 | 0 | 1 | 1 | 0 | 0 | 1
560 | 0 | 0 | 0 | 1 | 0 | 1 | 1 | 0 | 0 | 1
561 | 0 | 0 | 0 | 1 | 0 | 0 | 1 | 0 | 0 | 1
562 | 0.05915 | 0 | 0 | 1 | 0 | 0 | 1 | 0.05915 | 0 | 1
563 | 0.13684 | 0 | 0 | 1 | 0 | 0 | 1 | 0.13684 | 0 | 1
564 | 0.14326 | 0.0012029 | 0 | 1 | 0 | 0 | 1 | 0.14326 | 0.0012029 | 1
565 | 0.17073 | 0.012804 | 0 | 1 | 0 | 0 | 1 | 0.17073 | 0.012804 | 1
566 | 0.19847 | 0 | 0 | 1 | 0 | 0 | 1 | 0.19847 | 0 | 1
567 | 0.18154 | 0 | 0 | 1 | 0 | 0 | 1 | 0.18154 | 0 | 1
568 | 0.12704 | 0 | 0 | 1 | 0 | 1 | 1 | 0.12704 | 0 | 1
569 | 0.00048291 | 0 | 0 | 1 | 0 | 1 | 1 | 0.00048291 | 0 | 1
570 | 0 | 0 | 0 | 1 | 0 | 1 | 1 | 0 | 0 | 1
571 | 0 | 0 | 0 | 1 | 0 | 1 | 1 | 0 | 0 | 1
572 | 0 | 0 | 0 | 1 | 0 | 0 | 1 | 0 | 0 | 1
573 | 0 | 0 | 0 | 1 | 0 | 0 | 1 | 0 | 0 | 1
574 | 0 | 0 | 0 | 1 | 0 | 0 | 1 | 0 | 0 | 1
575 | 0 | 0 | 0 | 1 | 0 | 0 | 1 | 0 | 0 | 1
576 | 0 | 0 | 0 | 1 | 0 | 0 | 1 | 0 | 0 | 1
577 | 0 | 0 | 0 | 1 | 0 | 0 | 1 | 0 | 0 | 1
578 | 0 | 0 | 0 | 1 | 0 | 0 | 1 | 0 | 0 | 1
579 | 0 | 0 | 0 | 1 | 0 | 0 | 1 | 0 | 0 | 1
580 | 0 | 0 | 0 | 1 | 0 | 0 | 1 | 0 | 0 | 1
581 | 0 | 0 | 0 | 1 | 0 | 0 | 1 | 0 | 0 | 1
582 | 0 | 0 | 0 | 1 | 0 | 1 | 1 | 0 | 0 | 1
583 | 0 | 0 | 0 | 1 | 0 | 1 | 1 | 0 | 0 | 1
584 | 0 | 0 | 0 | 1 | 0 | 1 | 1 | 0 | 0 | 1
585 | 0 | 0 | 0 | 1 | 0 | 0 | 1 | 0 | 0 | 1
586 | 0.078446 | 0 | 0 | 1 | 0 | 0 | 1 | 0.078446 | 0 | 1
587 | 0.14087 | 0 | 0 | 1 | 0 | 0 | 1 | 0.14087 | 0 | 1
588 | 0.15788 | 0 | 0 | 1 | 0 | 0 | 1 | 0.15788 | 0 | 1
589 | 0.16804 | 0.0044192 | 0 | 1 | 0 | 0 | 1 | 0.16804 | 0.0044192 | 1
590 | 0.19876 | 0 | 0 | 1 | 0 | 0 | 1 | 0.19876 | 0 | 1
591 | 0.19043 | 0 | 0 | 1 | 0 | 0 | 1 | 0.19043 | 0 | 1
592 | 0.14375 | 0 | 0 | 1 | 0 | 1 | 1 | 0.14375 | 0 | 1
593 | 0 | 0 | 0 | 1 | 0 | 1 | 1 | 0 | 0 | 1
594 | 0 | 0 | 0 | 1 | 0 | 1 | 1 | 0 | 0 | 1
595 | 0 | 0 | 0 | 1 | 0 | 1 | 1 | 0 | 0 | 1
596 | 0 | 0 | 0 | 1 | 0 | 0 | 1 | 0 | 0 | 1
597 | 0 | 0 | 0 | 1 | 0 | 0 | 1 | 0 | 0 | 1
598 | 0 | 0 | 0 | 1 | 0 | 0 | 1 | 0 | 0 | 1
599 | 0 | 0 | 0 | 1 | 0 | 0 | 1 | 0 | 0 | 1
600 | 0 | 0 | 0 | 1 | 0 | 0 | 1 | 0 | 0 | 1
601 | 0 | 0 | 0 | 1 | 0 | 0 | 1 | 0 | 0 | 1
602 | 0 | 0 | 0 | 1 | 0 | 0 | 1 | 0 | 0 | 1
603 | 0 | 0 | 0 | 1 | 0 | 0 | 1 | 0 | 0 | 1
604 | 0 | 0 | 0 | 1 | 0 | 0 | 1 | 0 | 0 | 1
605 | 0 | 0 | 0 | 1 | 0 | 0 | 1 | 0 | 0 | 1
606 | 0 | 0 | 0 | 1 | 0 | 1 | 1 | 0 | 0 | 1
607 | 0 | 0 | 0 | 1 | 0 | 1 | 1 | 0 | 0 | 1
608 | 0 | 0 | 0 | 1 | 0 | 1 | 1 | 0 | 0 | 1
609 | 0.012196 | 0 | 0 | 1 | 0 | 0 | 1 | 0.012196 | 0 | 1
610 | 0.13788 | 0 | 0 | 1 | 0 | 0 | 1 | 0.13788 | 0 | 1
611 | 0.27884 | 0 | 0 | 1 | 0 | 0 | 1 | 0.27884 | 0 | 1
612 | 0.26607 | 0 | 0 | 1 | 0 | 0 | 1 | 0.26607 | 0 | 1
613 | 0.22299 | 0 | 0 | 1 | 0 | 0 | 1 | 0.22299 | 0 | 1
614 | 0.2113 | 0 | 0 | 1 | 0 | 0 | 1 | 0.2113 | 0 | 1
615 | 0.13887 | 0 | 0 | 1 | 0 | 0 | 1 | 0.13887 | 0 | 1
616 | 0.038572 | 0 | 0 | 1 | 0 | 1 | 1 | 0.038572 | 0 | 1
617 | 0 | 0 | 0 | 1 | 0 | 1 | 1 | 0 | 0 | 1
618 | 0 | 0 | 0 | 1 | 0 | 1 | 1 | 0 | 0 | 1
619 | 0 | 0 | 0 | 1 | 0 | 1 | 1 | 0 | 0 | 1
620 | 0 | 0 | 0 | 1 | 0 | 0 | 1 | 0 | 0 | 1
621 | 0 | 0 | 0 | 1 | 0 | 0 | 1 | 0 | 0 | 1
622 | 0 | 0 | 0 | 1 | 0 | 0 | 1 | 0 | 0 | 1
623 | 0 | 0 | 0 | 1 | 0 | 0 | 1 | 0 | 0 | 1
624 | 0 | 0 | 0 | 1 | 0 | 0 | 1 | 0 | 0 | 1
625 | 0 | 0 | 0 | 1 | 0 | 0 | 1 | 0 | 0 | 1
626 | 0 | 0 | 0 | 1 | 0 | 0 | 1 | 0 | 0 | 1
627 | 0 | 0 | 0 | 1 | 0 | 0 | 1 | 0 | 0 | 1
628 | 0 | 0 | 0 | 1 | 0 | 0 | 1 | 0 | 0 | 1
629 | 0 | 0 | 0 | 1 | 0 | 0 | 1 | 0 | 0 | 1
630 | 0 | 0 | 0 | 1 | 0 | 1 | 1 | 0 | 0 | 1
631 | 0 | 0 | 0 | 1 | 0 | 1 | 1 | 0 | 0 | 1
632 | 0 | 0 | 0 | 1 | 0 | 1 | 1 | 0 | 0 | 1
633 | 0.012141 | 0 | 0 | 1 | 0 | 0 | 1 | 0.012141 | 0 | 1
634 | 0.15 | 0 | 0 | 1 | 0 | 0 | 1 | 0.15 | 0 | 1
635 | 0.29229 | 0 | 0 | 1 | 0 | 0 | 1 | 0.29229 | 0 | 1
636 | 0.23295 | 0 | 0 | 1 | 0 | 0 | 1 | 0.23295 | 0 | 1
637 | 0.20487 | 0 | 0 | 1 | 0 | 0 | 1 | 0.20487 | 0 | 1
638 | 0.21353 | 0 | 0 | 1 | 0 | 0 | 1 | 0.21353 | 0 | 1
639 | 0.14058 | 0 | 0 | 1 | 0 | 0 | 1 | 0.14058 | 0 | 1
640 | 0.045723 | 0 | 0 | 1 | 0 | 1 | 1 | 0.045723 | 0 | 1
641 | 0 | 0 | 0 | 1 | 0 | 1 | 1 | 0 | 0 | 1
642 | 0 | 0 | 0 | 1 | 0 | 1 | 1 | 0 | 0 | 1
643 | 0 | 0 | 0 | 1 | 0 | 1 | 1 | 0 | 0 | 1
644 | 0 | 0 | 0 | 1 | 0 | 0 | 1 | 0 | 0 | 1
645 | 0 | 0 | 0 | 1 | 0 | 0 | 1 | 0 | 0 | 1
646 | 0 | 0 | 0 | 1 | 0 | 0 | 1 | 0 | 0 | 1
647 | 0 | 0 | 0 | 1 | 0 | 0 | 1 | 0 | 0 | 1
648 | 0 | 0 | 0 | 1 | 0 | 0 | 1 | 0 | 0 | 1
649 | 0 | 0 | 0 | 1 | 0 | 0 | 1 | 0 | 0 | 1
650 | 0 | 0 | 0 | 1 | 0 | 0 | 1 | 0 | 0 | 1
651 | 0 | 0 | 0 | 1 | 0 | 0 | 1 | 0 | 0 | 1
652 | 0 | 0 | 0 | 1 | 0 | 0 | 1 | 0 | 0 | 1
653 | 0 | 0 | 0 | 1 | 0 | 0 | 1 | 0 | 0 | 1
654 | 0 | 0 | 0 | 1 | 0 | 1 | 1 | 0 | 0 | 1
655 | 0 | 0 | 0 | 1 | 0 | 1 | 1 | 0 | 0 | 1
656 | 0 | 0 | 0 | 1 | 0 | 1 | 1 | 0 | 0 | 1
657 | 0.0017274 | 0 | 0 | 1 | 0 | 0 | 1 | 0.0017274 | 0 | 1
658 | 0.11223 | 0 | 0 | 1 | 0 | 0 | 1 | 0.11223 | 0 | 1
659 | 0.26411 | 0 | 0 | 1 | 0 | 0 | 1 | 0.26411 | 0 | 1
660 | 0.25948 | 0 | 0 | 1 | 0 | 0 | 1 | 0.25948 | 0 | 1
661 | 0.21068 | 0 | 0 | 1 | 0 | 0 | 1 | 0.21068 | 0 | 1
662 | 0.26143 | 0 | 0 | 1 | 0 | 0 | 1 | 0.26143 | 0 | 1
663 | 0.14688 | 0 | 0 | 1 | 0 | 0 | 1 | 0.14688 | 0 | 1
664 | 0.065661 | 0 | 0 | 1 | 0 | 1 | 1 | 0.065661 | 0 | 1
665 | 0 | 0 | 0 | 1 | 0 | 1 | 1 | 0 | 0 | 1
666 | 0 | 0 | 0 | 1 | 0 | 1 | 1 | 0 | 0 | 1
667 | 0 | 0 | 0 | 1 | 0 | 1 | 1 | 0 | 0 | 1
668 | 0 | 0 | 0 | 1 | 0 | 0 | 1 | 0 | 0 | 1
669 | 0 | 0 | 0 | 1 | 0 | 0 | 1 | 0 | 0 | 1
670 | 0 | 0 | 0 | 1 | 0 | 0 | 1 | 0 | 0 | 1
671 | 0 | 0 | 0 | 1 | 0 | 0 | 1 | 0 | 0 | 1
672 | 0 | 0 | 0 | 1 | 0 | 0 | 1 | 0 | 0 | 1
673 | 0 | 0 | 0 | 1 | 0 | 0 | 1 | 0 | 0 | 1
674 | 0 | 0 | 0 | 1 | 0 | 0 | 1 | 0 | 0 | 1
675 | 0 | 0 | 0 | 1 | 0 | 0 | 1 | 0 | 0 | 1
676 | 0 | 0 | 0 | 1 | 0 | 0 | 1 | 0 | 0 | 1
677 | 0 | 0 | 0 | 1 | 0 | 0 | 1 | 0 | 0 | 1
678 | 0 | 0 | 0 | 1 | 0 | 1 | 1 | 0 | 0 | 1
679 | 0 | 0 | 0 | 1 | 0 | 1 | 1 | 0 | 0 | 1
680 | 0 | 0 | 0 | 1 | 0 | 1 | 1 | 0 | 0 | 1
681 | 0 | 0 | 0 | 1 | 0 | 0 | 1 | 0 | 0 | 1
682 | 0.13221 | 0 | 0 | 1 | 0 | 0 | 1 | 0.13221 | 0 | 1
683 | 0.26528 | 0 | 0 | 1 | 0 | 0 | 1 | 0.26528 | 0 | 1
684 | 0.27604 | 0 | 0 | 1 | 0 | 0 | 1 | 0.27604 | 0 | 1
685 | 0.25366 | 0 | 0 | 1 | 0 | 0 | 1 | 0.25366 | 0 | 1
686 | 0.33727 | 0 | 0 | 1 | 0 | 0 | 1 | 0.33727 | 0 | 1
687 | 0.31186 | 0 | 0 | 1 | 0 | 0 | 1 | 0.31186 | 0 | 1
688 | 0.20493 | 0 | 0 | 1 | 0 | 1 | 1 | 0.20493 | 0 | 1
689 | 0.02576 | 0 | 0 | 1 | 0 | 1 | 1 | 0.02576 | 0 | 1
690 | 0 | 0 | 0 | 1 | 0 | 1 | 1 | 0 | 0 | 1
691 | 0 | 0 | 0 | 1 | 0 | 1 | 1 | 0 | 0 | 1
692 | 0 | 0 | 0 | 1 | 0 | 0 | 1 | 0 | 0 | 1
693 | 0 | 0 | 0 | 1 | 0 | 0 | 1 | 0 | 0 | 1
694 | 0 | 0 | 0 | 1 | 0 | 0 | 1 | 0 | 0 | 1
695 | 0 | 0 | 0 | 1 | 0 | 0 | 1 | 0 | 0 | 1
696 | 0 | 0 | 0 | 1 | 0 | 0 | 1 | 0 | 0 | 1
697 | 0 | 0 | 0 | 1 | 0 | 0 | 1 | 0 | 0 | 1
698 | 0 | 0 | 0 | 1 | 0 | 0 | 1 | 0 | 0 | 1
699 | 0 | 0 | 0 | 1 | 0 | 0 | 1 | 0 | 0 | 1
700 | 0 | 0 | 0 | 1 | 0 | 0 | 1 | 0 | 0 | 1
701 | 0 | 0 | 0 | 1 | 0 | 0 | 1 | 0 | 0 | 1
702 | 0 | 0 | 0 | 1 | 0 | 1 | 1 | 0 | 0 | 1
703 | 0 | 0 | 0 | 1 | 0 | 1 | 1 | 0 | 0 | 1
704 | 0 | 0 | 0 | 1 | 0 | 1 | 1 | 0 | 0 | 1
705 | 0 | 0 | 0 | 1 | 0 | 0 | 1 | 0 | 0 | 1
706 | 0.062412 | 0 | 0 | 1 | 0 | 0 | 1 | 0.062412 | 0 | 1
707 | 0.1558 | 0 | 0 | 1 | 0 | 0 | 1 | 0.1558 | 0 | 1
708 | 0.20828 | 0 | 0 | 1 | 0 | 0 | 1 | 0.20828 | 0 | 1
709 | 0.20617 | 0 | 0 | 1 | 0 | 0 | 1 | 0.20617 | 0 | 1
710 | 0.26604 | 0 | 0 | 1 | 0 | 0 | 1 | 0.26604 | 0 | 1
711 | 0.21365 | 0 | 0 | 1 | 0 | 0 | 1 | 0.21365 | 0 | 1
712 | 0.13442 | 0 | 0 | 1 | 0 | 1 | 1 | 0.13442 | 0 | 1
713 | 0 | 0 | 0 | 1 | 0 | 1 | 1 | 0 | 0 | 1
714 | 0 | 0 | 0 | 1 | 0 | 1 | 1 | 0 | 0 | 1
715 | 0 | 0 | 0 | 1 | 0 | 1 | 1 | 0 | 0 | 1
716 | 0 | 0 | 0 | 1 | 0 | 0 | 1 | 0 | 0 | 1
717 | 0 | 0 | 0 | 1 | 0 | 0 | 1 | 0 | 0 | 1
718 | 0 | 0 | 0 | 1 | 0 | 0 | 1 | 0 | 0 | 1
719 | 0 | 0 | 0 | 1 | 0 | 0 | 1 | 0 | 0 | 1
720 | 0 | 0 | 0 | 1 | 0 | 0 | 1 | 0 | 0 | 1
721 | 0 | 0 | 0 | 1 | 0 | 0 | 1 | 0 | 0 | 1
722 | 0 | 0 | 0 | 1 | 0 | 0 | 1 | 0 | 0 | 1
723 | 0 | 0 | 0 | 1 | 0 | 0 | 1 | 0 | 0 | 1
724 | 0 | 0 | 0 | 1 | 0 | 0 | 1 | 0 | 0 | 1
725 | 0 | 0 | 0 | 1 | 0 | 0 | 1 | 0 | 0 | 1
726 | 0 | 0 | 0 | 1 | 0 | 1 | 1 | 0 | 0 | 1
727 | 0 | 0 | 0 | 1 | 0 | 1 | 1 | 0 | 0 | 1
728 | 0 | 0 | 0 | 1 | 0 | 1 | 1 | 0 | 0 | 1
729 | 0 | 0 | 0 | 1 | 0 | 0 | 1 | 0 | 0 | 1
730 | 0.017501 | 0 | 0 | 1 | 0 | 0 | 1 | 0.017501 | 0 | 1
731 | 0.074813 | 0 | 0 | 1 | 0 | 0 | 1 | 0.074813 | 0 | 1
732 | 0.085193 | 0 | 0 | 1 | 0 | 0 | 1 | 0.085193 | 0 | 1
733 | 0.14537 | 0 | 0 | 1 | 0 | 0 | 1 | 0.14537 | 0 | 1
734 | 0.15489 | 0 | 0 | 1 | 0 | 0 | 1 | 0.15489 | 0 | 1
735 | 0.17068 | 0 | 0 | 1 | 0 | 0 | 1 | 0.17068 | 0 | 1
736 | 0.091608 | 0 | 0 | 1 | 0 | 1 | 1 | 0.091608 | 0 | 1
737 | 0 | 0 | 0 | 1 | 0 | 1 | 1 | 0 | 0 | 1
738 | 0 | 0 | 0 | 1 | 0 | 1 | 1 | 0 | 0 | 1
739 | 0 | 0 | 0 | 1 | 0 | 1 | 1 | 0 | 0 | 1
740 | 0 | 0 | 0 | 1 | 0 | 0 | 1 | 0 | 0 | 1
741 | 0 | 0 | 0 | 1 | 0 | 0 | 1 | 0 | 0 | 1
742 | 0 | 0 | 0 | 1 | 0 | 0 | 1 | 0 | 0 | 1
743 | 0 | 0 | 0 | 1 | 0 | 0 | 1 | 0 | 0 | 1
744 | 0 | 0 | 0 | 1 | 0 | 0 | 1 | 0 | 0 | 1
745 | 0 | 0 | 0 | 1 | 0 | 0 | 1 | 0 | 0 | 1
746 | 0 | 0 | 0 | 1 | 0 | 0 | 1 | 0 | 0 | 1
747 | 0 | 0 | 0 | 1 | 0 | 0 | 1 | 0 | 0 | 1
748 | 0 | 0 | 0 | 1 | 0 | 0 | 1 | 0 | 0 | 1
749 | 0 | 0 | 0 | 1 | 0 | 0 | 1 | 0 | 0 | 1
750 | 0 | 0 | 0 | 1 | 0 | 1 | 1 | 0 | 0 | 1
751 | 0 | 0 | 0 | 1 | 0 | 1 | 1 | 0 | 0 | 1
752 | 0 | 0 | 0 | 1 | 0 | 1 | 1 | 0 | 0 | 1
753 | 0 | 0 | 0 | 1 | 0 | 0 | 1 | 0 | 0 | 1
754 | 0 | 0 | 0 | 1 | 0 | 0 | 1 | 0 | 0 | 1
755 | 0 | 0 | 0 | 1 | 0 | 0 | 1 | 0 | 0 | 1
756 | 0.078589 | 0 | 0 | 1 | 0 | 0 | 1 | 0.078589 | 0 | 1
757 | 0.14917 | 0.0016221 | 0 | 1 | 0 | 0 | 1 | 0.14917 | 0.0016221 | 1
758 | 0.14283 | 0 | 0 | 1 | 0 | 0 | 1 | 0.14283 | 0 | 1
759 | 0.11356 | 0.0052107 | 0 | 1 | 0 | 0 | 1 | 0.11356 | 0.0052107 | 1
760 | 0.044074 | 0 | 0 | 1 | 0 | 1 | 1 | 0.044074 | 0 | 1
761 | 0 | 0.0063261 | 0 | 1 | 0 | 1 | 1 | 0 | 0.0063261 | 1
762 | 0 | 0 | 0 | 1 | 0 | 1 | 1 | 0 | 0 | 1
763 | 0 | 0 | 0 | 1 | 0 | 1 | 1 | 0 | 0 | 1
764 | 0 | 0 | 0 | 1 | 0 | 0 | 1 | 0 | 0 | 1
765 | 0 | 0 | 0 | 1 | 0 | 0 | 1 | 0 | 0 | 1
766 | 0 | 0 | 0 | 1 | 0 | 0 | 1 | 0 | 0 | 1
767 | 0 | 0 | 0 | 1 | 0 | 0 | 1 | 0 | 0 | 1
768 | 0 | 0 | 0 | 1 | 0 | 0 | 1 | 0 | 0 | 1
769 | 0 | 0 | 0 | 1 | 0 | 0 | 1 | 0 | 0 | 1
770 | 0 | 0 | 0 | 1 | 0 | 0 | 1 | 0 | 0 | 1
771 | 0 | 0 | 0 | 1 | 0 | 0 | 1 | 0 | 0 | 1
772 | 0 | 0 | 0 | 1 | 0 | 0 | 1 | 0 | 0 | 1
773 | 0 | 0 | 0 | 1 | 0 | 0 | 1 | 0 | 0 | 1
774 | 0 | 0 | 0 | 1 | 0 | 1 | 1 | 0 | 0 | 1
775 | 0 | 0 | 0 | 1 | 0 | 1 | 1 | 0 | 0 | 1
776 | 0 | 0 | 0 | 1 | 0 | 1 | 1 | 0 | 0 | 1
777 | 0 | 0 | 0 | 1 | 0 | 0 | 1 | 0 | 0 | 1
778 | 0 | 0 | 0 | 1 | 0 | 0 | 1 | 0 | 0 | 1
779 | 0 | 0 | 0 | 1 | 0 | 0 | 1 | 0 | 0 | 1
780 | 0.056387 | 0 | 0 | 1 | 0 | 0 | 1 | 0.056387 | 0 | 1
781 | 0.144 | 0 | 0 | 1 | 0 | 0 | 1 | 0.144 | 0 | 1
782 | 0.11043 | 0 | 0 | 1 | 0 | 0 | 1 | 0.11043 | 0 | 1
783 | 0.035619 | 0 | 0 | 1 | 0 | 0 | 1 | 0.035619 | 0 | 1
784 | 0 | 0 | 0 | 1 | 0 | 1 | 1 | 0 | 0 | 1
785 | 0 | 0 | 0 | 1 | 0 | 1 | 1 | 0 | 0 | 1
786 | 0 | 0 | 0 | 1 | 0 | 1 | 1 | 0 | 0 | 1
787 | 0 | 0 | 0 | 1 | 0 | 1 | 1 | 0 | 0 | 1
788 | 0 | 0 | 0 | 1 | 0 | 0 | 1 | 0 | 0 | 1
789 | 0 | 0 | 0 | 1 | 0 | 0 | 1 | 0 | 0 | 1
790 | 0 | 0 | 0 | 1 | 0 | 0 | 1 | 0 | 0 | 1
791 | 0 | 0 | 0 | 1 | 0 | 0 | 1 | 0 | 0 | 1
792 | 0 | 0 | 0 | 1 | 0 | 0 | 1 | 0 | 0 | 1
793 | 0 | 0 | 0 | 1 | 0 | 0 | 1 | 0 | 0 | 1
794 | 0 | 0 | 0 | 1 | 0 | 0 | 1 | 0 | 0 | 1
795 | 0 | 0 | 0 | 1 | 0 | 0 | 1 | 0 | 0 | 1
796 | 0 | 0 | 0 | 1 | 0 | 0 | 1 | 0 | 0 | 1
797 | 0 | 0 | 0 | 1 | 0 | 0 | 1 | 0 | 0 | 1
798 | 0 | 0 | 0 | 1 | 0 | 1 | 1 | 0 | 0 | 1
799 | 0 | 0 | 0 | 1 | 0 | 1 | 1 | 0 | 0 | 1
800 | 0 | 0 | 0 | 1 | 0 | 1 | 1 | 0 | 0 | 1
801 | 0 | 0 | 0 | 1 | 0 | 0 | 1 | 0 | 0 | 1
802 | 0 | 0 | 0 | 1 | 0 | 0 | 1 | 0 | 0 | 1
803 | 0 | 0 | 0 | 1 | 0 | 0 | 1 | 0 | 0 | 1
804 | 0.0051918 | 0 | 0 | 1 | 0 | 0 | 1 | 0.0051918 | 0 | 1
805 | 0.071815 | 0 | 0 | 1 | 0 | 0 | 1 | 0.071815 | 0 | 1
806 | 0.079504 | 0 | 0 | 1 | 0 | 0 | 1 | 0.079504 | 0 | 1
807 | 0.034577 | 0 | 0 | 1 | 0 | 0 | 1 | 0.034577 | 0 | 1
808 | 0 | 0 | 0 | 1 | 0 | 1 | 1 | 0 | 0 | 1
809 | 0 | 0 | 0 | 1 | 0 | 1 | 1 | 0 | 0 | 1
810 | 0 | 0 | 0 | 1 | 0 | 1 | 1 | 0 | 0 | 1
811 | 0 | 0 | 0 | 1 | 0 | 1 | 1 | 0 | 0 | 1
812 | 0 | 0 | 0 | 1 | 0 | 0 | 1 | 0 | 0 | 1
813 | 0 | 0 | 0 | 1 | 0 | 0 | 1 | 0 | 0 | 1
814 | 0 | 0 | 0 | 1 | 0 | 0 | 1 | 0 | 0 | 1
815 | 0 | 0 | 0 | 1 | 0 | 0 | 1 | 0 | 0 | 1
816 | 0 | 0 | 0 | 1 | 0 | 0 | 1 | 0 | 0 | 1
817 | 0 | 0 | 0 | 1 | 0 | 0 | 1 | 0 | 0 | 1
818 | 0 | 0 | 0 | 1 | 0 | 0 | 1 | 0 | 0 | 1
819 | 0 | 0 | 0 | 1 | 0 | 0 | 1 | 0 | 0 | 1
820 | 0 | 0 | 0 | 1 | 0 | 0 | 1 | 0 | 0 | 1
821 | 0 | 0 | 0 | 1 | 0 | 0 | 1 | 0 | 0 | 1
822 | 0 | 0 | 0 | 1 | 0 | 1 | 1 | 0 | 0 | 1
823 | 0 | 0 | 0 | 1 | 0 | 1 | 1 | 0 | 0 | 1
824 | 0 | 0 | 0 | 1 | 0 | 1 | 1 | 0 | 0 | 1
825 | 0 | 0 | 0 | 1 | 0 | 0 | 1 | 0 | 0 | 1
826 | 0 | 0 | 0 | 1 | 0 | 0 | 1 | 0 | 0 | 1
827 | 0 | 0 | 0 | 1 | 0 | 0 | 1 | 0 | 0 | 1
828 | 0.036932 | 0 | 0 | 1 | 0 | 0 | 1 | 0.036932 | 0 | 1
829 | 0.071033 | 0 | 0 | 1 | 0 | 0 | 1 | 0.071033 | 0 | 1
830 | 0.081531 | 0 | 0 | 1 | 0 | 0 | 1 | 0.081531 | 0 | 1
831 | 0.06601 | 0 | 0 | 1 | 0 | 0 | 1 | 0.06601 | 0 | 1
832 | 0.0099219 | 0 | 0 | 1 | 0 | 1 | 1 | 0.0099219 | 0 | 1
833 | 0 | 0 | 0 | 1 | 0 | 1 | 1 | 0 | 0 | 1
834 | 0 | 0 | 0 | 1 | 0 | 1 | 1 | 0 | 0 | 1
835 | 0 | 0 | 0 | 1 | 0 | 1 | 1 | 0 | 0 | 1
836 | 0 | 0 | 0 | 1 | 0 | 0 | 1 | 0 | 0 | 1
837 | 0 | 0 | 0 | 1 | 0 | 0 | 1 | 0 | 0 | 1
838 | 0 | 0 | 0 | 1 | 0 | 0 | 1 | 0 | 0 | 1
839 | 0 | 0 | 0 | 1 | 0 | 0 | 1 | 0 | 0 | 1
840 | 0 | 0 | 0 | 1 | 0 | 0 | 1 | 0 | 0 | 1
841 | 0 | 0 | 0 | 1 | 0 | 0 | 1 | 0 | 0 | 1
842 | 0 | 0 | 0 | 1 | 0 | 0 | 1 | 0 | 0 | 1
843 | 0 | 0 | 0 | 1 | 0 | 0 | 1 | 0 | 0 | 1
844 | 0 | 0 | 0 | 1 | 0 | 0 | 1 | 0 | 0 | 1
845 | 0 | 0 | 0 | 1 | 0 | 0 | 1 | 0 | 0 | 1
846 | 0 | 0 | 0 | 1 | 0 | 1 | 1 | 0 | 0 | 1
847 | 0 | 0.0016674 | 0 | 1 | 0 | 1 | 1 | 0 | 0.0016674 | 1
848 | 0 | 0 | 0 | 1 | 0 | 1 | 1 | 0 | 0 | 1
849 | 0 | 0 | 0 | 1 | 0 | 0 | 1 | 0 | 0 | 1
850 | 0 | 0 | 0 | 1 | 0 | 0 | 1 | 0 | 0 | 1
851 | 0 | 0 | 0 | 1 | 0 | 0 | 1 | 0 | 0 | 1
852 | 0.0077774 | 0 | 0 | 1 | 0 | 0 | 1 | 0.0077774 | 0 | 1
853 | 0.062741 | 0 | 0 | 1 | 0 | 0 | 1 | 0.062741 | 0 | 1
854 | 0.10194 | 0 | 0 | 1 | 0 | 0 | 1 | 0.10194 | 0 | 1
855 | 0.17939 | 0 | 0 | 1 | 0 | 0 | 1 | 0.17939 | 0 | 1
856 | 0.09374 | 0 | 0 | 1 | 0 | 1 | 1 | 0.09374 | 0 | 1
857 | 0 | 0 | 0 | 1 | 0 | 1 | 1 | 0 | 0 | 1
858 | 0 | 0 | 0 | 1 | 0 | 1 | 1 | 0 | 0 | 1
859 | 0 | 0 | 0 | 1 | 0 | 1 | 1 | 0 | 0 | 1
860 | 0 | 0 | 0 | 1 | 0 | 0 | 1 | 0 | 0 | 1
861 | 0 | 0 | 0 | 1 | 0 | 0 | 1 | 0 | 0 | 1
862 | 0 | 0 | 0 | 1 | 0 | 0 | 1 | 0 | 0 | 1
863 | 0 | 0 | 0 | 1 | 0 | 0 | 1 | 0 | 0 | 1
864 | 0 | 0 | 0 | 1 | 0 | 0 | 1 | 0 | 0 | 1
865 | 0 | 0 | 0 | 1 | 0 | 0 | 1 | 0 | 0 | 1
866 | 0 | 0 | 0 | 1 | 0 | 0 | 1 | 0 | 0 | 1
867 | 0 | 0.0047903 | 0 | 1 | 0 | 0 | 1 | 0 | 0.0047903 | 1
868 | 0 | 0.026509 | 0 | 1 | 0 | 0 | 1 | 0 | 0.026509 | 1
869 | 0 | 0.021554 | 0 | 1 | 0 | 0 | 1 | 0 | 0.021554 | 1
870 | 0 | 0 | 0 | 1 | 0 | 1 | 1 | 0 | 0 | 1
871 | 0 | 0 | 0 | 1 | 0 | 1 | 1 | 0 | 0 | 1
872 | 0 | 0 | 0 | 1 | 0 | 1 | 1 | 0 | 0 | 1
873 | 0 | 0 | 0 | 1 | 0 | 0 | 1 | 0 | 0 | 1
874 | 0.044235 | 0 | 0 | 1 | 0 | 0 | 1 | 0.044235 | 0 | 1
875 | 0.072055 | 0 | 0 | 1 | 0 | 0 | 1 | 0.072055 | 0 | 1
876 | 0.12645 | 0 | 0 | 1 | 0 | 0 | 1 | 0.12645 | 0 | 1
877 | 0.13948 | 0 | 0 | 1 | 0 | 0 | 1 | 0.13948 | 0 | 1
878 | 0.18814 | 0.0097006 | 0 | 1 | 0 | 0 | 1 | 0.18814 | 0.0097006 | 1
879 | 0.20254 | 0 | 0 | 1 | 0 | 0 | 1 | 0.20254 | 0 | 1
880 | 0.11479 | 0 | 0 | 1 | 0 | 1 | 1 | 0.11479 | 0 | 1
881 | 0.0068435 | 0 | 0 | 1 | 0 | 1 | 1 | 0.0068435 | 0 | 1
882 | 0 | 0 | 0 | 1 | 0 | 1 | 1 | 0 | 0 | 1
883 | 0 | 0 | 0 | 1 | 0 | 1 | 1 | 0 | 0 | 1
884 | 0 | 0 | 0 | 1 | 0 | 0 | 1 | 0 | 0 | 1
885 | 0 | 0 | 0 | 1 | 0 | 0 | 1 | 0 | 0 | 1
886 | 0 | 0 | 0 | 1 | 0 | 0 | 1 | 0 | 0 | 1
887 | 0 | 0 | 0 | 1 | 0 | 0 | 1 | 0 | 0 | 1
888 | 0 | 0 | 0 | 1 | 0 | 0 | 1 | 0 | 0 | 1
889 | 0 | 0.008741 | 0 | 0.96188 | 0 | 0 | 1 | 0 | 0.008741 | 1
890 | 0 | 0 | 0 | 0.96188 | 0 | 0 | 1 | 0 | 0 | 1
891 | 0 | 0 | 0 | 0.96188 | 0 | 0 | 1 | 0 | 0 | 1
892 | 0 | 0 | 0 | 0.96188 | 0 | 0 | 1 | 0 | 0 | 1
893 | 0 | 0 | 0 | 0.96188 | 0 | 0 | 1 | 0 | 0 | 1
894 | 0 | 0 | 0 | 0.96188 | 0 | 1 | 1 | 0 | 0 | 1
895 | 0 | 0 | 0 | 0.96188 | 0 | 1 | 1 | 0 | 0 | 1
896 | 0 | 0 | 0 | 0.96188 | 0 | 1 | 1 | 0 | 0 | 1
897 | 0 | 0 | 0 | 0.96188 | 0 | 0 | 1 | 0 | 0 | 1
898 | 0.060966 | 0 | 0 | 0.96188 | 0 | 0 | 1 | 0.060966 | 0 | 1
899 | 0.055517 | 0 | 0 | 0.96188 | 0 | 0 | 1 | 0.055517 | 0 | 1
900 | 0.08151 | 0 | 0 | 0.96188 | 0 | 0 | 1 | 0.08151 | 0 | 1
901 | 0.13808 | 0 | 0 | 0.96188 | 0 | 0 | 1 | 0.13808 | 0 | 1
902 | 0.20264 | 0 | 0 | 0.96188 | 0 | 0 | 1 | 0.20264 | 0 | 1
903 | 0.23045 | 0.0033461 | 0 | 0.96188 | 0 | 0 | 1 | 0.23045 | 0.0033461 | 1
904 | 0.079495 | 0 | 0 | 0.96188 | 0 | 1 | 1 | 0.079495 | 0 | 1
905 | 0 | 0 | 0 | 0.96188 | 0 | 1 | 1 | 0 | 0 | 1
906 | 0 | 0 | 0 | 0.96188 | 0 | 1 | 1 | 0 | 0 | 1
907 | 0 | 0 | 0 | 0.96188 | 0 | 1 | 1 | 0 | 0 | 1
908 | 0 | 0 | 0 | 0.96188 | 0 | 0 | 1 | 0 | 0 | 1
909 | 0 | 0 | 0 | 0.96188 | 0 | 0 | 1 | 0 | 0 | 1
910 | 0 | 0 | 0 | 0.96188 | 0 | 0 | 1 | 0 | 0 | 1
911 | 0 | 0 | 0 | 0.96188 | 0 | 0 | 1 | 0 | 0 | 1
912 | 0 | 0 | 0 | 0.96188 | 0 | 0 | 1 | 0 | 0 | 1
913 | 0 | 0 | 0 | 0.96188 | 0 | 0 | 1 | 0 | 0 | 1
914 | 0 | 0 | 0 | 0.96188 | 0 | 0 | 1 | 0 | 0 | 1
915 | 0 | 0 | 0 | 0.96188 | 0 | 0 | 1 | 0 | 0 | 1
916 | 0 | 0 | 0 | 0.96188 | 0 | 0 | 1 | 0 | 0 | 1
917 | 0 | 0 | 0 | 0.96188 | 0 | 0 | 1 | 0 | 0 | 1
918 | 0 | 0 | 0 | 0.96188 | 0 | 1 | 1 | 0 | 0 | 1
919 | 0 | 0 | 0 | 0.96188 | 0 | 1 | 1 | 0 | 0 | 1
920 | 0 | 0 | 0 | 0.96188 | 0 | 1 | 1 | 0 | 0 | 1
921 | 0.053378 | 0 | 0 | 0.96188 | 0 | 0 | 1 | 0.053378 | 0 | 1
922 | 0.25094 | 0 | 0 | 0.96188 | 0 | 0 | 1 | 0.25094 | 0 | 1
923 | 0.27171 | 0 | 0 | 0.96188 | 0 | 0 | 1 | 0.27171 | 0 | 1
924 | 0.32235 | 0 | 0 | 0.96188 | 0 | 0 | 1 | 0.32235 | 0 | 1
925 | 0.32141 | 0 | 0 | 0.96188 | 0 | 0 | 1 | 0.32141 | 0 | 1
926 | 0.39278 | 0 | 0 | 0.96188 | 0 | 0 | 1 | 0.39278 | 0 | 1
927 | 0.32495 | 0 | 0 | 0.96188 | 0 | 0 | 1 | 0.32495 | 0 | 1
928 | 0.14381 | 0 | 0 | 0.96188 | 0 | 1 | 1 | 0.14381 | 0 | 1
929 | 0.027046 | 0 | 0 | 0.96188 | 0 | 1 | 1 | 0.027046 | 0 | 1
930 | 0 | 0 | 0 | 0.96188 | 0 | 1 | 1 | 0 | 0 | 1
931 | 0 | 0 | 0 | 0.96188 | 0 | 1 | 1 | 0 | 0 | 1
932 | 0 | 0 | 0 | 0.96188 | 0 | 0 | 1 | 0 | 0 | 1
933 | 0 | 0 | 0 | 0.96188 | 0 | 0 | 1 | 0 | 0 | 1
934 | 0 | 0 | 0 | 0.96188 | 0 | 0 | 1 | 0 | 0 | 1
935 | 0 | 0 | 0 | 0.96188 | 0 | 0 | 1 | 0 | 0 | 1
936 | 0 | 0 | 0 | 0.96188 | 0 | 0 | 1 | 0 | 0 | 1
937 | 0 | 0.00011989 | 0 | 0.96188 | 0 | 0 | 1 | 0 | 0.00011989 | 1
938 | 0 | 0 | 0 | 0.96188 | 0 | 0 | 1 | 0 | 0 | 1
939 | 0 | 0 | 0 | 0.96188 | 0 | 0 | 1 | 0 | 0 | 1
940 | 0 | 0 | 0 | 0.96188 | 0 | 0 | 1 | 0 | 0 | 1
941 | 0 | 0 | 0 | 0.96188 | 0 | 0 | 1 | 0 | 0 | 1
942 | 0 | 0 | 0 | 0.96188 | 0 | 1 | 1 | 0 | 0 | 1
943 | 0 | 0 | 0 | 0.96188 | 0 | 1 | 1 | 0 | 0 | 1
944 | 0 | 0 | 0 | 0.96188 | 0 | 1 | 1 | 0 | 0 | 1
945 | 0.025504 | 0 | 0 | 0.96188 | 0 | 0 | 1 | 0.025504 | 0 | 1
946 | 0.21815 | 0 | 0 | 0.96188 | 0 | 0 | 1 | 0.21815 | 0 | 1
947 | 0.33324 | 0 | 0 | 0.96188 | 0 | 0 | 1 | 0.33324 | 0 | 1
948 | 0.41714 | 0 | 0 | 0.96188 | 0 | 0 | 1 | 0.41714 | 0 | 1
949 | 0.38884 | 0 | 0 | 0.96188 | 0 | 0 | 1 | 0.38884 | 0 | 1
950 | 0.442 | 0 | 0 | 0.96188 | 0 | 0 | 1 | 0.442 | 0 | 1
951 | 0.36286 | 0 | 0 | 0.96188 | 0 | 0 | 1 | 0.36286 | 0 | 1
952 | 0.14824 | 0 | 0 | 0.96188 | 0 | 1 | 1 | 0.14824 | 0 | 1
953 | 0 | 0 | 0 | 0.96188 | 0 | 1 | 1 | 0 | 0 | 1
954 | 0 | 0 | 0 | 0.96188 | 0 | 1 | 1 | 0 | 0 | 1
955 | 0 | 0 | 0 | 0.96188 | 0 | 1 | 1 | 0 | 0 | 1
956 | 0 | 0 | 0 | 0.96188 | 0 | 0 | 1 | 0 | 0 | 1
957 | 0 | 0 | 0 | 0.96188 | 0 | 0 | 1 | 0 | 0 | 1
958 | 0 | 0 | 0 | 0.96188 | 0 | 0 | 1 | 0 | 0 | 1
959 | 0 | 0 | 0 | 0.96188 | 0 | 0 | 1 | 0 | 0 | 1
960 | 0 | 0 | 0 | 0.96188 | 0 | 0 | 1 | 0 | 0 | 1
961 | 0 | 0 | 0 | 0.96188 | 0 | 0 | 1 | 0 | 0 | 1
962 | 0 | 0 | 0 | 0.96188 | 0 | 0 | 1 | 0 | 0 | 1
963 | 0 | 0 | 0 | 0.96188 | 0 | 0 | 1 | 0 | 0 | 1
964 | 0 | 0 | 0 | 0.96188 | 0 | 0 | 1 | 0 | 0 | 1
965 | 0 | 0 | 0 | 0.96188 | 0 | 0 | 1 | 0 | 0 | 1
966 | 0 | 0 | 0 | 0.96188 | 0 | 1 | 1 | 0 | 0 | 1
967 | 0 | 0 | 0 | 0.96188 | 0 | 1 | 1 | 0 | 0 | 1
968 | 0 | 0 | 0 | 0.96188 | 0 | 1 | 1 | 0 | 0 | 1
969 | 0 | 0 | 0 | 0.96188 | 0 | 0 | 1 | 0 | 0 | 1
970 | 0.086615 | 0 | 0 | 0.96188 | 0 | 0 | 1 | 0.086615 | 0 | 1
971 | 0.1683 | 0 | 0 | 0.96188 | 0 | 0 | 1 | 0.1683 | 0 | 1
972 | 0.25642 | 0 | 0 | 0.96188 | 0 | 0 | 1 | 0.25642 | 0 | 1
973 | 0.20168 | 0 | 0 | 0.96188 | 0 | 0 | 1 | 0.20168 | 0 | 1
974 | 0.24899 | 0 | 0 | 0.96188 | 0 | 0 | 1 | 0.24899 | 0 | 1
975 | 0.24694 | 0 | 0 | 0.96188 | 0 | 0 | 1 | 0.24694 | 0 | 1
976 | 0.12258 | 0 | 0 | 0.96188 | 0 | 1 | 1 | 0.12258 | 0 | 1
977 | 0 | 0 | 0 | 0.96188 | 0 | 1 | 1 | 0 | 0 | 1
978 | 0 | 0 | 0 | 0.96188 | 0 | 1 | 1 | 0 | 0 | 1
979 | 0 | 0 | 0 | 0.96188 | 0 | 1 | 1 | 0 | 0 | 1
980 | 0 | 0 | 0 | 0.96188 | 0 | 0 | 1 | 0 | 0 | 1
981 | 0 | 0 | 0 | 0.96188 | 0 | 0 | 1 | 0 | 0 | 1
982 | 0 | 0 | 0 | 0.96188 | 0 | 0 | 1 | 0 | 0 | 1
983 | 0 | 0 | 0 | 0.96188 | 0 | 0 | 1 | 0 | 0 | 1
984 | 0 | 0 | 0 | 0.96188 | 0 | 0 | 1 | 0 | 0 | 1
985 | 0 | 0 | 0 | 1 | 0 | 0 | 1 | 0 | 0 | 1
986 | 0 | 0 | 0 | 1 | 0 | 0 | 1 | 0 | 0 | 1
987 | 0 | 0 | 0 | 1 | 0 | 0 | 1 | 0 | 0 | 1
988 | 0 | 0 | 0 | 1 | 0 | 0 | 1 | 0 | 0 | 1
989 | 0 | 0 | 0 | 1 | 0 | 0 | 1 | 0 | 0 | 1
990 | 0 | 0 | 0 | 1 | 0 | 1 | 1 | 0 | 0 | 1
991 | 0 | 0 | 0 | 1 | 0 | 1 | 1 | 0 | 0 | 1
992 | 0 | 0 | 0 | 1 | 0 | 1 | 1 | 0 | 0 | 1
993 | 0 | 0 | 0 | 1 | 0 | 0 | 1 | 0 | 0 | 1
994 | 0.054948 | 0 | 0 | 1 | 0 | 0 | 1 | 0.054948 | 0 | 1
995 | 0.14654 | 0 | 0 | 1 | 0 | 0 | 1 | 0.14654 | 0 | 1
996 | 0.23439 | 0 | 0 | 1 | 0 | 0 | 1 | 0.23439 | 0 | 1
997 | 0.17365 | 0 | 0 | 1 | 0 | 0 | 1 | 0.17365 | 0 | 1
998 | 0.25802 | 0 | 0 | 1 | 0 | 0 | 1 | 0.25802 | 0 | 1
999 | 0.23629 | 0 | 0 | 1 | 0 | 0 | 1 | 0.23629 | 0 | 1
1000 | 0.13794 | 0 | 0 | 1 | 0 | 1 | 1 | 0.13794 | 0 | 1
1001 | 0 | 0 | 0 | 1 | 0 | 1 | 1 | 0 | 0 | 1
1002 | 0 | 0 | 0 | 1 | 0 | 1 | 1 | 0 | 0 | 1
1003 | 0 | 0 | 0 | 1 | 0 | 1 | 1 | 0 | 0 | 1
1004 | 0 | 0 | 0 | 1 | 0 | 0 | 1 | 0 | 0 | 1
1005 | 0 | 0 | 0 | 1 | 0 | 0 | 1 | 0 | 0 | 1
1006 | 0 | 0 | 0 | 1 | 0 | 0 | 1 | 0 | 0 | 1
1007 | 0 | 0 | 0 | 1 | 0 | 0 | 1 | 0 | 0 | 1
1008 | 0 | 0 | 0 | 1 | 0 | 0 | 1 | 0 | 0 | 1
1009 | 0 | 0 | 0 | 1 | 0 | 0 | 1 | 0 | 0 | 1
1010 | 0 | 0 | 0 | 1 | 0 | 0 | 1 | 0 | 0 | 1
1011 | 0 | 0 | 0 | 1 | 0 | 0 | 1 | 0 | 0 | 1
1012 | 0 | 0 | 0 | 1 | 0 | 0 | 1 | 0 | 0 | 1
1013 | 0 | 0 | 0 | 1 | 0 | 0 | 1 | 0 | 0 | 1
1014 | 0 | 0 | 0 | 1 | 0 | 1 | 1 | 0 | 0 | 1
1015 | 0 | 0 | 0 | 1 | 0 | 1 | 1 | 0 | 0 | 1
1016 | 0 | 0 | 0 | 1 | 0 | 1 | 1 | 0 | 0 | 1
1017 | 0 | 0 | 0 | 1 | 0 | 0 | 1 | 0 | 0 | 1
1018 | 0 | 0 | 0 | 1 | 0 | 0 | 1 | 0 | 0 | 1
1019 | 0.054924 | 0 | 0 | 1 | 0 | 0 | 1 | 0.054924 | 0 | 1
1020 | 0.13307 | 0 | 0 | 1 | 0 | 0 | 1 | 0.13307 | 0 | 1
1021 | 0.13922 | 0 | 0 | 1 | 0 | 0 | 1 | 0.13922 | 0 | 1
1022 | 0.19411 | 0 | 0 | 1 | 0 | 0 | 1 | 0.19411 | 0 | 1
1023 | 0.16829 | 0 | 0 | 1 | 0 | 0 | 1 | 0.16829 | 0 | 1
1024 | 0.11506 | 0 | 0 | 1 | 0 | 1 | 1 | 0.11506 | 0 | 1
1025 | 0.014925 | 0 | 0 | 1 | 0 | 1 | 1 | 0.014925 | 0 | 1
1026 | 0 | 0 | 0 | 1 | 0 | 1 | 1 | 0 | 0 | 1
1027 | 0 | 0 | 0 | 1 | 0 | 1 | 1 | 0 | 0 | 1
1028 | 0 | 0 | 0 | 1 | 0 | 0 | 1 | 0 | 0 | 1
1029 | 0 | 0 | 0 | 1 | 0 | 0 | 1 | 0 | 0 | 1
1030 | 0 | 0 | 0 | 1 | 0 | 0 | 1 | 0 | 0 | 1
1031 | 0 | 0 | 0 | 1 | 0 | 0 | 1 | 0 | 0 | 1
1032 | 0 | 0 | 0 | 1 | 0 | 0 | 1 | 0 | 0 | 1
1033 | 0 | 0 | 0 | 1 | 0 | 0 | 1 | 0 | 0 | 1
1034 | 0 | 0 | 0 | 1 | 0 | 0 | 1 | 0 | 0 | 1
1035 | 0 | 0 | 0 | 1 | 0 | 0 | 1 | 0 | 0 | 1
1036 | 0 | 0 | 0 | 1 | 0 | 0 | 1 | 0 | 0 | 1
1037 | 0 | 0 | 0 | 1 | 0 | 0 | 1 | 0 | 0 | 1
1038 | 0 | 0 | 0 | 1 | 0 | 1 | 1 | 0 | 0 | 1
1039 | 0 | 0 | 0 | 1 | 0 | 1 | 1 | 0 | 0 | 1
1040 | 0 | 0 | 0 | 1 | 0 | 1 | 1 | 0 | 0 | 1
1041 | 0 | 0 | 0 | 1 | 0 | 0 | 1 | 0 | 0 | 1
1042 | 0 | 0 | 0 | 1 | 0 | 0 | 1 | 0 | 0 | 1
1043 | 0 | 0 | 0 | 1 | 0 | 0 | 1 | 0 | 0 | 1
1044 | 0.058781 | 0 | 0 | 1 | 0 | 0 | 1 | 0.058781 | 0 | 1
1045 | 0.11934 | 0 | 0 | 1 | 0 | 0 | 1 | 0.11934 | 0 | 1
1046 | 0.17221 | 0 | 0 | 1 | 0 | 0 | 1 | 0.17221 | 0 | 1
1047 | 0.11605 | 0 | 0 | 1 | 0 | 0 | 1 | 0.11605 | 0 | 1
1048 | 0.029838 | 0 | 0 | 1 | 0 | 1 | 1 | 0.029838 | 0 | 1
1049 | 0 | 0 | 0 | 1 | 0 | 1 | 1 | 0 | 0 | 1
1050 | 0 | 0 | 0 | 1 | 0 | 1 | 1 | 0 | 0 | 1
1051 | 0 | 0 | 0 | 1 | 0 | 1 | 1 | 0 | 0 | 1
1052 | 0 | 0 | 0 | 1 | 0 | 0 | 1 | 0 | 0 | 1
1053 | 0 | 0 | 0 | 1 | 0 | 0 | 1 | 0 | 0 | 1
1054 | 0 | 0 | 0 | 1 | 0 | 0 | 1 | 0 | 0 | 1
1055 | 0 | 0 | 0 | 1 | 0 | 0 | 1 | 0 | 0 | 1
1056 | 0 | 0 | 0 | 1 | 0 | 0 | 1 | 0 | 0 | 1
1057 | 0 | 0 | 0 | 1 | 0 | 0 | 1 | 0 | 0 | 1
1058 | 0 | 0 | 0 | 1 | 0 | 0 | 1 | 0 | 0 | 1
1059 | 0 | 0 | 0 | 1 | 0 | 0 | 1 | 0 | 0 | 1
1060 | 0 | 0 | 0 | 1 | 0 | 0 | 1 | 0 | 0 | 1
1061 | 0 | 0 | 0 | 1 | 0 | 0 | 1 | 0 | 0 | 1
1062 | 0 | 0 | 0 | 1 | 0 | 1 | 1 | 0 | 0 | 1
1063 | 0 | 0 | 0 | 1 | 0 | 1 | 1 | 0 | 0 | 1
1064 | 0 | 0 | 0 | 1 | 0 | 1 | 1 | 0 | 0 | 1
1065 | 0 | 0 | 0 | 1 | 0 | 0 | 1 | 0 | 0 | 1
1066 | 0 | 0 | 0 | 1 | 0 | 0 | 1 | 0 | 0 | 1
1067 | 0 | 0 | 0 | 1 | 0 | 0 | 1 | 0 | 0 | 1
1068 | 0.044884 | 0 | 0 | 1 | 0 | 0 | 1 | 0.044884 | 0 | 1
1069 | 0.1203 | 0.0082177 | 0 | 1 | 0 | 0 | 1 | 0.1203 | 0.0082177 | 1
1070 | 0.1646 | 0.022904 | 0 | 1 | 0 | 0 | 1 | 0.1646 | 0.022904 | 1
1071 | 0.13464 | 0.016335 | 0 | 1 | 0 | 0 | 1 | 0.13464 | 0.016335 | 1
1072 | 0.021029 | 0.03067 | 0 | 1 | 0 | 1 | 1 | 0.021029 | 0.03067 | 1
1073 | 0 | 0.028722 | 0 | 1 | 0 | 1 | 1 | 0 | 0.028722 | 1
1074 | 0 | 0 | 0 | 1 | 0 | 1 | 1 | 0 | 0 | 1
1075 | 0 | 0 | 0 | 1 | 0 | 1 | 1 | 0 | 0 | 1
1076 | 0 | 0 | 0 | 1 | 0 | 0 | 1 | 0 | 0 | 1
1077 | 0 | 0 | 0 | 1 | 0 | 0 | 1 | 0 | 0 | 1
1078 | 0 | 0 | 0 | 1 | 0 | 0 | 1 | 0 | 0 | 1
1079 | 0 | 0 | 0 | 1 | 0 | 0 | 1 | 0 | 0 | 1
1080 | 0 | 0 | 0 | 1 | 0 | 0 | 1 | 0 | 0 | 1
1081 | 0 | 0 | 0 | 1 | 0 | 0 | 1 | 0 | 0 | 1
1082 | 0 | 0 | 0 | 1 | 0 | 0 | 1 | 0 | 0 | 1
1083 | 0 | 0 | 0 | 1 | 0 | 0 | 1 | 0 | 0 | 1
1084 | 0 | 0 | 0 | 1 | 0 | 0 | 1 | 0 | 0 | 1
1085 | 0 | 0 | 0 | 1 | 0 | 0 | 1 | 0 | 0 | 1
1086 | 0 | 0 | 0 | 1 | 0 | 1 | 1 | 0 | 0 | 1
1087 | 0 | 0 | 0 | 1 | 0 | 1 | 1 | 0 | 0 | 1
1088 | 0 | 0 | 0 | 1 | 0 | 1 | 1 | 0 | 0 | 1
1089 | 0 | 0 | 0 | 1 | 0 | 0 | 1 | 0 | 0 | 1
1090 | 0 | 0 | 0 | 1 | 0 | 0 | 1 | 0 | 0 | 1
1091 | 0 | 0 | 0 | 1 | 0 | 0 | 1 | 0 | 0 | 1
1092 | 0.031021 | 0 | 0 | 1 | 0 | 0 | 1 | 0.031021 | 0 | 1
1093 | 0.065681 | 0 | 0 | 1 | 0 | 0 | 1 | 0.065681 | 0 | 1
1094 | 0.098594 | 0.0063768 | 0 | 1 | 0 | 0 | 1 | 0.098594 | 0.0063768 | 1
1095 | 0.10962 | 0.0016874 | 0 | 1 | 0 | 0 | 1 | 0.10962 | 0.0016874 | 1
1096 | 0 | 0.014161 | 0 | 1 | 0 | 1 | 1 | 0 | 0.014161 | 1
1097 | 0 | 0 | 0 | 1 | 0 | 1 | 1 | 0 | 0 | 1
1098 | 0 | 0 | 0 | 1 | 0 | 1 | 1 | 0 | 0 | 1
1099 | 0 | 0 | 0 | 1 | 0 | 1 | 1 | 0 | 0 | 1
1100 | 0 | 0 | 0 | 1 | 0 | 0 | 1 | 0 | 0 | 1
1101 | 0 | 0 | 0 | 1 | 0 | 0 | 1 | 0 | 0 | 1
1102 | 0 | 0 | 0 | 1 | 0 | 0 | 1 | 0 | 0 | 1
1103 | 0 | 0 | 0 | 1 | 0 | 0 | 1 | 0 | 0 | 1
1104 | 0 | 0 | 0 | 1 | 0 | 0 | 1 | 0 | 0 | 1
1105 | 0 | 0 | 0 | 1 | 0 | 0 | 1 | 0 | 0 | 1
1106 | 0 | 0 | 0 | 1 | 0 | 0 | 1 | 0 | 0 | 1
1107 | 0 | 0 | 0 | 1 | 0 | 0 | 1 | 0 | 0 | 1
1108 | 0 | 0 | 0 | 1 | 0 | 0 | 1 | 0 | 0 | 1
1109 | 0 | 0 | 0 | 1 | 0 | 0 | 1 | 0 | 0 | 1
1110 | 0 | 0 | 0 | 1 | 0 | 1 | 1 | 0 | 0 | 1
1111 | 0 | 0 | 0 | 1 | 0 | 1 | 1 | 0 | 0 | 1
1112 | 0 | 0 | 0 | 1 | 0 | 1 | 1 | 0 | 0 | 1
1113 | 0 | 0 | 0 | 1 | 0 | 0 | 1 | 0 | 0 | 1
1114 | 0.035427 | 0 | 0 | 1 | 0 | 0 | 1 | 0.035427 | 0 | 1
1115 | 0.17128 | 0 | 0 | 1 | 0 | 0 | 1 | 0.17128 | 0 | 1
1116 | 0.24291 | 0 | 0 | 1 | 0 | 0 | 1 | 0.24291 | 0 | 1
1117 | 0.21977 | 0 | 0 | 1 | 0 | 0 | 1 | 0.21977 | 0 | 1
1118 | 0.17628 | 0 | 0 | 1 | 0 | 0 | 1 | 0.17628 | 0 | 1
1119 | 0.20353 | 0 | 0 | 1 | 0 | 0 | 1 | 0.20353 | 0 | 1
1120 | 0.042525 | 0 | 0 | 1 | 0 | 1 | 1 | 0.042525 | 0 | 1
1121 | 0 | 0 | 0 | 1 | 0 | 1 | 1 | 0 | 0 | 1
1122 | 0 | 0 | 0 | 1 | 0 | 1 | 1 | 0 | 0 | 1
1123 | 0 | 0 | 0 | 1 | 0 | 1 | 1 | 0 | 0 | 1
1124 | 0 | 0 | 0 | 1 | 0 | 0 | 1 | 0 | 0 | 1
1125 | 0 | 0 | 0 | 1 | 0 | 0 | 1 | 0 | 0 | 1
1126 | 0 | 0 | 0 | 1 | 0 | 0 | 1 | 0 | 0 | 1
1127 | 0 | 0 | 0 | 1 | 0 | 0 | 1 | 0 | 0 | 1
1128 | 0 | 0 | 0 | 1 | 0 | 0 | 1 | 0 | 0 | 1
1129 | 0 | 0 | 0 | 1 | 0 | 0 | 1 | 0 | 0 | 1
1130 | 0 | 0 | 0 | 1 | 0 | 0 | 1 | 0 | 0 | 1
1131 | 0 | 0 | 0 | 1 | 0 | 0 | 1 | 0 | 0 | 1
1132 | 0 | 0 | 0 | 1 | 0 | 0 | 1 | 0 | 0 | 1
1133 | 0 | 0 | 0 | 1 | 0 | 0 | 1 | 0 | 0 | 1
1134 | 0 | 0 | 0 | 1 | 0 | 1 | 1 | 0 | 0 | 1
1135 | 0 | 0 | 0 | 1 | 0 | 1 | 1 | 0 | 0 | 1
1136 | 0 | 0 | 0 | 1 | 0 | 1 | 1 | 0 | 0 | 1
1137 | 0 | 0 | 0 | 1 | 0 | 0 | 1 | 0 | 0 | 1
1138 | 0.049035 | 0 | 0 | 1 | 0 | 0 | 1 | 0.049035 | 0 | 1
1139 | 0.14496 | 0 | 0 | 1 | 0 | 0 | 1 | 0.14496 | 0 | 1
1140 | 0.14198 | 0 | 0 | 1 | 0 | 0 | 1 | 0.14198 | 0 | 1
1141 | 0.071101 | 0 | 0 | 1 | 0 | 0 | 1 | 0.071101 | 0 | 1
1142 | 0.046179 | 0 | 0 | 1 | 0 | 0 | 1 | 0.046179 | 0 | 1
1143 | 0.026473 | 0 | 0 | 1 | 0 | 0 | 1 | 0.026473 | 0 | 1
1144 | 0 | 0 | 0 | 1 | 0 | 1 | 1 | 0 | 0 | 1
1145 | 0 | 0 | 0 | 1 | 0 | 1 | 1 | 0 | 0 | 1
1146 | 0 | 0 | 0 | 1 | 0 | 1 | 1 | 0 | 0 | 1
1147 | 0 | 0 | 0 | 1 | 0 | 1 | 1 | 0 | 0 | 1
1148 | 0 | 0 | 0 | 1 | 0 | 0 | 1 | 0 | 0 | 1
1149 | 0 | 0 | 0 | 1 | 0 | 0 | 1 | 0 | 0 | 1
1150 | 0 | 0 | 0 | 1 | 0 | 0 | 1 | 0 | 0 | 1
1151 | 0 | 0 | 0 | 1 | 0 | 0 | 1 | 0 | 0 | 1
1152 | 0 | 0 | 0 | 1 | 0 | 0 | 1 | 0 | 0 | 1
1153 | 0 | 0 | 0 | 1 | 0 | 0 | 1 | 0 | 0 | 1
1154 | 0 | 0 | 0 | 1 | 0 | 0 | 1 | 0 | 0 | 1
1155 | 0 | 0 | 0 | 1 | 0 | 0 | 1 | 0 | 0 | 1
1156 | 0 | 0 | 0 | 1 | 0 | 0 | 1 | 0 | 0 | 1
1157 | 0 | 0 | 0 | 1 | 0 | 0 | 1 | 0 | 0 | 1
1158 | 0 | 0 | 0 | 1 | 0 | 1 | 1 | 0 | 0 | 1
1159 | 0 | 0 | 0 | 1 | 0 | 1 | 1 | 0 | 0 | 1
1160 | 0 | 0 | 0 | 1 | 0 | 1 | 1 | 0 | 0 | 1
1161 | 0.00054113 | 0 | 0 | 1 | 0 | 0 | 1 | 0.00054113 | 0 | 1
1162 | 0.10264 | 0 | 0 | 1 | 0 | 0 | 1 | 0.10264 | 0 | 1
1163 | 0.22482 | 0 | 0 | 1 | 0 | 0 | 1 | 0.22482 | 0 | 1
1164 | 0.21035 | 0 | 0 | 1 | 0 | 0 | 1 | 0.21035 | 0 | 1
1165 | 0.16177 | 0 | 0 | 1 | 0 | 0 | 1 | 0.16177 | 0 | 1
1166 | 0.12734 | 0 | 0 | 1 | 0 | 0 | 1 | 0.12734 | 0 | 1
1167 | 0.070825 | 0 | 0 | 1 | 0 | 0 | 1 | 0.070825 | 0 | 1
1168 | 0 | 0 | 0 | 1 | 0 | 1 | 1 | 0 | 0 | 1
1169 | 0 | 0 | 0 | 1 | 0 | 1 | 1 | 0 | 0 | 1
1170 | 0 | 0 | 0 | 1 | 0 | 1 | 1 | 0 | 0 | 1
1171 | 0 | 0 | 0 | 1 | 0 | 1 | 1 | 0 | 0 | 1
1172 | 0 | 0 | 0 | 1 | 0 | 0 | 1 | 0 | 0 | 1
1173 | 0 | 0 | 0 | 1 | 0 | 0 | 1 | 0 | 0 | 1
1174 | 0 | 0 | 0 | 1 | 0 | 0 | 1 | 0 | 0 | 1
1175 | 0 | 0 | 0 | 1 | 0 | 0 | 1 | 0 | 0 | 1
1176 | 0 | 0 | 0 | 1 | 0 | 0 | 1 | 0 | 0 | 1
1177 | 0 | 0 | 0 | 1 | 0 | 0 | 1 | 0 | 0 | 1
1178 | 0 | 0 | 0 | 1 | 0 | 0 | 1 | 0 | 0 | 1
1179 | 0 | 0 | 0 | 1 | 0 | 0 | 1 | 0 | 0 | 1
1180 | 0 | 0 | 0 | 1 | 0 | 0 | 1 | 0 | 0 | 1
1181 | 0 | 0 | 0 | 1 | 0 | 0 | 1 | 0 | 0 | 1
1182 | 0 | 0 | 0 | 1 | 0 | 1 | 1 | 0 | 0 | 1
1183 | 0 | 0 | 0 | 1 | 0 | 1 | 1 | 0 | 0 | 1
1184 | 0 | 0 | 0 | 1 | 0 | 1 | 1 | 0 | 0 | 1
1185 | 0 | 0 | 0 | 1 | 0 | 0 | 1 | 0 | 0 | 1
1186 | 0.076425 | 0 | 0 | 1 | 0 | 0 | 1 | 0.076425 | 0 | 1
1187 | 0.19847 | 0 | 0 | 1 | 0 | 0 | 1 | 0.19847 | 0 | 1
1188 | 0.12398 | 0 | 0 | 1 | 0 | 0 | 1 | 0.12398 | 0 | 1
1189 | 0.10929 | 0 | 0 | 1 | 0 | 0 | 1 | 0.10929 | 0 | 1
1190 | 0.13041 | 0 | 0 | 1 | 0 | 0 | 1 | 0.13041 | 0 | 1
1191 | 0.038264 | 0 | 0 | 1 | 0 | 0 | 1 | 0.038264 | 0 | 1
1192 | 0 | 0 | 0 | 1 | 0 | 1 | 1 | 0 | 0 | 1
1193 | 0 | 0 | 0 | 1 | 0 | 1 | 1 | 0 | 0 | 1
1194 | 0 | 0 | 0 | 1 | 0 | 1 | 1 | 0 | 0 | 1
1195 | 0 | 0 | 0 | 1 | 0 | 1 | 1 | 0 | 0 | 1
1196 | 0 | 0 | 0 | 1 | 0 | 0 | 1 | 0 | 0 | 1
1197 | 0 | 0 | 0 | 1 | 0 | 0 | 1 | 0 | 0 | 1
1198 | 0 | 0 | 0 | 1 | 0 | 0 | 1 | 0 | 0 | 1
1199 | 0 | 0 | 0 | 1 | 0 | 0 | 1 | 0 | 0 | 1
1200 | 0 | 0 | 0 | 1 | 0 | 0 | 1 | 0 | 0 | 1
1201 | 0 | 0 | 0 | 1 | 0 | 0 | 1 | 0 | 0 | 1
1202 | 0 | 0 | 0 | 1 | 0 | 0 | 1 | 0 | 0 | 1
1203 | 0 | 0 | 0 | 1 | 0 | 0 | 1 | 0 | 0 | 1
1204 | 0 | 0 | 0 | 1 | 0 | 0 | 1 | 0 | 0 | 1
1205 | 0 | 0 | 0 | 1 | 0 | 0 | 1 | 0 | 0 | 1
1206 | 0 | 0 | 0 | 1 | 0 | 1 | 1 | 0 | 0 | 1
1207 | 0 | 0 | 0 | 1 | 0 | 1 | 1 | 0 | 0 | 1
1208 | 0 | 0 | 0 | 1 | 0 | 1 | 1 | 0 | 0 | 1
1209 | 0 | 0 | 0 | 1 | 0 | 0 | 1 | 0 | 0 | 1
1210 | 0.04395 | 0 | 0 | 1 | 0 | 0 | 1 | 0.04395 | 0 | 1
1211 | 0.19887 | 0 | 0 | 1 | 0 | 0 | 1 | 0.19887 | 0 | 1
1212 | 0.21247 | 0 | 0 | 1 | 0 | 0 | 1 | 0.21247 | 0 | 1
1213 | 0.30889 | 0 | 0 | 1 | 0 | 0 | 1 | 0.30889 | 0 | 1
1214 | 0.27977 | 0 | 0 | 1 | 0 | 0 | 1 | 0.27977 | 0 | 1
1215 | 0.18736 | 0 | 0 | 1 | 0 | 0 | 1 | 0.18736 | 0 | 1
1216 | 0.11993 | 0 | 0 | 1 | 0 | 1 | 1 | 0.11993 | 0 | 1
1217 | 0.036787 | 0 | 0 | 1 | 0 | 1 | 1 | 0.036787 | 0 | 1
1218 | 0 | 0 | 0 | 1 | 0 | 1 | 1 | 0 | 0 | 1
1219 | 0 | 0 | 0 | 1 | 0 | 1 | 1 | 0 | 0 | 1
1220 | 0 | 0 | 0 | 1 | 0 | 0 | 1 | 0 | 0 | 1
1221 | 0 | 0 | 0 | 1 | 0 | 0 | 1 | 0 | 0 | 1
1222 | 0 | 0 | 0 | 1 | 0 | 0 | 1 | 0 | 0 | 1
1223 | 0 | 0 | 0 | 1 | 0 | 0 | 1 | 0 | 0 | 1
1224 | 0 | 0 | 0 | 1 | 0 | 0 | 1 | 0 | 0 | 1
1225 | 0 | 0 | 0 | 1 | 0 | 0 | 1 | 0 | 0 | 1
1226 | 0 | 0 | 0 | 1 | 0 | 0 | 1 | 0 | 0 | 1
1227 | 0 | 0 | 0 | 1 | 0 | 0 | 1 | 0 | 0 | 1
1228 | 0 | 0 | 0 | 1 | 0 | 0 | 1 | 0 | 0 | 1
1229 | 0 | 0 | 0 | 1 | 0 | 0 | 1 | 0 | 0 | 1
1230 | 0 | 0 | 0 | 1 | 0 | 1 | 1 | 0 | 0 | 1
1231 | 0 | 0 | 0 | 1 | 0 | 1 | 1 | 0 | 0 | 1
1232 | 0 | 0 | 0 | 1 | 0 | 1 | 1 | 0 | 0 | 1
1233 | 0 | 0 | 0 | 1 | 0 | 0 | 1 | 0 | 0 | 1
1234 | 0 | 0 | 0 | 1 | 0 | 0 | 1 | 0 | 0 | 1
1235 | 0.047487 | 0 | 0 | 1 | 0 | 0 | 1 | 0.047487 | 0 | 1
1236 | 0.083841 | 0 | 0 | 1 | 0 | 0 | 1 | 0.083841 | 0 | 1
1237 | 0.14691 | 0 | 0 | 1 | 0 | 0 | 1 | 0.14691 | 0 | 1
1238 | 0.14389 | 0 | 0 | 1 | 0 | 0 | 1 | 0.14389 | 0 | 1
1239 | 0.097803 | 0 | 0 | 1 | 0 | 0 | 1 | 0.097803 | 0 | 1
1240 | 0.024688 | 0 | 0 | 1 | 0 | 1 | 1 | 0.024688 | 0 | 1
1241 | 0 | 0 | 0 | 1 | 0 | 1 | 1 | 0 | 0 | 1
1242 | 0 | 0 | 0 | 1 | 0 | 1 | 1 | 0 | 0 | 1
1243 | 0 | 0 | 0 | 1 | 0 | 1 | 1 | 0 | 0 | 1
1244 | 0 | 0 | 0 | 1 | 0 | 0 | 1 | 0 | 0 | 1
1245 | 0 | 0 | 0 | 1 | 0 | 0 | 1 | 0 | 0 | 1
1246 | 0 | 0 | 0 | 1 | 0 | 0 | 1 | 0 | 0 | 1
1247 | 0 | 0 | 0 | 1 | 0 | 0 | 1 | 0 | 0 | 1
1248 | 0 | 0 | 0 | 1 | 0 | 0 | 1 | 0 | 0 | 1
1249 | 0 | 0 | 0 | 1 | 0 | 0 | 1 | 0 | 0 | 1
1250 | 0 | 0 | 0 | 1 | 0 | 0 | 1 | 0 | 0 | 1
1251 | 0 | 0 | 0 | 1 | 0 | 0 | 1 | 0 | 0 | 1
1252 | 0 | 0 | 0 | 1 | 0 | 0 | 1 | 0 | 0 | 1
1253 | 0 | 0 | 0 | 1 | 0 | 0 | 1 | 0 | 0 | 1
1254 | 0 | 0 | 0 | 1 | 0 | 1 | 1 | 0 | 0 | 1
1255 | 0 | 0 | 0 | 1 | 0 | 1 | 1 | 0 | 0 | 1
1256 | 0 | 0 | 0 | 1 | 0 | 1 | 1 | 0 | 0 | 1
1257 | 0 | 0 | 0 | 1 | 0 | 0 | 1 | 0 | 0 | 1
1258 | 0.012557 | 0 | 0 | 1 | 0 | 0 | 1 | 0.012557 | 0 | 1
1259 | 0.14024 | 0 | 0 | 1 | 0 | 0 | 1 | 0.14024 | 0 | 1
1260 | 0.21039 | 0 | 0 | 1 | 0 | 0 | 1 | 0.21039 | 0 | 1
1261 | 0.25761 | 0 | 0 | 1 | 0 | 0 | 1 | 0.25761 | 0 | 1
1262 | 0.21706 | 0 | 0 | 1 | 0 | 0 | 1 | 0.21706 | 0 | 1
1263 | 0.18915 | 0 | 0 | 1 | 0 | 0 | 1 | 0.18915 | 0 | 1
1264 | 0.073131 | 0 | 0 | 1 | 0 | 1 | 1 | 0.073131 | 0 | 1
1265 | 0.028112 | 0 | 0 | 1 | 0 | 1 | 1 | 0.028112 | 0 | 1
1266 | 0 | 0 | 0 | 1 | 0 | 1 | 1 | 0 | 0 | 1
1267 | 0 | 0 | 0 | 1 | 0 | 1 | 1 | 0 | 0 | 1
1268 | 0 | 0 | 0 | 1 | 0 | 0 | 1 | 0 | 0 | 1
1269 | 0 | 0 | 0 | 1 | 0 | 0 | 1 | 0 | 0 | 1
1270 | 0 | 0 | 0 | 1 | 0 | 0 | 1 | 0 | 0 | 1
1271 | 0 | 0 | 0 | 1 | 0 | 0 | 1 | 0 | 0 | 1
1272 | 0 | 0 | 0 | 1 | 0 | 0 | 1 | 0 | 0 | 1
1273 | 0 | 0 | 0 | 1 | 0 | 0 | 1 | 0 | 0 | 1
1274 | 0 | 0 | 0 | 1 | 0 | 0 | 1 | 0 | 0 | 1
1275 | 0 | 0 | 0 | 1 | 0 | 0 | 1 | 0 | 0 | 1
1276 | 0 | 0 | 0 | 1 | 0 | 0 | 1 | 0 | 0 | 1
1277 | 0 | 0 | 0 | 1 | 0 | 0 | 1 | 0 | 0 | 1
1278 | 0 | 0 | 0 | 1 | 0 | 1 | 1 | 0 | 0 | 1
1279 | 0 | 0 | 0 | 1 | 0 | 1 | 1 | 0 | 0 | 1
1280 | 0 | 0 | 0 | 1 | 0 | 1 | 1 | 0 | 0 | 1
1281 | 0 | 0 | 0 | 1 | 0 | 0 | 1 | 0 | 0 | 1
1282 | 0 | 0 | 0 | 1 | 0 | 0 | 1 | 0 | 0 | 1
1283 | 0 | 0 | 0 | 1 | 0 | 0 | 1 | 0 | 0 | 1
1284 | 0.088283 | 0 | 0 | 1 | 0 | 0 | 1 | 0.088283 | 0 | 1
1285 | 0.14221 | 0 | 0 | 1 | 0 | 0 | 1 | 0.14221 | 0 | 1
1286 | 0.14492 | 0 | 0 | 1 | 0 | 0 | 1 | 0.14492 | 0 | 1
1287 | 0.14513 | 0 | 0 | 1 | 0 | 0 | 1 | 0.14513 | 0 | 1
1288 | 0.054468 | 0 | 0 | 1 | 0 | 1 | 1 | 0.054468 | 0 | 1
1289 | 0.017555 | 0 | 0 | 1 | 0 | 1 | 1 | 0.017555 | 0 | 1
1290 | 0 | 0 | 0 | 1 | 0 | 1 | 1 | 0 | 0 | 1
1291 | 0 | 0 | 0 | 1 | 0 | 1 | 1 | 0 | 0 | 1
1292 | 0 | 0 | 0 | 1 | 0 | 0 | 1 | 0 | 0 | 1
1293 | 0 | 0 | 0 | 1 | 0 | 0 | 1 | 0 | 0 | 1
1294 | 0 | 0 | 0 | 1 | 0 | 0 | 1 | 0 | 0 | 1
1295 | 0 | 0 | 0 | 1 | 0 | 0 | 1 | 0 | 0 | 1
1296 | 0 | 0 | 0 | 1 | 0 | 0 | 1 | 0 | 0 | 1
1297 | 0 | 0 | 0 | 1 | 0 | 0 | 1 | 0 | 0 | 1
1298 | 0 | 0 | 0 | 1 | 0 | 0 | 1 | 0 | 0 | 1
1299 | 0 | 0 | 0 | 1 | 0 | 0 | 1 | 0 | 0 | 1
1300 | 0 | 0 | 0 | 1 | 0 | 0 | 1 | 0 | 0 | 1
1301 | 0 | 0 | 0 | 1 | 0 | 0 | 1 | 0 | 0 | 1
1302 | 0 | 0 | 0 | 1 | 0 | 1 | 1 | 0 | 0 | 1
1303 | 0 | 0.0097667 | 0 | 1 | 0 | 1 | 1 | 0 | 0.0097667 | 1
1304 | 0 | 0.006488 | 0 | 1 | 0 | 1 | 1 | 0 | 0.006488 | 1
1305 | 0 | 0 | 0 | 1 | 0 | 0 | 1 | 0 | 0 | 1
1306 | 0 | 0 | 0 | 1 | 0 | 0 | 1 | 0 | 0 | 1
1307 | 0.037396 | 0 | 0 | 1 | 0 | 0 | 1 | 0.037396 | 0 | 1
1308 | 0.19908 | 0 | 0 | 1 | 0 | 0 | 1 | 0.19908 | 0 | 1
1309 | 0.2439 | 0.0011222 | 0 | 1 | 0 | 0 | 1 | 0.2439 | 0.0011222 | 1
1310 | 0.22452 | 0.015044 | 0 | 1 | 0 | 0 | 1 | 0.22452 | 0.015044 | 1
1311 | 0.13575 | 0.022729 | 0 | 1 | 0 | 0 | 1 | 0.13575 | 0.022729 | 1
1312 | 0.078984 | 0.01138 | 0 | 1 | 0 | 1 | 1 | 0.078984 | 0.01138 | 1
1313 | 0.0063416 | 0.0050802 | 0 | 1 | 0 | 1 | 1 | 0.0063416 | 0.0050802 | 1
1314 | 0 | 0.0030974 | 0 | 1 | 0 | 1 | 1 | 0 | 0.0030974 | 1
1315 | 0 | 0 | 0 | 1 | 0 | 1 | 1 | 0 | 0 | 1
1316 | 0 | 0 | 0 | 1 | 0 | 0 | 1 | 0 | 0 | 1
1317 | 0 | 0 | 0 | 1 | 0 | 0 | 1 | 0 | 0 | 1
1318 | 0 | 0 | 0 | 1 | 0 | 0 | 1 | 0 | 0 | 1
1319 | 0 | 0 | 0 | 1 | 0 | 0 | 1 | 0 | 0 | 1
1320 | 0 | 0 | 0 | 1 | 0 | 0 | 1 | 0 | 0 | 1
1321 | 0 | 0 | 0 | 1 | 0 | 0 | 1 | 0 | 0 | 1
1322 | 0 | 0 | 0 | 1 | 0 | 0 | 1 | 0 | 0 | 1
1323 | 0 | 0 | 0 | 1 | 0 | 0 | 1 | 0 | 0 | 1
1324 | 0 | 0 | 0 | 1 | 0 | 0 | 1 | 0 | 0 | 1
1325 | 0 | 0 | 0 | 1 | 0 | 0 | 1 | 0 | 0 | 1
1326 | 0 | 0 | 0 | 1 | 0 | 1 | 1 | 0 | 0 | 1
1327 | 0 | 0 | 0 | 1 | 0 | 1 | 1 | 0 | 0 | 1
1328 | 0 | 0 | 0 | 1 | 0 | 1 | 1 | 0 | 0 | 1
1329 | 0 | 0 | 0 | 1 | 0 | 0 | 1 | 0 | 0 | 1
1330 | 0 | 0 | 0 | 1 | 0 | 0 | 1 | 0 | 0 | 1
1331 | 0 | 0 | 0 | 1 | 0 | 0 | 1 | 0 | 0 | 1
1332 | 0.17347 | 0 | 0 | 1 | 0 | 0 | 1 | 0.17347 | 0 | 1
1333 | 0.22466 | 0.0005531 | 0 | 1 | 0 | 0 | 1 | 0.22466 | 0.0005531 | 1
1334 | 0.17955 | 0.012776 | 0 | 1 | 0 | 0 | 1 | 0.17955 | 0.012776 | 1
1335 | 0.079429 | 0.027194 | 0 | 1 | 0 | 0 | 1 | 0.079429 | 0.027194 | 1
1336 | 0.0090796 | 0.0075713 | 0 | 1 | 0 | 1 | 1 | 0.0090796 | 0.0075713 | 1
1337 | 0 | 0.00094724 | 0 | 1 | 0 | 1 | 1 | 0 | 0.00094724 | 1
1338 | 0 | 0 | 0 | 1 | 0 | 1 | 1 | 0 | 0 | 1
1339 | 0 | 0 | 0 | 1 | 0 | 1 | 1 | 0 | 0 | 1
1340 | 0 | 0 | 0 | 1 | 0 | 0 | 1 | 0 | 0 | 1
1341 | 0 | 0 | 0 | 1 | 0 | 0 | 1 | 0 | 0 | 1
1342 | 0 | 0 | 0 | 1 | 0 | 0 | 1 | 0 | 0 | 1
1343 | 0 | 0 | 0 | 1 | 0 | 0 | 1 | 0 | 0 | 1
1344 | 0 | 0 | 0 | 1 | 0 | 0 | 1 | 0 | 0 | 1
1345 | 0 | 0 | 0 | 1 | 0 | 0 | 1 | 0 | 0 | 1
1346 | 0 | 0 | 0 | 1 | 0 | 0 | 1 | 0 | 0 | 1
1347 | 0 | 0 | 0 | 1 | 0 | 0 | 1 | 0 | 0 | 1
1348 | 0 | 0 | 0 | 1 | 0 | 0 | 1 | 0 | 0 | 1
1349 | 0 | 0 | 0 | 1 | 0 | 0 | 1 | 0 | 0 | 1
1350 | 0 | 0 | 0 | 1 | 0 | 1 | 1 | 0 | 0 | 1
1351 | 0 | 0 | 0 | 1 | 0 | 1 | 1 | 0 | 0 | 1
1352 | 0 | 0 | 0 | 1 | 0 | 1 | 1 | 0 | 0 | 1
1353 | 0 | 0 | 0 | 1 | 0 | 0 | 1 | 0 | 0 | 1
1354 | 0.013776 | 0 | 0 | 1 | 0 | 0 | 1 | 0.013776 | 0 | 1
1355 | 0.1129 | 0 | 0 | 1 | 0 | 0 | 1 | 0.1129 | 0 | 1
1356 | 0.27021 | 0.0013039 | 0 | 1 | 0 | 0 | 1 | 0.27021 | 0.0013039 | 1
1357 | 0.27102 | 0 | 0 | 1 | 0 | 0 | 1 | 0.27102 | 0 | 1
1358 | 0.16354 | 0.0014241 | 0 | 1 | 0 | 0 | 1 | 0.16354 | 0.0014241 | 1
1359 | 0.063146 | 0.015427 | 0 | 1 | 0 | 0 | 1 | 0.063146 | 0.015427 | 1
1360 | 0 | 0.011488 | 0 | 1 | 0 | 1 | 1 | 0 | 0.011488 | 1
1361 | 0 | 0 | 0 | 1 | 0 | 1 | 1 | 0 | 0 | 1
1362 | 0 | 0 | 0 | 1 | 0 | 1 | 1 | 0 | 0 | 1
1363 | 0 | 0 | 0 | 1 | 0 | 1 | 1 | 0 | 0 | 1
1364 | 0 | 0 | 0 | 1 | 0 | 0 | 1 | 0 | 0 | 1
1365 | 0 | 0 | 0 | 1 | 0 | 0 | 1 | 0 | 0 | 1
1366 | 0 | 0 | 0 | 1 | 0 | 0 | 1 | 0 | 0 | 1
1367 | 0 | 0 | 0 | 1 | 0 | 0 | 1 | 0 | 0 | 1
1368 | 0 | 0 | 0 | 1 | 0 | 0 | 1 | 0 | 0 | 1
1369 | 0 | 0 | 0 | 1 | 0 | 0 | 1 | 0 | 0 | 1
1370 | 0 | 0 | 0 | 1 | 0 | 0 | 1 | 0 | 0 | 1
1371 | 0 | 0 | 0 | 1 | 0 | 0 | 1 | 0 | 0 | 1
1372 | 0 | 0 | 0 | 1 | 0 | 0 | 1 | 0 | 0 | 1
1373 | 0 | 0 | 0 | 1 | 0 | 0 | 1 | 0 | 0 | 1
1374 | 0 | 0 | 0 | 1 | 0 | 1 | 1 | 0 | 0 | 1
1375 | 0 | 0 | 0 | 1 | 0 | 1 | 1 | 0 | 0 | 1
1376 | 0 | 0 | 0 | 1 | 0 | 1 | 1 | 0 | 0 | 1
1377 | 0 | 0 | 0 | 1 | 0 | 0 | 1 | 0 | 0 | 1
1378 | 0 | 0 | 0 | 1 | 0 | 0 | 1 | 0 | 0 | 1
1379 | 0.024885 | 0 | 0 | 1 | 0 | 0 | 1 | 0.024885 | 0 | 1
1380 | 0.10525 | 0 | 0 | 1 | 0 | 0 | 1 | 0.10525 | 0 | 1
1381 | 0.10443 | 0 | 0 | 1 | 0 | 0 | 1 | 0.10443 | 0 | 1
1382 | 0.042691 | 0 | 0 | 1 | 0 | 0 | 1 | 0.042691 | 0 | 1
1383 | 0.015383 | 0.0047952 | 0 | 1 | 0 | 0 | 1 | 0.015383 | 0.0047952 | 1
1384 | 0 | 0.0018526 | 0 | 1 | 0 | 1 | 1 | 0 | 0.0018526 | 1
1385 | 0 | 0 | 0 | 1 | 0 | 1 | 1 | 0 | 0 | 1
1386 | 0 | 0 | 0 | 1 | 0 | 1 | 1 | 0 | 0 | 1
1387 | 0 | 0 | 0 | 1 | 0 | 1 | 1 | 0 | 0 | 1
1388 | 0 | 0 | 0 | 1 | 0 | 0 | 1 | 0 | 0 | 1
1389 | 0 | 0 | 0 | 1 | 0 | 0 | 1 | 0 | 0 | 1
1390 | 0 | 0 | 0 | 1 | 0 | 0 | 1 | 0 | 0 | 1
1391 | 0 | 0 | 0 | 1 | 0 | 0 | 1 | 0 | 0 | 1
1392 | 0 | 0 | 0 | 1 | 0 | 0 | 1 | 0 | 0 | 1
1393 | 0 | 0 | 0 | 1 | 0 | 0 | 1 | 0 | 0 | 1
1394 | 0 | 0 | 0 | 1 | 0 | 0 | 1 | 0 | 0 | 1
1395 | 0 | 0 | 0 | 1 | 0 | 0 | 1 | 0 | 0 | 1
1396 | 0 | 0 | 0 | 1 | 0 | 0 | 1 | 0 | 0 | 1
1397 | 0 | 0 | 0 | 1 | 0 | 0 | 1 | 0 | 0 | 1
1398 | 0 | 0.01147 | 0 | 1 | 0 | 1 | 1 | 0 | 0.01147 | 1
1399 | 0 | 0.043405 | 0 | 1 | 0 | 1 | 1 | 0 | 0.043405 | 1
1400 | 0 | 0.034076 | 0 | 1 | 0 | 1 | 1 | 0 | 0.034076 | 1
1401 | 0 | 0.01292 | 0 | 1 | 0 | 0 | 1 | 0 | 0.01292 | 1
1402 | 0 | 0.033363 | 0 | 1 | 0 | 0 | 1 | 0 | 0.033363 | 1
1403 | 0 | 0.033667 | 0 | 1 | 0 | 0 | 1 | 0 | 0.033667 | 1
1404 | 0 | 0.043044 | 0 | 1 | 0 | 0 | 1 | 0 | 0.043044 | 1
1405 | 0 | 0.045433 | 0 | 1 | 0 | 0 | 1 | 0 | 0.045433 | 1
1406 | 0 | 0.044784 | 0 | 1 | 0 | 0 | 1 | 0 | 0.044784 | 1
1407 | 0 | 0.040306 | 0 | 1 | 0 | 0 | 1 | 0 | 0.040306 | 1
1408 | 0 | 0.027742 | 0 | 1 | 0 | 1 | 1 | 0 | 0.027742 | 1
1409 | 0 | 0.012816 | 0 | 1 | 0 | 1 | 1 | 0 | 0.012816 | 1
1410 | 0 | 0 | 0 | 1 | 0 | 1 | 1 | 0 | 0 | 1
1411 | 0 | 0 | 0 | 1 | 0 | 1 | 1 | 0 | 0 | 1
1412 | 0 | 0 | 0 | 1 | 0 | 0 | 1 | 0 | 0 | 1
1413 | 0 | 0 | 0 | 1 | 0 | 0 | 1 | 0 | 0 | 1
1414 | 0 | 0 | 0 | 1 | 0 | 0 | 1 | 0 | 0 | 1
1415 | 0 | 0 | 0 | 1 | 0 | 0 | 1 | 0 | 0 | 1
1416 | 0 | 0 | 0 | 1 | 0 | 0 | 1 | 0 | 0 | 1
1417 | 0 | 0 | 0 | 1 | 0 | 0 | 1 | 0 | 0 | 1
1418 | 0 | 0 | 0 | 1 | 0 | 0 | 1 | 0 | 0 | 1
1419 | 0 | 0 | 0 | 1 | 0 | 0 | 1 | 0 | 0 | 1
1420 | 0 | 0 | 0 | 1 | 0 | 0 | 1 | 0 | 0 | 1
1421 | 0 | 0 | 0 | 1 | 0 | 0 | 1 | 0 | 0 | 1
1422 | 0 | 0 | 0 | 1 | 0 | 1 | 1 | 0 | 0 | 1
1423 | 0 | 0.022127 | 0 | 1 | 0 | 1 | 1 | 0 | 0.022127 | 1
1424 | 0 | 0.032467 | 0 | 1 | 0 | 1 | 1 | 0 | 0.032467 | 1
1425 | 0 | 0.019043 | 0 | 1 | 0 | 0 | 1 | 0 | 0.019043 | 1
1426 | 0 | 0.014721 | 0 | 1 | 0 | 0 | 1 | 0 | 0.014721 | 1
1427 | 0 | 0.01029 | 0 | 1 | 0 | 0 | 1 | 0 | 0.01029 | 1
1428 | 0 | 0.023955 | 0 | 1 | 0 | 0 | 1 | 0 | 0.023955 | 1
1429 | 0 | 0.034367 | 0 | 1 | 0 | 0 | 1 | 0 | 0.034367 | 1
1430 | 0 | 0.022787 | 0 | 1 | 0 | 0 | 1 | 0 | 0.022787 | 1
1431 | 0 | 0.014545 | 0 | 1 | 0 | 0 | 1 | 0 | 0.014545 | 1
1432 | 0 | 0.012211 | 0 | 1 | 0 | 1 | 1 | 0 | 0.012211 | 1
1433 | 0 | 0.0098628 | 0 | 1 | 0 | 1 | 1 | 0 | 0.0098628 | 1
1434 | 0 | 0 | 0 | 1 | 0 | 1 | 1 | 0 | 0 | 1
1435 | 0 | 0 | 0 | 1 | 0 | 1 | 1 | 0 | 0 | 1
1436 | 0 | 0.0055348 | 0 | 1 | 0 | 0 | 1 | 0 | 0.0055348 | 1
1437 | 0 | 0.0045349 | 0 | 1 | 0 | 0 | 1 | 0 | 0.0045349 | 1
1438 | 0 | 0 | 0 | 1 | 0 | 0 | 1 | 0 | 0 | 1
1439 | 0 | 0 | 0 | 1 | 0 | 0 | 1 | 0 | 0 | 1
1440 | 0 | 0 | 0 | 1 | 0 | 0 | 1 | 0 | 0 | 1
1441 | 0 | 0 | 0 | 1 | 0 | 0 | 1 | 0 | 0 | 1
1442 | 0 | 0 | 0 | 1 | 0 | 0 | 1 | 0 | 0 | 1
1443 | 0 | 0 | 0 | 1 | 0 | 0 | 1 | 0 | 0 | 1
1444 | 0 | 0 | 0 | 1 | 0 | 0 | 1 | 0 | 0 | 1
1445 | 0 | 0 | 0 | 1 | 0 | 0 | 1 | 0 | 0 | 1
1446 | 0 | 0 | 0 | 1 | 0 | 1 | 1 | 0 | 0 | 1
1447 | 0 | 0.035778 | 0 | 1 | 0 | 1 | 1 | 0 | 0.035778 | 1
1448 | 0 | 0.047774 | 0 | 1 | 0 | 1 | 1 | 0 | 0.047774 | 1
1449 | 0 | 0.028098 | 0 | 1 | 0 | 0 | 1 | 0 | 0.028098 | 1
1450 | 0 | 0.027242 | 0 | 1 | 0 | 0 | 1 | 0 | 0.027242 | 1
1451 | 0 | 0.030329 | 0 | 1 | 0 | 0 | 1 | 0 | 0.030329 | 1
1452 | 0 | 0.05208 | 0 | 1 | 0 | 0 | 1 | 0 | 0.05208 | 1
1453 | 0 | 0.051661 | 0 | 1 | 0 | 0 | 1 | 0 | 0.051661 | 1
1454 | 0 | 0.046685 | 0 | 1 | 0 | 0 | 1 | 0 | 0.046685 | 1
1455 | 0 | 0.03614 | 0 | 1 | 0 | 0 | 1 | 0 | 0.03614 | 1
1456 | 0 | 0.034702 | 0 | 1 | 0 | 1 | 1 | 0 | 0.034702 | 1
1457 | 0 | 0.013712 | 0 | 1 | 0 | 1 | 1 | 0 | 0.013712 | 1
1458 | 0 | 0 | 0 | 1 | 0 | 1 | 1 | 0 | 0 | 1
1459 | 0 | 0 | 0 | 1 | 0 | 1 | 1 | 0 | 0 | 1
1460 | 0 | 0 | 0 | 1 | 0 | 0 | 1 | 0 | 0 | 1
1461 | 0 | 0 | 0 | 1 | 0 | 0 | 1 | 0 | 0 | 1
1462 | 0 | 0 | 0 | 1 | 0 | 0 | 1 | 0 | 0 | 1
1463 | 0 | 0 | 0 | 1 | 0 | 0 | 1 | 0 | 0 | 1
1464 | 0 | 0 | 0 | 1 | 0 | 0 | 1 | 0 | 0 | 1
1465 | 0 | 0 | 0 | 1 | 0 | 0 | 1 | 0 | 0 | 1
1466 | 0 | 0 | 0 | 1 | 0 | 0 | 1 | 0 | 0 | 1
1467 | 0 | 0 | 0 | 1 | 0 | 0 | 1 | 0 | 0 | 1
1468 | 0 | 0 | 0 | 1 | 0 | 0 | 1 | 0 | 0 | 1
1469 | 0 | 0 | 0 | 1 | 0 | 0 | 1 | 0 | 0 | 1
1470 | 0 | 0 | 0 | 1 | 0 | 1 | 1 | 0 | 0 | 1
1471 | 0 | 0.0086249 | 0 | 1 | 0 | 1 | 1 | 0 | 0.0086249 | 1
1472 | 0 | 0.021542 | 0 | 1 | 0 | 1 | 1 | 0 | 0.021542 | 1
1473 | 0 | 0.020074 | 0 | 1 | 0 | 0 | 1 | 0 | 0.020074 | 1
1474 | 0 | 0.0076289 | 0 | 1 | 0 | 0 | 1 | 0 | 0.0076289 | 1
1475 | 0.013665 | 0.029103 | 0 | 1 | 0 | 0 | 1 | 0.013665 | 0.029103 | 1
1476 | 0.05578 | 0.042033 | 0 | 1 | 0 | 0 | 1 | 0.05578 | 0.042033 | 1
1477 | 0.11615 | 0.040915 | 0 | 1 | 0 | 0 | 1 | 0.11615 | 0.040915 | 1
1478 | 0.037065 | 0.045493 | 0 | 1 | 0 | 0 | 1 | 0.037065 | 0.045493 | 1
1479 | 0.059843 | 0.028656 | 0 | 1 | 0 | 0 | 1 | 0.059843 | 0.028656 | 1
1480 | 0 | 0.012853 | 0 | 1 | 0 | 1 | 1 | 0 | 0.012853 | 1
1481 | 0 | 0 | 0 | 1 | 0 | 1 | 1 | 0 | 0 | 1
1482 | 0 | 0 | 0 | 1 | 0 | 1 | 1 | 0 | 0 | 1
1483 | 0 | 0 | 0 | 1 | 0 | 1 | 1 | 0 | 0 | 1
1484 | 0 | 0 | 0 | 1 | 0 | 0 | 1 | 0 | 0 | 1
1485 | 0 | 0 | 0 | 1 | 0 | 0 | 1 | 0 | 0 | 1
1486 | 0 | 0 | 0 | 1 | 0 | 0 | 1 | 0 | 0 | 1
1487 | 0 | 0 | 0 | 1 | 0 | 0 | 1 | 0 | 0 | 1
1488 | 0 | 0 | 0 | 1 | 0 | 0 | 1 | 0 | 0 | 1
1489 | 0 | 0 | 0 | 1 | 0 | 0 | 1 | 0 | 0 | 1
1490 | 0 | 0 | 0 | 1 | 0 | 0 | 1 | 0 | 0 | 1
1491 | 0 | 0 | 0 | 1 | 0 | 0 | 1 | 0 | 0 | 1
1492 | 0 | 0 | 0 | 1 | 0 | 0 | 1 | 0 | 0 | 1
1493 | 0 | 0 | 0 | 1 | 0 | 0 | 1 | 0 | 0 | 1
1494 | 0 | 0 | 0 | 1 | 0 | 1 | 1 | 0 | 0 | 1
1495 | 0 | 0 | 0 | 1 | 0 | 1 | 1 | 0 | 0 | 1
1496 | 0 | 0.0019363 | 0 | 1 | 0 | 1 | 1 | 0 | 0.0019363 | 1
1497 | 0 | 0.0079707 | 0 | 1 | 0 | 0 | 1 | 0 | 0.0079707 | 1
1498 | 0 | 0.0056394 | 0 | 1 | 0 | 0 | 1 | 0 | 0.0056394 | 1
1499 | 0.11223 | 0.02003 | 0 | 1 | 0 | 0 | 1 | 0.11223 | 0.02003 | 1
1500 | 0.21559 | 0.030683 | 0 | 1 | 0 | 0 | 1 | 0.21559 | 0.030683 | 1
1501 | 0.31814 | 0.034294 | 0 | 1 | 0 | 0 | 1 | 0.31814 | 0.034294 | 1
1502 | 0.26001 | 0.044059 | 0 | 1 | 0 | 0 | 1 | 0.26001 | 0.044059 | 1
1503 | 0.15188 | 0.025115 | 0 | 1 | 0 | 0 | 1 | 0.15188 | 0.025115 | 1
1504 | 0.028207 | 0 | 0 | 1 | 0 | 1 | 1 | 0.028207 | 0 | 1
1505 | 0 | 0 | 0 | 1 | 0 | 1 | 1 | 0 | 0 | 1
1506 | 0 | 0 | 0 | 1 | 0 | 1 | 1 | 0 | 0 | 1
1507 | 0 | 0 | 0 | 1 | 0 | 1 | 1 | 0 | 0 | 1
1508 | 0 | 0 | 0 | 1 | 0 | 0 | 1 | 0 | 0 | 1
1509 | 0 | 0 | 0 | 1 | 0 | 0 | 1 | 0 | 0 | 1
1510 | 0 | 0 | 0 | 1 | 0 | 0 | 1 | 0 | 0 | 1
1511 | 0 | 0 | 0 | 1 | 0 | 0 | 1 | 0 | 0 | 1
1512 | 0 | 0 | 0 | 1 | 0 | 0 | 1 | 0 | 0 | 1
1513 | 0 | 0 | 0 | 1 | 0 | 0 | 1 | 0 | 0 | 1
1514 | 0 | 0 | 0 | 1 | 0 | 0 | 1 | 0 | 0 | 1
1515 | 0 | 0 | 0 | 1 | 0 | 0 | 1 | 0 | 0 | 1
1516 | 0 | 0 | 0 | 1 | 0 | 0 | 1 | 0 | 0 | 1
1517 | 0 | 0 | 0 | 1 | 0 | 0 | 1 | 0 | 0 | 1
1518 | 0 | 0 | 0 | 1 | 0 | 1 | 1 | 0 | 0 | 1
1519 | 0 | 0 | 0 | 1 | 0 | 1 | 1 | 0 | 0 | 1
1520 | 0 | 0 | 0 | 1 | 0 | 1 | 1 | 0 | 0 | 1
1521 | 0 | 0 | 0 | 1 | 0 | 0 | 1 | 0 | 0 | 1
1522 | 0.081527 | 0 | 0 | 1 | 0 | 0 | 1 | 0.081527 | 0 | 1
1523 | 0.22997 | 0 | 0 | 1 | 0 | 0 | 1 | 0.22997 | 0 | 1
1524 | 0.33992 | 0.010629 | 0 | 1 | 0 | 0 | 1 | 0.33992 | 0.010629 | 1
1525 | 0.43817 | 0.021809 | 0 | 1 | 0 | 0 | 1 | 0.43817 | 0.021809 | 1
1526 | 0.41013 | 0.019322 | 0 | 1 | 0 | 0 | 1 | 0.41013 | 0.019322 | 1
1527 | 0.33516 | 0.0077514 | 0 | 1 | 0 | 0 | 1 | 0.33516 | 0.0077514 | 1
1528 | 0.20046 | 0 | 0 | 1 | 0 | 1 | 1 | 0.20046 | 0 | 1
1529 | 0.044844 | 0 | 0 | 1 | 0 | 1 | 1 | 0.044844 | 0 | 1
1530 | 0 | 0 | 0 | 1 | 0 | 1 | 1 | 0 | 0 | 1
1531 | 0 | 0 | 0 | 1 | 0 | 1 | 1 | 0 | 0 | 1
1532 | 0 | 0 | 0 | 1 | 0 | 0 | 1 | 0 | 0 | 1
1533 | 0 | 0 | 0 | 1 | 0 | 0 | 1 | 0 | 0 | 1
1534 | 0 | 0 | 0 | 1 | 0 | 0 | 1 | 0 | 0 | 1
1535 | 0 | 0 | 0 | 1 | 0 | 0 | 1 | 0 | 0 | 1
1536 | 0 | 0 | 0 | 1 | 0 | 0 | 1 | 0 | 0 | 1
1537 | 0 | 0 | 0 | 0.87403 | 0 | 0 | 1 | 0 | 0 | 1
1538 | 0 | 0 | 0 | 0.87403 | 0 | 0 | 1 | 0 | 0 | 1
1539 | 0 | 0 | 0 | 0.87403 | 0 | 0 | 1 | 0 | 0 | 1
1540 | 0 | 0 | 0 | 0.87403 | 0 | 0 | 1 | 0 | 0 | 1
1541 | 0 | 0 | 0 | 0.87403 | 0 | 0 | 1 | 0 | 0 | 1
1542 | 0 | 0 | 0.00040528 | 0.87403 | 0 | 1 | 1 | 0 | 0 | 1
1543 | 0 | 0 | 0 | 0.87403 | 0 | 1 | 1 | 0 | 0 | 1
1544 | 0 | 0 | 0 | 0.87403 | 0 | 1 | 1 | 0 | 0 | 1
1545 | 0.044096 | 0 | 0 | 0.87403 | 0 | 0 | 1 | 0.044096 | 0 | 1
1546 | 0.20593 | 0 | 0 | 0.87403 | 0 | 0 | 1 | 0.20593 | 0 | 1
1547 | 0.34813 | 0 | 0 | 0.87403 | 0 | 0 | 1 | 0.34813 | 0 | 1
1548 | 0.55615 | 0 | 0 | 0.87403 | 0 | 0 | 1 | 0.55615 | 0 | 1
1549 | 0.58879 | 0.0093686 | 0 | 0.87403 | 0 | 0 | 1 | 0.58879 | 0.0093686 | 1
1550 | 0.48472 | 0.018795 | 0 | 0.87403 | 0 | 0 | 1 | 0.48472 | 0.018795 | 1
1551 | 0.40779 | 0.0098415 | 0 | 0.87403 | 0 | 0 | 1 | 0.40779 | 0.0098415 | 1
1552 | 0.27964 | 0 | 0 | 0.87403 | 0 | 1 | 1 | 0.27964 | 0 | 1
1553 | 0.080258 | 0 | 0.0042921 | 0.87403 | 0 | 1 | 1 | 0.080258 | 0 | 1
1554 | 0 | 0 | 0 | 0.87403 | 0 | 1 | 1 | 0 | 0 | 1
1555 | 0 | 0 | 0.0033484 | 0.87403 | 0 | 1 | 1 | 0 | 0 | 1
1556 | 0 | 0 | 0.0093989 | 0.87403 | 0 | 0 | 1 | 0 | 0 | 1
1557 | 0 | 0 | 0.032492 | 0.87403 | 0 | 0 | 1 | 0 | 0 | 1
1558 | 0 | 0 | 0.026725 | 0.87403 | 0 | 0 | 1 | 0 | 0 | 1
1559 | 0 | 0 | 0.023694 | 0.87403 | 0 | 0 | 1 | 0 | 0 | 1
1560 | 0 | 0 | 0.01563 | 0.87403 | 0 | 0 | 1 | 0 | 0 | 1
1561 | 0 | 0 | 0.0053005 | 0.87403 | 0 | 0 | 1 | 0 | 0 | 1
1562 | 0 | 0 | 0 | 0.87403 | 0 | 0 | 1 | 0 | 0 | 1
1563 | 0 | 0 | 0 | 0.87403 | 0 | 0 | 1 | 0 | 0 | 1
1564 | 0 | 0 | 0 | 0.87403 | 0 | 0 | 1 | 0 | 0 | 1
1565 | 0 | 0 | 0 | 0.87403 | 0 | 0 | 1 | 0 | 0 | 1
1566 | 0 | 0 | 0 | 0.87403 | 0 | 1 | 1 | 0 | 0 | 1
1567 | 0 | 0 | 0 | 0.87403 | 0 | 1 | 1 | 0 | 0 | 1
1568 | 0 | 0 | 0 | 0.87403 | 0 | 1 | 1 | 0 | 0 | 1
1569 | 0.048018 | 0 | 0 | 0.87403 | 0 | 0 | 1 | 0.048018 | 0 | 1
1570 | 0.1749 | 0 | 0 | 0.87403 | 0 | 0 | 1 | 0.1749 | 0 | 1
1571 | 0.31726 | 0 | 0.0047123 | 0.87403 | 0 | 0 | 1 | 0.31726 | 0 | 1
1572 | 0.55776 | 0.0098762 | 0.010101 | 0.87403 | 0 | 0 | 1 | 0.55776 | 0.0098762 | 1
1573 | 0.47222 | 0.02416 | 0.010229 | 0.87403 | 0 | 0 | 1 | 0.47222 | 0.02416 | 1
1574 | 0.39054 | 0.030129 | 0.0074894 | 0.87403 | 0 | 0 | 1 | 0.39054 | 0.030129 | 1
1575 | 0.25124 | 0.033258 | 0.0057926 | 0.87403 | 0 | 0 | 1 | 0.25124 | 0.033258 | 1
1576 | 0.13833 | 0.022975 | 0.0044478 | 0.87403 | 0 | 1 | 1 | 0.13833 | 0.022975 | 1
1577 | 0.013546 | 0 | 0.0047144 | 0.87403 | 0 | 1 | 1 | 0.013546 | 0 | 1
1578 | 0 | 0 | 0.0032397 | 0.87403 | 0 | 1 | 1 | 0 | 0 | 1
1579 | 0 | 0 | 0.0013688 | 0.87403 | 0 | 1 | 1 | 0 | 0 | 1
1580 | 0 | 0 | 0 | 0.87403 | 0 | 0 | 1 | 0 | 0 | 1
1581 | 0 | 0 | 0 | 0.87403 | 0 | 0 | 1 | 0 | 0 | 1
1582 | 0 | 0 | 0 | 0.87403 | 0 | 0 | 1 | 0 | 0 | 1
1583 | 0 | 0 | 0 | 0.87403 | 0 | 0 | 1 | 0 | 0 | 1
1584 | 0 | 0 | 0 | 0.87403 | 0 | 0 | 1 | 0 | 0 | 1
1585 | 0 | 0 | 0 | 0.87403 | 0 | 0 | 1 | 0 | 0 | 1
1586 | 0 | 0 | 0 | 0.87403 | 0 | 0 | 1 | 0 | 0 | 1
1587 | 0 | 0 | 0 | 0.87403 | 0 | 0 | 1 | 0 | 0 | 1
1588 | 0 | 0 | 0 | 0.87403 | 0 | 0 | 1 | 0 | 0 | 1
1589 | 0 | 0 | 0 | 0.87403 | 0 | 0 | 1 | 0 | 0 | 1
1590 | 0 | 0 | 0 | 0.87403 | 0 | 1 | 1 | 0 | 0 | 1
1591 | 0 | 0 | 0 | 0.87403 | 0 | 1 | 1 | 0 | 0 | 1
1592 | 0 | 0 | 0 | 0.87403 | 0 | 1 | 1 | 0 | 0 | 1
1593 | 0.045697 | 0 | 0 | 0.87403 | 0 | 0 | 1 | 0.045697 | 0 | 1
1594 | 0.20296 | 0 | 0 | 0.87403 | 0 | 0 | 1 | 0.20296 | 0 | 1
1595 | 0.31769 | 0 | 0 | 0.87403 | 0 | 0 | 1 | 0.31769 | 0 | 1
1596 | 0.50222 | 0.020089 | 0 | 0.87403 | 0 | 0 | 1 | 0.50222 | 0.020089 | 1
1597 | 0.38129 | 0.036586 | 0 | 0.87403 | 0 | 0 | 1 | 0.38129 | 0.036586 | 1
1598 | 0.37047 | 0.050744 | 0 | 0.87403 | 0 | 0 | 1 | 0.37047 | 0.050744 | 1
1599 | 0.21132 | 0.05981 | 0 | 0.87403 | 0 | 0 | 1 | 0.21132 | 0.05981 | 1
1600 | 0.090211 | 0.043985 | 0 | 0.87403 | 0 | 1 | 1 | 0.090211 | 0.043985 | 1
1601 | 0 | 0.014817 | 0 | 0.87403 | 0 | 1 | 1 | 0 | 0.014817 | 1
1602 | 0 | 0 | 0 | 0.87403 | 0 | 1 | 1 | 0 | 0 | 1
1603 | 0 | 0 | 0 | 0.87403 | 0 | 1 | 1 | 0 | 0 | 1
1604 | 0 | 0 | 0 | 0.87403 | 0 | 0 | 1 | 0 | 0 | 1
1605 | 0 | 0 | 0 | 0.87403 | 0 | 0 | 1 | 0 | 0 | 1
1606 | 0 | 0 | 0 | 0.87403 | 0 | 0 | 1 | 0 | 0 | 1
1607 | 0 | 0 | 0 | 0.87403 | 0 | 0 | 1 | 0 | 0 | 1
1608 | 0 | 0 | 0 | 0.87403 | 0 | 0 | 1 | 0 | 0 | 1
1609 | 0 | 0 | 0 | 0.87403 | 0 | 0 | 1 | 0 | 0 | 1
1610 | 0 | 0 | 0 | 0.87403 | 0 | 0 | 1 | 0 | 0 | 1
1611 | 0 | 0 | 0 | 0.87403 | 0 | 0 | 1 | 0 | 0 | 1
1612 | 0 | 0 | 0 | 0.87403 | 0 | 0 | 1 | 0 | 0 | 1
1613 | 0 | 0 | 0 | 0.87403 | 0 | 0 | 1 | 0 | 0 | 1
1614 | 0 | 0 | 0 | 0.87403 | 0 | 1 | 1 | 0 | 0 | 1
1615 | 0 | 0 | 0 | 0.87403 | 0 | 1 | 1 | 0 | 0 | 1
1616 | 0 | 0 | 0 | 0.87403 | 0 | 1 | 1 | 0 | 0 | 1
1617 | 0 | 0 | 0 | 0.87403 | 0 | 0 | 1 | 0 | 0 | 1
1618 | 0.04014 | 0 | 0 | 0.87403 | 0 | 0 | 1 | 0.04014 | 0 | 1
1619 | 0.25387 | 0 | 0 | 0.87403 | 0 | 0 | 1 | 0.25387 | 0 | 1
1620 | 0.40331 | 0.0056657 | 0 | 0.87403 | 0 | 0 | 1 | 0.40331 | 0.0056657 | 1
1621 | 0.1688 | 0.016908 | 0 | 0.87403 | 0 | 0 | 1 | 0.1688 | 0.016908 | 1
1622 | 0.10368 | 0.031187 | 0 | 0.87403 | 0 | 0 | 1 | 0.10368 | 0.031187 | 1
1623 | 0.091433 | 0.050655 | 0 | 0.87403 | 0 | 0 | 1 | 0.091433 | 0.050655 | 1
1624 | 0.059172 | 0.04202 | 0 | 0.87403 | 0 | 1 | 1 | 0.059172 | 0.04202 | 1
1625 | 0.0020652 | 0.020605 | 0 | 0.87403 | 0 | 1 | 1 | 0.0020652 | 0.020605 | 1
1626 | 0 | 0 | 0 | 0.87403 | 0 | 1 | 1 | 0 | 0 | 1
1627 | 0 | 0.013966 | 0 | 0.87403 | 0 | 1 | 1 | 0 | 0.013966 | 1
1628 | 0 | 0 | 0 | 0.87403 | 0 | 0 | 1 | 0 | 0 | 1
1629 | 0 | 0 | 0 | 0.87403 | 0 | 0 | 1 | 0 | 0 | 1
1630 | 0 | 0 | 0 | 0.87403 | 0 | 0 | 1 | 0 | 0 | 1
1631 | 0 | 0 | 0 | 0.87403 | 0 | 0 | 1 | 0 | 0 | 1
1632 | 0 | 0 | 0 | 0.87403 | 0 | 0 | 1 | 0 | 0 | 1
1633 | 0 | 0 | 0 | 0.87403 | 0 | 0 | 1 | 0 | 0 | 1
1634 | 0 | 0 | 0 | 0.87403 | 0 | 0 | 1 | 0 | 0 | 1
1635 | 0 | 0 | 0 | 0.87403 | 0 | 0 | 1 | 0 | 0 | 1
1636 | 0 | 0 | 0 | 0.87403 | 0 | 0 | 1 | 0 | 0 | 1
1637 | 0 | 0 | 0 | 0.87403 | 0 | 0 | 1 | 0 | 0 | 1
1638 | 0 | 0 | 0 | 0.87403 | 0 | 1 | 1 | 0 | 0 | 1
1639 | 0 | 0 | 0 | 0.87403 | 0 | 1 | 1 | 0 | 0 | 1
1640 | 0 | 0 | 0 | 0.87403 | 0 | 1 | 1 | 0 | 0 | 1
1641 | 0 | 0 | 0 | 0.87403 | 0 | 0 | 1 | 0 | 0 | 1
1642 | 0 | 0 | 0 | 0.87403 | 0 | 0 | 1 | 0 | 0 | 1
1643 | 0.11881 | 0 | 0 | 0.87403 | 0 | 0 | 1 | 0.11881 | 0 | 1
1644 | 0.21217 | 0 | 0 | 0.87403 | 0 | 0 | 1 | 0.21217 | 0 | 1
1645 | 0.056513 | 0 | 0 | 0.87403 | 0 | 0 | 1 | 0.056513 | 0 | 1
1646 | 0.031135 | 0 | 0 | 0.87403 | 0 | 0 | 1 | 0.031135 | 0 | 1
1647 | 0.051036 | 0.010171 | 0 | 0.87403 | 0 | 0 | 1 | 0.051036 | 0.010171 | 1
1648 | 0.056429 | 0 | 0.0036401 | 0.87403 | 0 | 1 | 1 | 0.056429 | 0 | 1
1649 | 0 | 0 | 0.024535 | 0.87403 | 0 | 1 | 1 | 0 | 0 | 1
1650 | 0 | 0 | 0.030386 | 0.87403 | 0 | 1 | 1 | 0 | 0 | 1
1651 | 0 | 0 | 0.027191 | 0.87403 | 0 | 1 | 1 | 0 | 0 | 1
1652 | 0 | 0 | 0.014522 | 0.87403 | 0 | 0 | 1 | 0 | 0 | 1
1653 | 0 | 0 | 0.0086182 | 0.87403 | 0 | 0 | 1 | 0 | 0 | 1
1654 | 0 | 0 | 0.0039624 | 0.87403 | 0 | 0 | 1 | 0 | 0 | 1
1655 | 0 | 0 | 0.0018787 | 0.87403 | 0 | 0 | 1 | 0 | 0 | 1
1656 | 0 | 0 | 0 | 0.87403 | 0 | 0 | 1 | 0 | 0 | 1
1657 | 0 | 0 | 0 | 0.87403 | 0 | 0 | 1 | 0 | 0 | 1
1658 | 0 | 0 | 0 | 0.87403 | 0 | 0 | 1 | 0 | 0 | 1
1659 | 0 | 0 | 0 | 0.87403 | 0 | 0 | 1 | 0 | 0 | 1
1660 | 0 | 0 | 0 | 0.87403 | 0 | 0 | 1 | 0 | 0 | 1
1661 | 0 | 0 | 0 | 0.87403 | 0 | 0 | 1 | 0 | 0 | 1
1662 | 0 | 0 | 0 | 0.87403 | 0 | 1 | 1 | 0 | 0 | 1
1663 | 0 | 0 | 0 | 0.87403 | 0 | 1 | 1 | 0 | 0 | 1
1664 | 0 | 0 | 0 | 0.87403 | 0 | 1 | 1 | 0 | 0 | 1
1665 | 0 | 0 | 0 | 0.87403 | 0 | 0 | 1 | 0 | 0 | 1
1666 | 0 | 0 | 0 | 0.87403 | 0 | 0 | 1 | 0 | 0 | 1
1667 | 0.12988 | 0 | 0 | 0.87403 | 0 | 0 | 1 | 0.12988 | 0 | 1
1668 | 0.1638 | 0 | 0 | 0.87403 | 0 | 0 | 1 | 0.1638 | 0 | 1
1669 | 0.080886 | 0 | 0 | 0.87403 | 0 | 0 | 1 | 0.080886 | 0 | 1
1670 | 0.052996 | 0 | 0 | 0.87403 | 0 | 0 | 1 | 0.052996 | 0 | 1
1671 | 0.075744 | 0 | 0 | 0.87403 | 0 | 0 | 1 | 0.075744 | 0 | 1
1672 | 0.081157 | 0 | 0 | 0.87403 | 0 | 1 | 1 | 0.081157 | 0 | 1
1673 | 0 | 0 | 0 | 0.87403 | 0 | 1 | 1 | 0 | 0 | 1
1674 | 0 | 0 | 0 | 0.87403 | 0 | 1 | 1 | 0 | 0 | 1
1675 | 0 | 0 | 0 | 0.87403 | 0 | 1 | 1 | 0 | 0 | 1
1676 | 0 | 0 | 0 | 0.87403 | 0 | 0 | 1 | 0 | 0 | 1
1677 | 0 | 0 | 0 | 0.87403 | 0 | 0 | 1 | 0 | 0 | 1
1678 | 0 | 0 | 0 | 0.87403 | 0 | 0 | 1 | 0 | 0 | 1
1679 | 0 | 0 | 0 | 0.87403 | 0 | 0 | 1 | 0 | 0 | 1
1680 | 0 | 0 | 0.0025443 | 0.87403 | 0 | 0 | 1 | 0 | 0 | 1
1681 | 0 | 0 | 0.018292 | 0.87403 | 0 | 0 | 1 | 0 | 0 | 1
1682 | 0 | 0 | 0 | 0.87403 | 0 | 0 | 1 | 0 | 0 | 1
1683 | 0 | 0 | 0 | 0.87403 | 0 | 0 | 1 | 0 | 0 | 1
1684 | 0 | 0 | 0 | 0.87403 | 0 | 0 | 1 | 0 | 0 | 1
1685 | 0 | 0 | 0.015575 | 0.87403 | 0 | 0 | 1 | 0 | 0 | 1
1686 | 0 | 0 | 0.019657 | 0.87403 | 0 | 1 | 1 | 0 | 0 | 1
1687 | 0 | 0 | 0.019135 | 0.87403 | 0 | 1 | 1 | 0 | 0 | 1
1688 | 0 | 0 | 0.018792 | 0.87403 | 0 | 1 | 1 | 0 | 0 | 1
1689 | 0 | 0 | 0.017582 | 0.87403 | 0 | 0 | 1 | 0 | 0 | 1
1690 | 0 | 0 | 0.016602 | 0.87403 | 0 | 0 | 1 | 0 | 0 | 1
1691 | 0.10526 | 0 | 0.0060369 | 0.87403 | 0 | 0 | 1 | 0.10526 | 0 | 1
1692 | 0.12155 | 0 | 0 | 0.87403 | 0 | 0 | 1 | 0.12155 | 0 | 1
1693 | 0.13821 | 0.0017053 | 0 | 0.87403 | 0 | 0 | 1 | 0.13821 | 0.0017053 | 1
1694 | 0.13682 | 0.020007 | 0.0017841 | 0.87403 | 0 | 0 | 1 | 0.13682 | 0.020007 | 1
1695 | 0.11313 | 0.014705 | 0 | 0.87403 | 0 | 0 | 1 | 0.11313 | 0.014705 | 1
1696 | 0.014514 | 0.016023 | 0 | 0.87403 | 0 | 1 | 1 | 0.014514 | 0.016023 | 1
1697 | 0 | 0.020488 | 0 | 0.87403 | 0 | 1 | 1 | 0 | 0.020488 | 1
1698 | 0 | 0.012908 | 0 | 0.87403 | 0 | 1 | 1 | 0 | 0.012908 | 1
1699 | 0 | 0 | 0 | 0.87403 | 0 | 1 | 1 | 0 | 0 | 1
1700 | 0 | 0.0042257 | 0 | 0.87403 | 0 | 0 | 1 | 0 | 0.0042257 | 1
1701 | 0 | 0.0032199 | 0 | 0.87403 | 0 | 0 | 1 | 0 | 0.0032199 | 1
1702 | 0 | 0.0022782 | 0 | 0.87403 | 0 | 0 | 1 | 0 | 0.0022782 | 1
1703 | 0 | 0 | 0 | 0.87403 | 0 | 0 | 1 | 0 | 0 | 1
1704 | 0 | 0 | 0 | 0.87403 | 0 | 0 | 1 | 0 | 0 | 1
1705 | 0 | 0 | 0 | 0.87403 | 0 | 0 | 1 | 0 | 0 | 1
1706 | 0 | 0 | 0 | 0.87403 | 0 | 0 | 1 | 0 | 0 | 1
1707 | 0 | 0 | 0 | 0.87403 | 0 | 0 | 1 | 0 | 0 | 1
1708 | 0 | 0 | 0 | 0.87403 | 0 | 0 | 1 | 0 | 0 | 1
1709 | 0 | 0 | 0 | 0.87403 | 0 | 0 | 1 | 0 | 0 | 1
1710 | 0 | 0 | 0 | 0.87403 | 0 | 1 | 1 | 0 | 0 | 1
1711 | 0 | 0 | 0 | 0.87403 | 0 | 1 | 1 | 0 | 0 | 1
1712 | 0 | 0 | 0 | 0.87403 | 0 | 1 | 1 | 0 | 0 | 1
1713 | 0 | 0 | 0 | 0.87403 | 0 | 0 | 1 | 0 | 0 | 1
1714 | 0.019538 | 0 | 0 | 0.87403 | 0 | 0 | 1 | 0.019538 | 0 | 1
1715 | 0.19385 | 0.0026441 | 0 | 0.87403 | 0 | 0 | 1 | 0.19385 | 0.0026441 | 1
1716 | 0.18604 | 0.018182 | 0 | 0.87403 | 0 | 0 | 1 | 0.18604 | 0.018182 | 1
1717 | 0.18404 | 0.020583 | 0 | 0.87403 | 0 | 0 | 1 | 0.18404 | 0.020583 | 1
1718 | 0.11539 | 0.025791 | 0 | 0.87403 | 0 | 0 | 1 | 0.11539 | 0.025791 | 1
1719 | 0.11605 | 0.014575 | 0 | 0.87403 | 0 | 0 | 1 | 0.11605 | 0.014575 | 1
1720 | 0 | 0.0059681 | 0 | 0.87403 | 0 | 1 | 1 | 0 | 0.0059681 | 1
1721 | 0 | 0 | 0 | 0.87403 | 0 | 1 | 1 | 0 | 0 | 1
1722 | 0 | 0 | 0 | 0.87403 | 0 | 1 | 1 | 0 | 0 | 1
1723 | 0 | 0 | 0 | 0.87403 | 0 | 1 | 1 | 0 | 0 | 1
1724 | 0 | 0 | 0 | 0.87403 | 0 | 0 | 1 | 0 | 0 | 1
1725 | 0 | 0 | 0 | 0.87403 | 0 | 0 | 1 | 0 | 0 | 1
1726 | 0 | 0 | 0 | 0.87403 | 0 | 0 | 1 | 0 | 0 | 1
1727 | 0 | 0 | 0 | 0.87403 | 0 | 0 | 1 | 0 | 0 | 1
1728 | 0 | 0 | 0 | 0.87403 | 0 | 0 | 1 | 0 | 0 | 1
1729 | 0 | 0 | 0 | 1 | 0 | 0 | 1 | 0 | 0 | 1
1730 | 0 | 0 | 0 | 1 | 0 | 0 | 1 | 0 | 0 | 1
1731 | 0 | 0 | 0 | 1 | 0 | 0 | 1 | 0 | 0 | 1
1732 | 0 | 0 | 0 | 1 | 0 | 0 | 1 | 0 | 0 | 1
1733 | 0 | 0 | 0 | 1 | 0 | 0 | 1 | 0 | 0 | 1
1734 | 0 | 0 | 0 | 1 | 0 | 1 | 1 | 0 | 0 | 1
1735 | 0 | 0 | 0 | 1 | 0 | 1 | 1 | 0 | 0 | 1
1736 | 0 | 0 | 0 | 1 | 0 | 1 | 1 | 0 | 0 | 1
1737 | 0 | 0 | 0 | 1 | 0 | 0 | 1 | 0 | 0 | 1
1738 | 0.017286 | 0 | 0 | 1 | 0 | 0 | 1 | 0.017286 | 0 | 1
1739 | 0.16707 | 0 | 0 | 1 | 0 | 0 | 1 | 0.16707 | 0 | 1
1740 | 0.1835 | 0 | 0 | 1 | 0 | 0 | 1 | 0.1835 | 0 | 1
1741 | 0.15657 | 0.0099615 | 0 | 1 | 0 | 0 | 1 | 0.15657 | 0.0099615 | 1
1742 | 0.053163 | 0.0054831 | 0 | 1 | 0 | 0 | 1 | 0.053163 | 0.0054831 | 1
1743 | 0.018271 | 0 | 0 | 1 | 0 | 0 | 1 | 0.018271 | 0 | 1
1744 | 0 | 0 | 0 | 1 | 0 | 1 | 1 | 0 | 0 | 1
1745 | 0 | 0 | 0 | 1 | 0 | 1 | 1 | 0 | 0 | 1
1746 | 0 | 0 | 0 | 1 | 0 | 1 | 1 | 0 | 0 | 1
1747 | 0 | 0 | 0 | 1 | 0 | 1 | 1 | 0 | 0 | 1
1748 | 0 | 0 | 0 | 1 | 0 | 0 | 1 | 0 | 0 | 1
1749 | 0 | 0 | 0 | 1 | 0 | 0 | 1 | 0 | 0 | 1
1750 | 0 | 0 | 0 | 1 | 0 | 0 | 1 | 0 | 0 | 1
1751 | 0 | 0 | 0 | 1 | 0 | 0 | 1 | 0 | 0 | 1
1752 | 0 | 0 | 0 | 1 | 0 | 0 | 1 | 0 | 0 | 1
1753 | 0 | 0 | 0 | 1 | 0 | 0 | 1 | 0 | 0 | 1
1754 | 0 | 0 | 0 | 1 | 0 | 0 | 1 | 0 | 0 | 1
1755 | 0 | 0 | 0 | 1 | 0 | 0 | 1 | 0 | 0 | 1
1756 | 0 | 0 | 0 | 1 | 0 | 0 | 1 | 0 | 0 | 1
1757 | 0 | 0 | 0 | 1 | 0 | 0 | 1 | 0 | 0 | 1
1758 | 0 | 0 | 0 | 1 | 0 | 1 | 1 | 0 | 0 | 1
1759 | 0 | 0 | 0 | 1 | 0 | 1 | 1 | 0 | 0 | 1
1760 | 0 | 0 | 0 | 1 | 0 | 1 | 1 | 0 | 0 | 1
1761 | 0 | 0 | 0 | 1 | 0 | 0 | 1 | 0 | 0 | 1
1762 | 0.087543 | 0 | 0 | 1 | 0 | 0 | 1 | 0.087543 | 0 | 1
1763 | 0.20739 | 0 | 0 | 1 | 0 | 0 | 1 | 0.20739 | 0 | 1
1764 | 0.24256 | 0 | 0 | 1 | 0 | 0 | 1 | 0.24256 | 0 | 1
1765 | 0.16523 | 0 | 0 | 1 | 0 | 0 | 1 | 0.16523 | 0 | 1
1766 | 0.10512 | 0 | 0 | 1 | 0 | 0 | 1 | 0.10512 | 0 | 1
1767 | 0.054268 | 0 | 0 | 1 | 0 | 0 | 1 | 0.054268 | 0 | 1
1768 | 0.060634 | 0 | 0 | 1 | 0 | 1 | 1 | 0.060634 | 0 | 1
1769 | 0 | 0 | 0 | 1 | 0 | 1 | 1 | 0 | 0 | 1
1770 | 0 | 0 | 0 | 1 | 0 | 1 | 1 | 0 | 0 | 1
1771 | 0 | 0 | 0 | 1 | 0 | 1 | 1 | 0 | 0 | 1
1772 | 0 | 0 | 0 | 1 | 0 | 0 | 1 | 0 | 0 | 1
1773 | 0 | 0 | 0 | 1 | 0 | 0 | 1 | 0 | 0 | 1
1774 | 0 | 0 | 0 | 1 | 0 | 0 | 1 | 0 | 0 | 1
1775 | 0 | 0 | 0 | 1 | 0 | 0 | 1 | 0 | 0 | 1
1776 | 0 | 0 | 0 | 1 | 0 | 0 | 1 | 0 | 0 | 1
1777 | 0 | 0 | 0 | 1 | 0 | 0 | 1 | 0 | 0 | 1
1778 | 0 | 0 | 0 | 1 | 0 | 0 | 1 | 0 | 0 | 1
1779 | 0 | 0 | 0 | 1 | 0 | 0 | 1 | 0 | 0 | 1
1780 | 0 | 0 | 0 | 1 | 0 | 0 | 1 | 0 | 0 | 1
1781 | 0 | 0 | 0 | 1 | 0 | 0 | 1 | 0 | 0 | 1
1782 | 0 | 0 | 0 | 1 | 0 | 1 | 1 | 0 | 0 | 1
1783 | 0 | 0 | 0 | 1 | 0 | 1 | 1 | 0 | 0 | 1
1784 | 0 | 0 | 0 | 1 | 0 | 1 | 1 | 0 | 0 | 1
1785 | 0 | 0 | 0 | 1 | 0 | 0 | 1 | 0 | 0 | 1
1786 | 0.13151 | 0 | 0 | 1 | 0 | 0 | 1 | 0.13151 | 0 | 1
1787 | 0.23951 | 0 | 0 | 1 | 0 | 0 | 1 | 0.23951 | 0 | 1
1788 | 0.27099 | 0 | 0 | 1 | 0 | 0 | 1 | 0.27099 | 0 | 1
1789 | 0.20752 | 0 | 0 | 1 | 0 | 0 | 1 | 0.20752 | 0 | 1
1790 | 0.18717 | 0 | 0 | 1 | 0 | 0 | 1 | 0.18717 | 0 | 1
1791 | 0.10562 | 0 | 0 | 1 | 0 | 0 | 1 | 0.10562 | 0 | 1
1792 | 0.13484 | 0 | 0 | 1 | 0 | 1 | 1 | 0.13484 | 0 | 1
1793 | 0.0065533 | 0 | 0 | 1 | 0 | 1 | 1 | 0.0065533 | 0 | 1
1794 | 0 | 0 | 0.0073556 | 1 | 0 | 1 | 1 | 0 | 0 | 1
1795 | 0 | 0 | 0.020125 | 1 | 0 | 1 | 1 | 0 | 0 | 1
1796 | 0 | 0 | 0.014972 | 1 | 0 | 0 | 1 | 0 | 0 | 1
1797 | 0 | 0 | 0.0042807 | 1 | 0 | 0 | 1 | 0 | 0 | 1
1798 | 0 | 0 | 0.0046724 | 1 | 0 | 0 | 1 | 0 | 0 | 1
1799 | 0 | 0 | 0.0064373 | 1 | 0 | 0 | 1 | 0 | 0 | 1
1800 | 0 | 0 | 0.00603 | 1 | 0 | 0 | 1 | 0 | 0 | 1
1801 | 0 | 0 | 0.0047964 | 1 | 0 | 0 | 1 | 0 | 0 | 1
1802 | 0 | 0 | 0.0086789 | 1 | 0 | 0 | 1 | 0 | 0 | 1
1803 | 0 | 0 | 0 | 1 | 0 | 0 | 1 | 0 | 0 | 1
1804 | 0 | 0 | 0.0012517 | 1 | 0 | 0 | 1 | 0 | 0 | 1
1805 | 0 | 0 | 0 | 1 | 0 | 0 | 1 | 0 | 0 | 1
1806 | 0 | 0 | 0 | 1 | 0 | 1 | 1 | 0 | 0 | 1
1807 | 0 | 0 | 0 | 1 | 0 | 1 | 1 | 0 | 0 | 1
1808 | 0 | 0 | 0 | 1 | 0 | 1 | 1 | 0 | 0 | 1
1809 | 0.041555 | 0 | 0 | 1 | 0 | 0 | 1 | 0.041555 | 0 | 1
1810 | 0.14982 | 0 | 0 | 1 | 0 | 0 | 1 | 0.14982 | 0 | 1
1811 | 0.21997 | 0 | 0 | 1 | 0 | 0 | 1 | 0.21997 | 0 | 1
1812 | 0.24481 | 0 | 0 | 1 | 0 | 0 | 1 | 0.24481 | 0 | 1
1813 | 0.15872 | 0 | 0 | 1 | 0 | 0 | 1 | 0.15872 | 0 | 1
1814 | 0.20049 | 0 | 0 | 1 | 0 | 0 | 1 | 0.20049 | 0 | 1
1815 | 0.16168 | 0 | 0 | 1 | 0 | 0 | 1 | 0.16168 | 0 | 1
1816 | 0.11832 | 0 | 0 | 1 | 0 | 1 | 1 | 0.11832 | 0 | 1
1817 | 0.013722 | 0 | 0 | 1 | 0 | 1 | 1 | 0.013722 | 0 | 1
1818 | 0 | 0 | 0 | 1 | 0 | 1 | 1 | 0 | 0 | 1
1819 | 0 | 0 | 0 | 1 | 0 | 1 | 1 | 0 | 0 | 1
1820 | 0 | 0 | 0 | 1 | 0 | 0 | 1 | 0 | 0 | 1
1821 | 0 | 0 | 0 | 1 | 0 | 0 | 1 | 0 | 0 | 1
1822 | 0 | 0 | 0 | 1 | 0 | 0 | 1 | 0 | 0 | 1
1823 | 0 | 0 | 0 | 1 | 0 | 0 | 1 | 0 | 0 | 1
1824 | 0 | 0 | 0 | 1 | 0 | 0 | 1 | 0 | 0 | 1
1825 | 0 | 0 | 0 | 1 | 0 | 0 | 1 | 0 | 0 | 1
1826 | 0 | 0 | 0 | 1 | 0 | 0 | 1 | 0 | 0 | 1
1827 | 0 | 0 | 0 | 1 | 0 | 0 | 1 | 0 | 0 | 1
1828 | 0 | 0 | 0 | 1 | 0 | 0 | 1 | 0 | 0 | 1
1829 | 0 | 0 | 0 | 1 | 0 | 0 | 1 | 0 | 0 | 1
1830 | 0 | 0 | 0 | 1 | 0 | 1 | 1 | 0 | 0 | 1
1831 | 0 | 0 | 0 | 1 | 0 | 1 | 1 | 0 | 0 | 1
1832 | 0 | 0 | 0 | 1 | 0 | 1 | 1 | 0 | 0 | 1
1833 | 0 | 0 | 0 | 1 | 0 | 0 | 1 | 0 | 0 | 1
1834 | 0.088008 | 0 | 0 | 1 | 0 | 0 | 1 | 0.088008 | 0 | 1
1835 | 0.1585 | 0.0035263 | 0 | 1 | 0 | 0 | 1 | 0.1585 | 0.0035263 | 1
1836 | 0.16271 | 0.014134 | 0 | 1 | 0 | 0 | 1 | 0.16271 | 0.014134 | 1
1837 | 0.14939 | 0.015579 | 0 | 1 | 0 | 0 | 1 | 0.14939 | 0.015579 | 1
1838 | 0.16445 | 0.019133 | 0 | 1 | 0 | 0 | 1 | 0.16445 | 0.019133 | 1
1839 | 0.13826 | 0.022862 | 0 | 1 | 0 | 0 | 1 | 0.13826 | 0.022862 | 1
1840 | 0.088019 | 0.029742 | 0 | 1 | 0 | 1 | 1 | 0.088019 | 0.029742 | 1
1841 | 0.01119 | 0.011596 | 0 | 1 | 0 | 1 | 1 | 0.01119 | 0.011596 | 1
1842 | 0 | 0.0018619 | 0 | 1 | 0 | 1 | 1 | 0 | 0.0018619 | 1
1843 | 0 | 0 | 0 | 1 | 0 | 1 | 1 | 0 | 0 | 1
1844 | 0 | 0 | 0 | 1 | 0 | 0 | 1 | 0 | 0 | 1
1845 | 0 | 0 | 0 | 1 | 0 | 0 | 1 | 0 | 0 | 1
1846 | 0 | 0 | 0 | 1 | 0 | 0 | 1 | 0 | 0 | 1
1847 | 0 | 0 | 0 | 1 | 0 | 0 | 1 | 0 | 0 | 1
1848 | 0 | 0 | 0 | 1 | 0 | 0 | 1 | 0 | 0 | 1
1849 | 0 | 0 | 0 | 1 | 0 | 0 | 1 | 0 | 0 | 1
1850 | 0 | 0 | 0 | 1 | 0 | 0 | 1 | 0 | 0 | 1
1851 | 0 | 0 | 0 | 1 | 0 | 0 | 1 | 0 | 0 | 1
1852 | 0 | 0 | 0 | 1 | 0 | 0 | 1 | 0 | 0 | 1
1853 | 0 | 0 | 0 | 1 | 0 | 0 | 1 | 0 | 0 | 1
1854 | 0 | 0 | 0 | 1 | 0 | 1 | 1 | 0 | 0 | 1
1855 | 0 | 0 | 0 | 1 | 0 | 1 | 1 | 0 | 0 | 1
1856 | 0 | 0.031447 | 0 | 1 | 0 | 1 | 1 | 0 | 0.031447 | 1
1857 | 0.0026158 | 0.020174 | 0 | 1 | 0 | 0 | 1 | 0.0026158 | 0.020174 | 1
1858 | 0.12068 | 0.028547 | 0 | 1 | 0 | 0 | 1 | 0.12068 | 0.028547 | 1
1859 | 0.1578 | 0.053288 | 0 | 1 | 0 | 0 | 1 | 0.1578 | 0.053288 | 1
1860 | 0.16018 | 0.07567 | 0 | 1 | 0 | 0 | 1 | 0.16018 | 0.07567 | 1
1861 | 0.14945 | 0.080214 | 0 | 1 | 0 | 0 | 1 | 0.14945 | 0.080214 | 1
1862 | 0.11682 | 0.08704 | 0 | 1 | 0 | 0 | 1 | 0.11682 | 0.08704 | 1
1863 | 0.065561 | 0.090101 | 0 | 1 | 0 | 0 | 1 | 0.065561 | 0.090101 | 1
1864 | 0 | 0.089636 | 0 | 1 | 0 | 1 | 1 | 0 | 0.089636 | 1
1865 | 0 | 0.082407 | 0 | 1 | 0 | 1 | 1 | 0 | 0.082407 | 1
1866 | 0 | 0.066642 | 0 | 1 | 0 | 1 | 1 | 0 | 0.066642 | 1
1867 | 0 | 0.032722 | 0 | 1 | 0 | 1 | 1 | 0 | 0.032722 | 1
1868 | 0 | 0.036427 | 0 | 1 | 0 | 0 | 1 | 0 | 0.036427 | 1
1869 | 0 | 0.059056 | 0 | 1 | 0 | 0 | 1 | 0 | 0.059056 | 1
1870 | 0 | 0.065862 | 0 | 1 | 0 | 0 | 1 | 0 | 0.065862 | 1
1871 | 0 | 0.059082 | 0 | 1 | 0 | 0 | 1 | 0 | 0.059082 | 1
1872 | 0 | 0.05317 | 0 | 1 | 0 | 0 | 1 | 0 | 0.05317 | 1
1873 | 0 | 0 | 0 | 1 | 0 | 0 | 1 | 0 | 0 | 1
1874 | 0 | 0.035931 | 0 | 1 | 0 | 0 | 1 | 0 | 0.035931 | 1
1875 | 0 | 0.024982 | 0 | 1 | 0 | 0 | 1 | 0 | 0.024982 | 1
1876 | 0 | 0.040735 | 0 | 1 | 0 | 0 | 1 | 0 | 0.040735 | 1
1877 | 0 | 0.03893 | 0 | 1 | 0 | 0 | 1 | 0 | 0.03893 | 1
1878 | 0 | 0.04205 | 0 | 1 | 0 | 1 | 1 | 0 | 0.04205 | 1
1879 | 0 | 0.016658 | 0 | 1 | 0 | 1 | 1 | 0 | 0.016658 | 1
1880 | 0 | 0.059809 | 0 | 1 | 0 | 1 | 1 | 0 | 0.059809 | 1
1881 | 0 | 0.058426 | 0 | 1 | 0 | 0 | 1 | 0 | 0.058426 | 1
1882 | 0.18908 | 0.074458 | 0 | 1 | 0 | 0 | 1 | 0.18908 | 0.074458 | 1
1883 | 0.17743 | 0.11079 | 0 | 1 | 0 | 0 | 1 | 0.17743 | 0.11079 | 1
1884 | 0.1982 | 0.12317 | 0 | 1 | 0 | 0 | 1 | 0.1982 | 0.12317 | 1
1885 | 0.20561 | 0.1209 | 0 | 1 | 0 | 0 | 1 | 0.20561 | 0.1209 | 1
1886 | 0.14694 | 0.1244 | 0.0014156 | 1 | 0 | 0 | 1 | 0.14694 | 0.1244 | 1
1887 | 0.080351 | 0.12422 | 0 | 1 | 0 | 0 | 1 | 0.080351 | 0.12422 | 1
1888 | 0 | 0.12805 | 0 | 1 | 0 | 1 | 1 | 0 | 0.12805 | 1
1889 | 0 | 0.13704 | 0 | 1 | 0 | 1 | 1 | 0 | 0.13704 | 1
1890 | 0 | 0.13078 | 0 | 1 | 0 | 1 | 1 | 0 | 0.13078 | 1
1891 | 0 | 0.096904 | 0 | 1 | 0 | 1 | 1 | 0 | 0.096904 | 1
1892 | 0 | 0.089298 | 0 | 1 | 0 | 0 | 1 | 0 | 0.089298 | 1
1893 | 0 | 0.1057 | 0 | 1 | 0 | 0 | 1 | 0 | 0.1057 | 1
1894 | 0 | 0.11096 | 0 | 1 | 0 | 0 | 1 | 0 | 0.11096 | 1
1895 | 0 | 0.09402 | 0 | 1 | 0 | 0 | 1 | 0 | 0.09402 | 1
1896 | 0 | 0.086353 | 0 | 1 | 0 | 0 | 1 | 0 | 0.086353 | 1
1897 | 0 | 0.053449 | 0 | 0.87005 | 0 | 0 | 1 | 0 | 0.053449 | 1
1898 | 0 | 0.066637 | 0 | 0.87005 | 0 | 0 | 1 | 0 | 0.066637 | 1
1899 | 0 | 0.048101 | 0 | 0.87005 | 0 | 0 | 1 | 0 | 0.048101 | 1
1900 | 0 | 0.047638 | 0 | 0.87005 | 0 | 0 | 1 | 0 | 0.047638 | 1
1901 | 0 | 0.055186 | 0 | 0.87005 | 0 | 0 | 1 | 0 | 0.055186 | 1
1902 | 0 | 0.059939 | 0 | 0.87005 | 0 | 1 | 1 | 0 | 0.059939 | 1
1903 | 0 | 0.021835 | 0 | 0.87005 | 0 | 1 | 1 | 0 | 0.021835 | 1
1904 | 0 | 0.048658 | 0 | 0.87005 | 0 | 1 | 1 | 0 | 0.048658 | 1
1905 | 0 | 0.041374 | 0 | 0.87005 | 0 | 0 | 1 | 0 | 0.041374 | 1
1906 | 0.077417 | 0.051205 | 0 | 0.87005 | 0 | 0 | 1 | 0.077417 | 0.051205 | 1
1907 | 0.086422 | 0.084334 | 0 | 0.87005 | 0 | 0 | 1 | 0.086422 | 0.084334 | 1
1908 | 0.1436 | 0.098168 | 0 | 0.87005 | 0 | 0 | 1 | 0.1436 | 0.098168 | 1
1909 | 0.14894 | 0.096976 | 0 | 0.87005 | 0 | 0 | 1 | 0.14894 | 0.096976 | 1
1910 | 0.037627 | 0.10878 | 0 | 0.87005 | 0 | 0 | 1 | 0.037627 | 0.10878 | 1
1911 | 0 | 0.099604 | 0 | 0.87005 | 0 | 0 | 1 | 0 | 0.099604 | 1
1912 | 0 | 0.065589 | 0 | 0.87005 | 0 | 1 | 1 | 0 | 0.065589 | 1
1913 | 0 | 0.066233 | 0 | 0.87005 | 0 | 1 | 1 | 0 | 0.066233 | 1
1914 | 0 | 0.065701 | 0 | 0.87005 | 0 | 1 | 1 | 0 | 0.065701 | 1
1915 | 0 | 0.046117 | 0.0034112 | 0.87005 | 0 | 1 | 1 | 0 | 0.046117 | 1
1916 | 0 | 0.040344 | 0.012575 | 0.87005 | 0 | 0 | 1 | 0 | 0.040344 | 1
1917 | 0 | 0.051429 | 0.028695 | 0.87005 | 0 | 0 | 1 | 0 | 0.051429 | 1
1918 | 0 | 0.051172 | 0.031529 | 0.87005 | 0 | 0 | 1 | 0 | 0.051172 | 1
1919 | 0 | 0.056379 | 0.034906 | 0.87005 | 0 | 0 | 1 | 0 | 0.056379 | 1
1920 | 0 | 0.050928 | 0.035203 | 0.87005 | 0 | 0 | 1 | 0 | 0.050928 | 1
1921 | 0 | 0.066178 | 0.032352 | 0.87005 | 0 | 0 | 1 | 0 | 0.066178 | 1
1922 | 0 | 0.047454 | 0 | 0.87005 | 0 | 0 | 1 | 0 | 0.047454 | 1
1923 | 0 | 0.031082 | 0 | 0.87005 | 0 | 0 | 1 | 0 | 0.031082 | 1
1924 | 0 | 0.027435 | 0 | 0.87005 | 0 | 0 | 1 | 0 | 0.027435 | 1
1925 | 0 | 0.028207 | 0 | 0.87005 | 0 | 0 | 1 | 0 | 0.028207 | 1
1926 | 0 | 0.013436 | 0.022916 | 0.87005 | 0 | 1 | 1 | 0 | 0.013436 | 1
1927 | 0 | 0 | 0.017722 | 0.87005 | 0 | 1 | 1 | 0 | 0 | 1
1928 | 0 | 0 | 0.014073 | 0.87005 | 0 | 1 | 1 | 0 | 0 | 1
1929 | 0 | 0 | 0.013483 | 0.87005 | 0 | 0 | 1 | 0 | 0 | 1
1930 | 0.052292 | 0.0083556 | 0.013338 | 0.87005 | 0 | 0 | 1 | 0.052292 | 0.0083556 | 1
1931 | 0.090446 | 0.044027 | 0.013936 | 0.87005 | 0 | 0 | 1 | 0.090446 | 0.044027 | 1
1932 | 0.17015 | 0.046211 | 0 | 0.87005 | 0 | 0 | 1 | 0.17015 | 0.046211 | 1
1933 | 0.15082 | 0.049788 | 0.01318 | 0.87005 | 0 | 0 | 1 | 0.15082 | 0.049788 | 1
1934 | 0.068405 | 0.071764 | 0.017521 | 0.87005 | 0 | 0 | 1 | 0.068405 | 0.071764 | 1
1935 | 0 | 0.072487 | 0.019555 | 0.87005 | 0 | 0 | 1 | 0 | 0.072487 | 1
1936 | 0 | 0.049367 | 0.022007 | 0.87005 | 0 | 1 | 1 | 0 | 0.049367 | 1
1937 | 0 | 0.034807 | 0.02429 | 0.87005 | 0 | 1 | 1 | 0 | 0.034807 | 1
1938 | 0 | 0.029005 | 0.02188 | 0.87005 | 0 | 1 | 1 | 0 | 0.029005 | 1
1939 | 0 | 0.012064 | 0.023693 | 0.87005 | 0 | 1 | 1 | 0 | 0.012064 | 1
1940 | 0 | 0.0023563 | 0.00061875 | 0.87005 | 0 | 0 | 1 | 0 | 0.0023563 | 1
1941 | 0 | 0.0023781 | 0.02342 | 0.87005 | 0 | 0 | 1 | 0 | 0.0023781 | 1
1942 | 0 | 0.0041934 | 0.024322 | 0.87005 | 0 | 0 | 1 | 0 | 0.0041934 | 1
1943 | 0 | 0.0056166 | 0.024194 | 0.87005 | 0 | 0 | 1 | 0 | 0.0056166 | 1
1944 | 0 | 0 | 0.022358 | 0.87005 | 0 | 0 | 1 | 0 | 0 | 1
1945 | 0 | 0.047508 | 0.030766 | 0.87005 | 0 | 0 | 1 | 0 | 0.047508 | 1
1946 | 0 | 0 | 0.0055862 | 0.87005 | 0 | 0 | 1 | 0 | 0 | 1
1947 | 0 | 0 | 0 | 0.87005 | 0 | 0 | 1 | 0 | 0 | 1
1948 | 0 | 0 | 0 | 0.87005 | 0 | 0 | 1 | 0 | 0 | 1
1949 | 0 | 0 | 0.023998 | 0.87005 | 0 | 0 | 1 | 0 | 0 | 1
1950 | 0 | 0 | 0.07138 | 0.87005 | 0 | 1 | 1 | 0 | 0 | 1
1951 | 0 | 0 | 0.074289 | 0.87005 | 0 | 1 | 1 | 0 | 0 | 1
1952 | 0 | 0 | 0.075018 | 0.87005 | 0 | 1 | 1 | 0 | 0 | 1
1953 | 0 | 0 | 0.075799 | 0.87005 | 0 | 0 | 1 | 0 | 0 | 1
1954 | 0 | 0 | 0.077061 | 0.87005 | 0 | 0 | 1 | 0 | 0 | 1
1955 | 0 | 0 | 0.075164 | 0.87005 | 0 | 0 | 1 | 0 | 0 | 1
1956 | 0 | 0.0034165 | 0.062028 | 0.87005 | 0 | 0 | 1 | 0 | 0.0034165 | 1
1957 | 0 | 0.019466 | 0.078724 | 0.87005 | 0 | 0 | 1 | 0 | 0.019466 | 1
1958 | 0 | 0.041158 | 0.071585 | 0.87005 | 0 | 0 | 1 | 0 | 0.041158 | 1
1959 | 0 | 0.040777 | 0.04534 | 0.87005 | 0 | 0 | 1 | 0 | 0.040777 | 1
1960 | 0 | 0.020064 | 0.044989 | 0.87005 | 0 | 1 | 1 | 0 | 0.020064 | 1
1961 | 0 | 0.01793 | 0.065813 | 0.87005 | 0 | 1 | 1 | 0 | 0.01793 | 1
1962 | 0 | 0 | 0.077211 | 0.87005 | 0 | 1 | 1 | 0 | 0 | 1
1963 | 0 | 0 | 0.093285 | 0.87005 | 0 | 1 | 1 | 0 | 0 | 1
1964 | 0 | 0 | 0.092389 | 0.87005 | 0 | 0 | 1 | 0 | 0 | 1
1965 | 0 | 0 | 0.089147 | 0.87005 | 0 | 0 | 1 | 0 | 0 | 1
1966 | 0 | 0 | 0.086881 | 0.87005 | 0 | 0 | 1 | 0 | 0 | 1
1967 | 0 | 0 | 0.085229 | 0.87005 | 0 | 0 | 1 | 0 | 0 | 1
1968 | 0 | 0 | 0.085012 | 0.87005 | 0 | 0 | 1 | 0 | 0 | 1
1969 | 0 | 0 | 0.093992 | 0.87005 | 0 | 0 | 1 | 0 | 0 | 1
1970 | 0 | 0 | 0.04933 | 0.87005 | 0 | 0 | 1 | 0 | 0 | 1
1971 | 0 | 0 | 0 | 0.87005 | 0 | 0 | 1 | 0 | 0 | 1
1972 | 0 | 0 | 0 | 0.87005 | 0 | 0 | 1 | 0 | 0 | 1
1973 | 0 | 0 | 0.026818 | 0.87005 | 0 | 0 | 1 | 0 | 0 | 1
1974 | 0 | 0 | 0.083397 | 0.87005 | 0 | 1 | 1 | 0 | 0 | 1
1975 | 0 | 0 | 0.077721 | 0.87005 | 0 | 1 | 1 | 0 | 0 | 1
1976 | 0 | 0 | 0.07114 | 0.87005 | 0 | 1 | 1 | 0 | 0 | 1
1977 | 0 | 0 | 0.068594 | 0.87005 | 0 | 0 | 1 | 0 | 0 | 1
1978 | 0 | 0 | 0.065396 | 0.87005 | 0 | 0 | 1 | 0 | 0 | 1
1979 | 0 | 0.0013072 | 0.062635 | 0.87005 | 0 | 0 | 1 | 0 | 0.0013072 | 1
1980 | 0 | 0.0042982 | 0.060283 | 0.87005 | 0 | 0 | 1 | 0 | 0.0042982 | 1
1981 | 0 | 0.023865 | 0.0587 | 0.87005 | 0 | 0 | 1 | 0 | 0.023865 | 1
1982 | 0.069461 | 0.029482 | 0.055695 | 0.87005 | 0 | 0 | 1 | 0.069461 | 0.029482 | 1
1983 | 0.077819 | 0.030268 | 0.045943 | 0.87005 | 0 | 0 | 1 | 0.077819 | 0.030268 | 1
1984 | 0.0026582 | 0.025609 | 0.036459 | 0.87005 | 0 | 1 | 1 | 0.0026582 | 0.025609 | 1
1985 | 0 | 0.020535 | 0.029443 | 0.87005 | 0 | 1 | 1 | 0 | 0.020535 | 1
1986 | 0 | 0 | 0.0424 | 0.87005 | 0 | 1 | 1 | 0 | 0 | 1
1987 | 0 | 0 | 0.058643 | 0.87005 | 0 | 1 | 1 | 0 | 0 | 1
1988 | 0 | 0 | 0.073534 | 0.87005 | 0 | 0 | 1 | 0 | 0 | 1
1989 | 0 | 0 | 0.079247 | 0.87005 | 0 | 0 | 1 | 0 | 0 | 1
1990 | 0 | 0 | 0.072575 | 0.87005 | 0 | 0 | 1 | 0 | 0 | 1
1991 | 0 | 0 | 0.084601 | 0.87005 | 0 | 0 | 1 | 0 | 0 | 1
1992 | 0 | 0 | 0.087939 | 0.87005 | 0 | 0 | 1 | 0 | 0 | 1
1993 | 0 | 0 | 0.079603 | 0.87005 | 0 | 0 | 1 | 0 | 0 | 1
1994 | 0 | 0 | 0.038763 | 0.87005 | 0 | 0 | 1 | 0 | 0 | 1
1995 | 0 | 0 | 0 | 0.87005 | 0 | 0 | 1 | 0 | 0 | 1
1996 | 0 | 0 | 0 | 0.87005 | 0 | 0 | 1 | 0 | 0 | 1
1997 | 0 | 0 | 0.058711 | 0.87005 | 0 | 0 | 1 | 0 | 0 | 1
1998 | 0 | 0 | 0.086161 | 0.87005 | 0 | 1 | 1 | 0 | 0 | 1
1999 | 0 | 0 | 0.085081 | 0.87005 | 0 | 1 | 1 | 0 | 0 | 1
2000 | 0 | 0 | 0.082483 | 0.87005 | 0 | 1 | 1 | 0 | 0 | 1
2001 | 0 | 0 | 0.083397 | 0.87005 | 0 | 0 | 1 | 0 | 0 | 1
2002 | 0.021027 | 0 | 0.082267 | 0.87005 | 0 | 0 | 1 | 0.021027 | 0 | 1
2003 | 0 | 0 | 0.081614 | 0.87005 | 0 | 0 | 1 | 0 | 0 | 1
2004 | 0 | 0 | 0.082062 | 0.87005 | 0 | 0 | 1 | 0 | 0 | 1
2005 | 0.027385 | 0.014803 | 0.081635 | 0.87005 | 0 | 0 | 1 | 0.027385 | 0.014803 | 1
2006 | 0.12082 | 0.01725 | 0.076136 | 0.87005 | 0 | 0 | 1 | 0.12082 | 0.01725 | 1
2007 | 0.21628 | 0.017672 | 0.013508 | 0.87005 | 0 | 0 | 1 | 0.21628 | 0.017672 | 1
2008 | 0.11857 | 0.0089626 | 0.027252 | 0.87005 | 0 | 1 | 1 | 0.11857 | 0.0089626 | 1
2009 | 0.021566 | 0.011891 | 0.054581 | 0.87005 | 0 | 1 | 1 | 0.021566 | 0.011891 | 1
2010 | 0 | 0 | 0.086556 | 0.87005 | 0 | 1 | 1 | 0 | 0 | 1
2011 | 0 | 0 | 0.085535 | 0.87005 | 0 | 1 | 1 | 0 | 0 | 1
2012 | 0 | 0 | 0.093585 | 0.87005 | 0 | 0 | 1 | 0 | 0 | 1
2013 | 0 | 0 | 0.11076 | 0.87005 | 0 | 0 | 1 | 0 | 0 | 1
2014 | 0 | 0 | 0.11523 | 0.87005 | 0 | 0 | 1 | 0 | 0 | 1
2015 | 0 | 0 | 0.11977 | 0.87005 | 0 | 0 | 1 | 0 | 0 | 1
2016 | 0 | 0 | 0.12187 | 0.87005 | 0 | 0 | 1 | 0 | 0 | 1
2017 | 0 | 0 | 0.1096 | 0.87005 | 0 | 0 | 1 | 0 | 0 | 1
2018 | 0 | 0 | 0.030132 | 0.87005 | 0 | 0 | 1 | 0 | 0 | 1
2019 | 0 | 0 | 0 | 0.87005 | 0 | 0 | 1 | 0 | 0 | 1
2020 | 0 | 0 | 0 | 0.87005 | 0 | 0 | 1 | 0 | 0 | 1
2021 | 0 | 0 | 0.036867 | 0.87005 | 0 | 0 | 1 | 0 | 0 | 1
2022 | 0 | 0 | 0.10579 | 0.87005 | 0 | 1 | 1 | 0 | 0 | 1
2023 | 0 | 0 | 0.11628 | 0.87005 | 0 | 1 | 1 | 0 | 0 | 1
2024 | 0.0069058 | 0 | 0.11918 | 0.87005 | 0 | 1 | 1 | 0.0069058 | 0 | 1
2025 | 0.14278 | 0 | 0.11676 | 0.87005 | 0 | 0 | 1 | 0.14278 | 0 | 1
2026 | 0.27231 | 0 | 0.12208 | 0.87005 | 0 | 0 | 1 | 0.27231 | 0 | 1
2027 | 0.23206 | 0 | 0.12529 | 0.87005 | 0 | 0 | 1 | 0.23206 | 0 | 1
2028 | 0.21794 | 0.0016459 | 0.12745 | 0.87005 | 0 | 0 | 1 | 0.21794 | 0.0016459 | 1
2029 | 0.25067 | 0.04835 | 0.12362 | 0.87005 | 0 | 0 | 1 | 0.25067 | 0.04835 | 1
2030 | 0.31032 | 0.047333 | 0.1194 | 0.87005 | 0 | 0 | 1 | 0.31032 | 0.047333 | 1
2031 | 0.31842 | 0.047804 | 0.11506 | 0.87005 | 0 | 0 | 1 | 0.31842 | 0.047804 | 1
2032 | 0.22016 | 0.03035 | 0.11061 | 0.87005 | 0 | 1 | 1 | 0.22016 | 0.03035 | 1
2033 | 0.090995 | 0.026866 | 0.10687 | 0.87005 | 0 | 1 | 1 | 0.090995 | 0.026866 | 1
2034 | 0 | 0.018006 | 0.10776 | 0.87005 | 0 | 1 | 1 | 0 | 0.018006 | 1
2035 | 0 | 0 | 0.10895 | 0.87005 | 0 | 1 | 1 | 0 | 0 | 1
2036 | 0 | 0 | 0.11325 | 0.87005 | 0 | 0 | 1 | 0 | 0 | 1
2037 | 0 | 0 | 0.12049 | 0.87005 | 0 | 0 | 1 | 0 | 0 | 1
2038 | 0 | 0 | 0.12776 | 0.87005 | 0 | 0 | 1 | 0 | 0 | 1
2039 | 0 | 0 | 0.12621 | 0.87005 | 0 | 0 | 1 | 0 | 0 | 1
2040 | 0 | 0 | 0.12634 | 0.87005 | 0 | 0 | 1 | 0 | 0 | 1
2041 | 0 | 0 | 0.090246 | 0.87005 | 0 | 0 | 1 | 0 | 0 | 1
2042 | 0 | 0 | 0.016366 | 0.87005 | 0 | 0 | 1 | 0 | 0 | 1
2043 | 0 | 0 | 0.0053768 | 0.87005 | 0 | 0 | 1 | 0 | 0 | 1
2044 | 0 | 0 | 0.028796 | 0.87005 | 0 | 0 | 1 | 0 | 0 | 1
2045 | 0 | 0 | 0.052474 | 0.87005 | 0 | 0 | 1 | 0 | 0 | 1
2046 | 0 | 0 | 0.069402 | 0.87005 | 0 | 1 | 1 | 0 | 0 | 1
2047 | 0 | 0 | 0.089397 | 0.87005 | 0 | 1 | 1 | 0 | 0 | 1
2048 | 0 | 0 | 0.080761 | 0.87005 | 0 | 1 | 1 | 0 | 0 | 1
2049 | 0.11812 | 0 | 0.060874 | 0.87005 | 0 | 0 | 1 | 0.11812 | 0 | 1
2050 | 0.246 | 0 | 0.052459 | 0.87005 | 0 | 0 | 1 | 0.246 | 0 | 1
2051 | 0.2535 | 0 | 0.060196 | 0.87005 | 0 | 0 | 1 | 0.2535 | 0 | 1
2052 | 0.27254 | 0 | 0.066848 | 0.87005 | 0 | 0 | 1 | 0.27254 | 0 | 1
2053 | 0.33406 | 0.0080169 | 0.071598 | 0.87005 | 0 | 0 | 1 | 0.33406 | 0.0080169 | 1
2054 | 0.40183 | 0.0086797 | 0.074067 | 0.87005 | 0 | 0 | 1 | 0.40183 | 0.0086797 | 1
2055 | 0.40389 | 0.011463 | 0.070923 | 0.87005 | 0 | 0 | 1 | 0.40389 | 0.011463 | 1
2056 | 0.25446 | 0.0012118 | 0.069331 | 0.87005 | 0 | 1 | 1 | 0.25446 | 0.0012118 | 1
2057 | 0.0983 | 0 | 0.067538 | 0.87005 | 0 | 1 | 1 | 0.0983 | 0 | 1
2058 | 0 | 0 | 0.065791 | 0.87005 | 0 | 1 | 1 | 0 | 0 | 1
2059 | 0 | 0 | 0.063775 | 0.87005 | 0 | 1 | 1 | 0 | 0 | 1
2060 | 0 | 0 | 0.060868 | 0.87005 | 0 | 0 | 1 | 0 | 0 | 1
2061 | 0 | 0 | 0.058668 | 0.87005 | 0 | 0 | 1 | 0 | 0 | 1
2062 | 0 | 0 | 0.061151 | 0.87005 | 0 | 0 | 1 | 0 | 0 | 1
2063 | 0 | 0 | 0.065355 | 0.87005 | 0 | 0 | 1 | 0 | 0 | 1
2064 | 0 | 0 | 0.063278 | 0.87005 | 0 | 0 | 1 | 0 | 0 | 1
2065 | 0 | 0 | 0.042815 | 0.93105 | 0 | 0 | 1 | 0 | 0 | 1
2066 | 0 | 0 | 0 | 0.93105 | 0 | 0 | 1 | 0 | 0 | 1
2067 | 0 | 0 | 0 | 0.93105 | 0 | 0 | 1 | 0 | 0 | 1
2068 | 0 | 0 | 0 | 0.93105 | 0 | 0 | 1 | 0 | 0 | 1
2069 | 0 | 0 | 0.0069481 | 0.93105 | 0 | 0 | 1 | 0 | 0 | 1
2070 | 0 | 0 | 0.016392 | 0.93105 | 0 | 1 | 1 | 0 | 0 | 1
2071 | 0 | 0 | 0.056137 | 0.93105 | 0 | 1 | 1 | 0 | 0 | 1
2072 | 0 | 0 | 0.048795 | 0.93105 | 0 | 1 | 1 | 0 | 0 | 1
2073 | 0.048369 | 0 | 0.038919 | 0.93105 | 0 | 0 | 1 | 0.048369 | 0 | 1
2074 | 0.19815 | 0 | 0.034276 | 0.93105 | 0 | 0 | 1 | 0.19815 | 0 | 1
2075 | 0.26377 | 0 | 0.030484 | 0.93105 | 0 | 0 | 1 | 0.26377 | 0 | 1
2076 | 0.24942 | 0 | 0.02686 | 0.93105 | 0 | 0 | 1 | 0.24942 | 0 | 1
2077 | 0.33593 | 0.020867 | 0.023711 | 0.93105 | 0 | 0 | 1 | 0.33593 | 0.020867 | 1
2078 | 0.39712 | 0.018773 | 0.020973 | 0.93105 | 0 | 0 | 1 | 0.39712 | 0.018773 | 1
2079 | 0.33129 | 0.015241 | 0.019732 | 0.93105 | 0 | 0 | 1 | 0.33129 | 0.015241 | 1
2080 | 0.1677 | 0.012102 | 0.021037 | 0.93105 | 0 | 1 | 1 | 0.1677 | 0.012102 | 1
2081 | 0.051373 | 0 | 0.027493 | 0.93105 | 0 | 1 | 1 | 0.051373 | 0 | 1
2082 | 0 | 0 | 0.02977 | 0.93105 | 0 | 1 | 1 | 0 | 0 | 1
2083 | 0 | 0 | 0.029629 | 0.93105 | 0 | 1 | 1 | 0 | 0 | 1
2084 | 0 | 0 | 0.031953 | 0.93105 | 0 | 0 | 1 | 0 | 0 | 1
2085 | 0 | 0 | 0.028237 | 0.93105 | 0 | 0 | 1 | 0 | 0 | 1
2086 | 0 | 0 | 0.028508 | 0.93105 | 0 | 0 | 1 | 0 | 0 | 1
2087 | 0 | 0 | 0.027348 | 0.93105 | 0 | 0 | 1 | 0 | 0 | 1
2088 | 0 | 0 | 0.030314 | 0.93105 | 0 | 0 | 1 | 0 | 0 | 1
2089 | 0 | 0 | 0.021152 | 0.93105 | 0 | 0 | 1 | 0 | 0 | 1
2090 | 0 | 0 | 0 | 0.93105 | 0 | 0 | 1 | 0 | 0 | 1
2091 | 0 | 0 | 0 | 0.93105 | 0 | 0 | 1 | 0 | 0 | 1
2092 | 0 | 0 | 0 | 0.93105 | 0 | 0 | 1 | 0 | 0 | 1
2093 | 0 | 0 | 0 | 0.93105 | 0 | 0 | 1 | 0 | 0 | 1
2094 | 0 | 0 | 0.023061 | 0.93105 | 0 | 1 | 1 | 0 | 0 | 1
2095 | 0 | 0 | 0.022556 | 0.93105 | 0 | 1 | 1 | 0 | 0 | 1
2096 | 0 | 0 | 0.01163 | 0.93105 | 0 | 1 | 1 | 0 | 0 | 1
2097 | 0.057534 | 0 | 0.0079787 | 0.93105 | 0 | 0 | 1 | 0.057534 | 0 | 1
2098 | 0.19905 | 0 | 0.0055233 | 0.93105 | 0 | 0 | 1 | 0.19905 | 0 | 1
2099 | 0.31201 | 9.7251e-05 | 0.0036438 | 0.93105 | 0 | 0 | 1 | 0.31201 | 9.7251e-05 | 1
2100 | 0.30626 | 0.017011 | 0.0016035 | 0.93105 | 0 | 0 | 1 | 0.30626 | 0.017011 | 1
2101 | 0.35662 | 0.028939 | 0 | 0.93105 | 0 | 0 | 1 | 0.35662 | 0.028939 | 1
2102 | 0.40895 | 0.030374 | 0.00014938 | 0.93105 | 0 | 0 | 1 | 0.40895 | 0.030374 | 1
2103 | 0.35521 | 0.022956 | 0.0026227 | 0.93105 | 0 | 0 | 1 | 0.35521 | 0.022956 | 1
2104 | 0.18546 | 0.020475 | 0.022054 | 0.93105 | 0 | 1 | 1 | 0.18546 | 0.020475 | 1
2105 | 0.060056 | 0.0042597 | 0.024763 | 0.93105 | 0 | 1 | 1 | 0.060056 | 0.0042597 | 1
2106 | 0 | 0 | 0.026328 | 0.93105 | 0 | 1 | 1 | 0 | 0 | 1
2107 | 0 | 0 | 0.025069 | 0.93105 | 0 | 1 | 1 | 0 | 0 | 1
2108 | 0 | 0 | 0.0238 | 0.93105 | 0 | 0 | 1 | 0 | 0 | 1
2109 | 0 | 0 | 0.021156 | 0.93105 | 0 | 0 | 1 | 0 | 0 | 1
2110 | 0 | 0 | 0.024248 | 0.93105 | 0 | 0 | 1 | 0 | 0 | 1
2111 | 0 | 0 | 0.030407 | 0.93105 | 0 | 0 | 1 | 0 | 0 | 1
2112 | 0 | 0 | 0.047684 | 0.93105 | 0 | 0 | 1 | 0 | 0 | 1
2113 | 0 | 0 | 0.0089648 | 0.93105 | 0 | 0 | 1 | 0 | 0 | 1
2114 | 0 | 0 | 0.0070799 | 0.93105 | 0 | 0 | 1 | 0 | 0 | 1
2115 | 0 | 0 | 0 | 0.93105 | 0 | 0 | 1 | 0 | 0 | 1
2116 | 0 | 0 | 0 | 0.93105 | 0 | 0 | 1 | 0 | 0 | 1
2117 | 0 | 0 | 0 | 0.93105 | 0 | 0 | 1 | 0 | 0 | 1
2118 | 0 | 0 | 0.045571 | 0.93105 | 0 | 1 | 1 | 0 | 0 | 1
2119 | 0 | 0 | 0.033462 | 0.93105 | 0 | 1 | 1 | 0 | 0 | 1
2120 | 0 | 0 | 0.020776 | 0.93105 | 0 | 1 | 1 | 0 | 0 | 1
2121 | 0.083148 | 0 | 0.015448 | 0.93105 | 0 | 0 | 1 | 0.083148 | 0 | 1
2122 | 0.19343 | 0 | 0.0096922 | 0.93105 | 0 | 0 | 1 | 0.19343 | 0 | 1
2123 | 0.24557 | 0 | 0.0051957 | 0.93105 | 0 | 0 | 1 | 0.24557 | 0 | 1
2124 | 0.1835 | 0.045182 | 0.00060107 | 0.93105 | 0 | 0 | 1 | 0.1835 | 0.045182 | 1
2125 | 0.15961 | 0.053234 | 0 | 0.93105 | 0 | 0 | 1 | 0.15961 | 0.053234 | 1
2126 | 0.26962 | 0.056643 | 0 | 0.93105 | 0 | 0 | 1 | 0.26962 | 0.056643 | 1
2127 | 0.29553 | 0.042002 | 0 | 0.93105 | 0 | 0 | 1 | 0.29553 | 0.042002 | 1
2128 | 0.17047 | 0.033166 | 0 | 0.93105 | 0 | 1 | 1 | 0.17047 | 0.033166 | 1
2129 | 0.040755 | 0.024847 | 0 | 0.93105 | 0 | 1 | 1 | 0.040755 | 0.024847 | 1
2130 | 0 | 0.0089059 | 0 | 0.93105 | 0 | 1 | 1 | 0 | 0.0089059 | 1
2131 | 0 | 0 | 0 | 0.93105 | 0 | 1 | 1 | 0 | 0 | 1
2132 | 0 | 0 | 0 | 0.93105 | 0 | 0 | 1 | 0 | 0 | 1
2133 | 0 | 0 | 0.0040241 | 0.93105 | 0 | 0 | 1 | 0 | 0 | 1
2134 | 0 | 0 | 0.0074728 | 0.93105 | 0 | 0 | 1 | 0 | 0 | 1
2135 | 0 | 0 | 0.0086904 | 0.93105 | 0 | 0 | 1 | 0 | 0 | 1
2136 | 0 | 0 | 0.026559 | 0.93105 | 0 | 0 | 1 | 0 | 0 | 1
2137 | 0 | 0 | 0.02093 | 0.93105 | 0 | 0 | 1 | 0 | 0 | 1
2138 | 0 | 0 | 0 | 0.93105 | 0 | 0 | 1 | 0 | 0 | 1
2139 | 0 | 0 | 0 | 0.93105 | 0 | 0 | 1 | 0 | 0 | 1
2140 | 0 | 0 | 0 | 0.93105 | 0 | 0 | 1 | 0 | 0 | 1
2141 | 0 | 0 | 0 | 0.93105 | 0 | 0 | 1 | 0 | 0 | 1
2142 | 0 | 0 | 0.061479 | 0.93105 | 0 | 1 | 1 | 0 | 0 | 1
2143 | 0 | 0 | 0.055635 | 0.93105 | 0 | 1 | 1 | 0 | 0 | 1
2144 | 0 | 0 | 0.052826 | 0.93105 | 0 | 1 | 1 | 0 | 0 | 1
2145 | 0.11038 | 0 | 0.050243 | 0.93105 | 0 | 0 | 1 | 0.11038 | 0 | 1
2146 | 0.1806 | 0 | 0.045353 | 0.93105 | 0 | 0 | 1 | 0.1806 | 0 | 1
2147 | 0.17775 | 0 | 0.041804 | 0.93105 | 0 | 0 | 1 | 0.17775 | 0 | 1
2148 | 0.14961 | 0.017336 | 0.042913 | 0.93105 | 0 | 0 | 1 | 0.14961 | 0.017336 | 1
2149 | 0.15639 | 0.024114 | 0.043094 | 0.93105 | 0 | 0 | 1 | 0.15639 | 0.024114 | 1
2150 | 0.28623 | 0.027337 | 0.04135 | 0.93105 | 0 | 0 | 1 | 0.28623 | 0.027337 | 1
2151 | 0.36027 | 0.01694 | 0.038186 | 0.93105 | 0 | 0 | 1 | 0.36027 | 0.01694 | 1
2152 | 0.24523 | 0.026081 | 0.035165 | 0.93105 | 0 | 1 | 1 | 0.24523 | 0.026081 | 1
2153 | 0.063647 | 0.014419 | 0.032447 | 0.93105 | 0 | 1 | 1 | 0.063647 | 0.014419 | 1
2154 | 0 | 0 | 0.031887 | 0.93105 | 0 | 1 | 1 | 0 | 0 | 1
2155 | 0 | 0 | 0.031487 | 0.93105 | 0 | 1 | 1 | 0 | 0 | 1
2156 | 0 | 0 | 0.032802 | 0.93105 | 0 | 0 | 1 | 0 | 0 | 1
2157 | 0 | 0 | 0.025376 | 0.93105 | 0 | 0 | 1 | 0 | 0 | 1
2158 | 0 | 0 | 0.015492 | 0.93105 | 0 | 0 | 1 | 0 | 0 | 1
2159 | 0 | 0 | 0.01349 | 0.93105 | 0 | 0 | 1 | 0 | 0 | 1
2160 | 0 | 0 | 0.023647 | 0.93105 | 0 | 0 | 1 | 0 | 0 | 1
2161 | 0 | 0 | 0.01813 | 0.93105 | 0 | 0 | 1 | 0 | 0 | 1
2162 | 0 | 0 | 0 | 0.93105 | 0 | 0 | 1 | 0 | 0 | 1
2163 | 0 | 0 | 0 | 0.93105 | 0 | 0 | 1 | 0 | 0 | 1
2164 | 0 | 0 | 0 | 0.93105 | 0 | 0 | 1 | 0 | 0 | 1
2165 | 0 | 0 | 0 | 0.93105 | 0 | 0 | 1 | 0 | 0 | 1
2166 | 0 | 0 | 0.016513 | 0.93105 | 0 | 1 | 1 | 0 | 0 | 1
2167 | 0 | 0 | 0.016292 | 0.93105 | 0 | 1 | 1 | 0 | 0 | 1
2168 | 0 | 0 | 0.019092 | 0.93105 | 0 | 1 | 1 | 0 | 0 | 1
2169 | 0.011737 | 0 | 0.028551 | 0.93105 | 0 | 0 | 1 | 0.011737 | 0 | 1
2170 | 0.090635 | 0.00099556 | 0.01548 | 0.93105 | 0 | 0 | 1 | 0.090635 | 0.00099556 | 1
2171 | 0.044605 | 0 | 0.011607 | 0.93105 | 0 | 0 | 1 | 0.044605 | 0 | 1
2172 | 0.042977 | 0.025706 | 0.014342 | 0.93105 | 0 | 0 | 1 | 0.042977 | 0.025706 | 1
2173 | 0.058289 | 0.016905 | 0.016673 | 0.93105 | 0 | 0 | 1 | 0.058289 | 0.016905 | 1
2174 | 0.12333 | 0.018318 | 0.016911 | 0.93105 | 0 | 0 | 1 | 0.12333 | 0.018318 | 1
2175 | 0.13675 | 0.02823 | 0.010497 | 0.93105 | 0 | 0 | 1 | 0.13675 | 0.02823 | 1
2176 | 0.09439 | 0.023333 | 0 | 0.93105 | 0 | 1 | 1 | 0.09439 | 0.023333 | 1
2177 | 0 | 0.023994 | 0 | 0.93105 | 0 | 1 | 1 | 0 | 0.023994 | 1
2178 | 0 | 0 | 0 | 0.93105 | 0 | 1 | 1 | 0 | 0 | 1
2179 | 0 | 0 | 0 | 0.93105 | 0 | 1 | 1 | 0 | 0 | 1
2180 | 0 | 0 | 0 | 0.93105 | 0 | 0 | 1 | 0 | 0 | 1
2181 | 0 | 0 | 0 | 0.93105 | 0 | 0 | 1 | 0 | 0 | 1
2182 | 0 | 0 | 0 | 0.93105 | 0 | 0 | 1 | 0 | 0 | 1
2183 | 0 | 0 | 0 | 0.93105 | 0 | 0 | 1 | 0 | 0 | 1
2184 | 0 | 0 | 0 | 0.93105 | 0 | 0 | 1 | 0 | 0 | 1
2185 | 0 | 0 | 0 | 0.93105 | 0 | 0 | 1 | 0 | 0 | 1
2186 | 0 | 0 | 0 | 0.93105 | 0 | 0 | 1 | 0 | 0 | 1
2187 | 0 | 0 | 0 | 0.93105 | 0 | 0 | 1 | 0 | 0 | 1
2188 | 0 | 0 | 0 | 0.93105 | 0 | 0 | 1 | 0 | 0 | 1
2189 | 0 | 0 | 0 | 0.93105 | 0 | 0 | 1 | 0 | 0 | 1
2190 | 0 | 0 | 0 | 0.93105 | 0 | 1 | 1 | 0 | 0 | 1
2191 | 0 | 0 | 0 | 0.93105 | 0 | 1 | 1 | 0 | 0 | 1
2192 | 0 | 0.00015385 | 0 | 0.93105 | 0 | 1 | 1 | 0 | 0.00015385 | 1
2193 | 0 | 0.0087908 | 0 | 0.93105 | 0 | 0 | 1 | 0 | 0.0087908 | 1
2194 | 0.059305 | 0.030235 | 0 | 0.93105 | 0 | 0 | 1 | 0.059305 | 0.030235 | 1
2195 | 0.070082 | 0.032148 | 0 | 0.93105 | 0 | 0 | 1 | 0.070082 | 0.032148 | 1
2196 | 0.13136 | 0.048036 | 0 | 0.93105 | 0 | 0 | 1 | 0.13136 | 0.048036 | 1
2197 | 0.14102 | 0.048377 | 0 | 0.93105 | 0 | 0 | 1 | 0.14102 | 0.048377 | 1
2198 | 0.11348 | 0.053808 | 0 | 0.93105 | 0 | 0 | 1 | 0.11348 | 0.053808 | 1
2199 | 0.050754 | 0.073024 | 0 | 0.93105 | 0 | 0 | 1 | 0.050754 | 0.073024 | 1
2200 | 0.094867 | 0.070798 | 0 | 0.93105 | 0 | 1 | 1 | 0.094867 | 0.070798 | 1
2201 | 0 | 0.061225 | 0 | 0.93105 | 0 | 1 | 1 | 0 | 0.061225 | 1
2202 | 0 | 0.025155 | 0 | 0.93105 | 0 | 1 | 1 | 0 | 0.025155 | 1
2203 | 0 | 0.01024 | 0 | 0.93105 | 0 | 1 | 1 | 0 | 0.01024 | 1
2204 | 0 | 0.018154 | 0 | 0.93105 | 0 | 0 | 1 | 0 | 0.018154 | 1
2205 | 0 | 0.030968 | 0 | 0.93105 | 0 | 0 | 1 | 0 | 0.030968 | 1
2206 | 0 | 0.014518 | 0 | 0.93105 | 0 | 0 | 1 | 0 | 0.014518 | 1
2207 | 0 | 0.011149 | 0 | 0.93105 | 0 | 0 | 1 | 0 | 0.011149 | 1
2208 | 0 | 0.0072455 | 0 | 0.93105 | 0 | 0 | 1 | 0 | 0.0072455 | 1
2209 | 0 | 0.004628 | 0 | 0.93105 | 0 | 0 | 1 | 0 | 0.004628 | 1
2210 | 0 | 0.0055975 | 0 | 0.93105 | 0 | 0 | 1 | 0 | 0.0055975 | 1
2211 | 0 | 0 | 0 | 0.93105 | 0 | 0 | 1 | 0 | 0 | 1
2212 | 0 | 0 | 0 | 0.93105 | 0 | 0 | 1 | 0 | 0 | 1
2213 | 0 | 0 | 0 | 0.93105 | 0 | 0 | 1 | 0 | 0 | 1
2214 | 0 | 0 | 0 | 0.93105 | 0 | 1 | 1 | 0 | 0 | 1
2215 | 0 | 0 | 0 | 0.93105 | 0 | 1 | 1 | 0 | 0 | 1
2216 | 0 | 0.020235 | 0 | 0.93105 | 0 | 1 | 1 | 0 | 0.020235 | 1
2217 | 0 | 0.053782 | 0 | 0.93105 | 0 | 0 | 1 | 0 | 0.053782 | 1
2218 | 0.077006 | 0.079487 | 0 | 0.93105 | 0 | 0 | 1 | 0.077006 | 0.079487 | 1
2219 | 0.09679 | 0.088871 | 0 | 0.93105 | 0 | 0 | 1 | 0.09679 | 0.088871 | 1
2220 | 0.14532 | 0.096141 | 0 | 0.93105 | 0 | 0 | 1 | 0.14532 | 0.096141 | 1
2221 | 0.10627 | 0.067337 | 0 | 0.93105 | 0 | 0 | 1 | 0.10627 | 0.067337 | 1
2222 | 0.094164 | 0.081285 | 0 | 0.93105 | 0 | 0 | 1 | 0.094164 | 0.081285 | 1
2223 | 0.019673 | 0.0947 | 0 | 0.93105 | 0 | 0 | 1 | 0.019673 | 0.0947 | 1
2224 | 0.055036 | 0.072562 | 0 | 0.93105 | 0 | 1 | 1 | 0.055036 | 0.072562 | 1
2225 | 0 | 0.051575 | 0 | 0.93105 | 0 | 1 | 1 | 0 | 0.051575 | 1
2226 | 0 | 0.02835 | 0 | 0.93105 | 0 | 1 | 1 | 0 | 0.02835 | 1
2227 | 0 | 0.014716 | 0 | 0.93105 | 0 | 1 | 1 | 0 | 0.014716 | 1
2228 | 0 | 0.028013 | 0 | 0.93105 | 0 | 0 | 1 | 0 | 0.028013 | 1
2229 | 0 | 0.041628 | 0 | 0.93105 | 0 | 0 | 1 | 0 | 0.041628 | 1
2230 | 0 | 0.01626 | 0.0080516 | 0.93105 | 0 | 0 | 1 | 0 | 0.01626 | 1
2231 | 0 | 0.0039753 | 0.010172 | 0.93105 | 0 | 0 | 1 | 0 | 0.0039753 | 1
2232 | 0 | 0 | 0.019283 | 0.93105 | 0 | 0 | 1 | 0 | 0 | 1
2233 | 0 | 0.025211 | 0 | 1 | 0 | 0 | 1 | 0 | 0.025211 | 1
2234 | 0 | 0 | 0 | 1 | 0 | 0 | 1 | 0 | 0 | 1
2235 | 0 | 0 | 0 | 1 | 0 | 0 | 1 | 0 | 0 | 1
2236 | 0 | 0 | 0 | 1 | 0 | 0 | 1 | 0 | 0 | 1
2237 | 0 | 0 | 0 | 1 | 0 | 0 | 1 | 0 | 0 | 1
2238 | 0 | 0 | 0 | 1 | 0 | 1 | 1 | 0 | 0 | 1
2239 | 0 | 0 | 0 | 1 | 0 | 1 | 1 | 0 | 0 | 1
2240 | 0 | 0 | 0 | 1 | 0 | 1 | 1 | 0 | 0 | 1
2241 | 0.013475 | 0.0015239 | 0 | 1 | 0 | 0 | 1 | 0.013475 | 0.0015239 | 1
2242 | 0.12139 | 0.013201 | 0 | 1 | 0 | 0 | 1 | 0.12139 | 0.013201 | 1
2243 | 0.18161 | 0.032472 | 0 | 1 | 0 | 0 | 1 | 0.18161 | 0.032472 | 1
2244 | 0.21262 | 0.044717 | 0 | 1 | 0 | 0 | 1 | 0.21262 | 0.044717 | 1
2245 | 0.23353 | 0.025565 | 0 | 1 | 0 | 0 | 1 | 0.23353 | 0.025565 | 1
2246 | 0.25721 | 0.045456 | 0 | 1 | 0 | 0 | 1 | 0.25721 | 0.045456 | 1
2247 | 0.1687 | 0.070492 | 0 | 1 | 0 | 0 | 1 | 0.1687 | 0.070492 | 1
2248 | 0.14142 | 0.083037 | 0 | 1 | 0 | 1 | 1 | 0.14142 | 0.083037 | 1
2249 | 0 | 0.047759 | 0 | 1 | 0 | 1 | 1 | 0 | 0.047759 | 1
2250 | 0 | 0.030424 | 0 | 1 | 0 | 1 | 1 | 0 | 0.030424 | 1
2251 | 0 | 0.0076542 | 1.5815e-05 | 1 | 0 | 1 | 1 | 0 | 0.0076542 | 1
2252 | 0 | 0.027579 | 0.0013064 | 1 | 0 | 0 | 1 | 0 | 0.027579 | 1
2253 | 0 | 0.030893 | 0.0023829 | 1 | 0 | 0 | 1 | 0 | 0.030893 | 1
2254 | 0 | 0.014278 | 0.0050428 | 1 | 0 | 0 | 1 | 0 | 0.014278 | 1
2255 | 0 | 0.0091631 | 0.0065405 | 1 | 0 | 0 | 1 | 0 | 0.0091631 | 1
2256 | 0 | 0.011841 | 0.010074 | 1 | 0 | 0 | 1 | 0 | 0.011841 | 1
2257 | 0 | 0 | 0 | 1 | 0 | 0 | 1 | 0 | 0 | 1
2258 | 0 | 0 | 0 | 1 | 0 | 0 | 1 | 0 | 0 | 1
2259 | 0 | 0 | 0 | 1 | 0 | 0 | 1 | 0 | 0 | 1
2260 | 0 | 0 | 0 | 1 | 0 | 0 | 1 | 0 | 0 | 1
2261 | 0 | 0 | 0 | 1 | 0 | 0 | 1 | 0 | 0 | 1
2262 | 0 | 0 | 0 | 1 | 0 | 1 | 1 | 0 | 0 | 1
2263 | 0 | 0 | 0.016232 | 1 | 0 | 1 | 1 | 0 | 0 | 1
2264 | 0 | 0 | 0.01343 | 1 | 0 | 1 | 1 | 0 | 0 | 1
2265 | 0.075363 | 0.0143 | 0.010539 | 1 | 0 | 0 | 1 | 0.075363 | 0.0143 | 1
2266 | 0.21657 | 0.024633 | 0.0072031 | 1 | 0 | 0 | 1 | 0.21657 | 0.024633 | 1
2267 | 0.2418 | 0.034193 | 0.0038907 | 1 | 0 | 0 | 1 | 0.2418 | 0.034193 | 1
2268 | 0.33347 | 0.044533 | 0 | 1 | 0 | 0 | 1 | 0.33347 | 0.044533 | 1
2269 | 0.34629 | 0.016616 | 0 | 1 | 0 | 0 | 1 | 0.34629 | 0.016616 | 1
2270 | 0.35891 | 0.038447 | 0 | 1 | 0 | 0 | 1 | 0.35891 | 0.038447 | 1
2271 | 0.31176 | 0.09202 | 0 | 1 | 0 | 0 | 1 | 0.31176 | 0.09202 | 1
2272 | 0.19492 | 0.11163 | 0 | 1 | 0 | 1 | 1 | 0.19492 | 0.11163 | 1
2273 | 0.024239 | 0.0503 | 0 | 1 | 0 | 1 | 1 | 0.024239 | 0.0503 | 1
2274 | 0 | 0.039631 | 0 | 1 | 0 | 1 | 1 | 0 | 0.039631 | 1
2275 | 0 | 0.0081266 | 0 | 1 | 0 | 1 | 1 | 0 | 0.0081266 | 1
2276 | 0 | 0.036936 | 0 | 1 | 0 | 0 | 1 | 0 | 0.036936 | 1
2277 | 0 | 0.037586 | 0 | 1 | 0 | 0 | 1 | 0 | 0.037586 | 1
2278 | 0 | 0.030567 | 0 | 1 | 0 | 0 | 1 | 0 | 0.030567 | 1
2279 | 0 | 0.02611 | 0 | 1 | 0 | 0 | 1 | 0 | 0.02611 | 1
2280 | 0 | 0.041659 | 0 | 1 | 0 | 0 | 1 | 0 | 0.041659 | 1
2281 | 0 | 0 | 0 | 1 | 0 | 0 | 1 | 0 | 0 | 1
2282 | 0 | 0.00034779 | 0 | 1 | 0 | 0 | 1 | 0 | 0.00034779 | 1
2283 | 0 | 0 | 0 | 1 | 0 | 0 | 1 | 0 | 0 | 1
2284 | 0 | 0 | 0 | 1 | 0 | 0 | 1 | 0 | 0 | 1
2285 | 0 | 0 | 0 | 1 | 0 | 0 | 1 | 0 | 0 | 1
2286 | 0 | 0 | 0 | 1 | 0 | 1 | 1 | 0 | 0 | 1
2287 | 0 | 0 | 0 | 1 | 0 | 1 | 1 | 0 | 0 | 1
2288 | 0 | 0 | 0 | 1 | 0 | 1 | 1 | 0 | 0 | 1
2289 | 0.0044136 | 0 | 0 | 1 | 0 | 0 | 1 | 0.0044136 | 0 | 1
2290 | 0.1173 | 0.010315 | 0 | 1 | 0 | 0 | 1 | 0.1173 | 0.010315 | 1
2291 | 0.15052 | 0.032072 | 0 | 1 | 0 | 0 | 1 | 0.15052 | 0.032072 | 1
2292 | 0.27714 | 0.051129 | 0 | 1 | 0 | 0 | 1 | 0.27714 | 0.051129 | 1
2293 | 0.32134 | 0.054573 | 0 | 1 | 0 | 0 | 1 | 0.32134 | 0.054573 | 1
2294 | 0.22597 | 0.066256 | 0 | 1 | 0 | 0 | 1 | 0.22597 | 0.066256 | 1
2295 | 0.14143 | 0.11282 | 0 | 1 | 0 | 0 | 1 | 0.14143 | 0.11282 | 1
2296 | 0.062671 | 0.11366 | 0 | 1 | 0 | 1 | 1 | 0.062671 | 0.11366 | 1
2297 | 0 | 0.066027 | 0 | 1 | 0 | 1 | 1 | 0 | 0.066027 | 1
2298 | 0 | 0.048269 | 0 | 1 | 0 | 1 | 1 | 0 | 0.048269 | 1
2299 | 0 | 0.013112 | 0 | 1 | 0 | 1 | 1 | 0 | 0.013112 | 1
2300 | 0 | 0.032139 | 0 | 1 | 0 | 0 | 1 | 0 | 0.032139 | 1
2301 | 0 | 0.042326 | 0 | 1 | 0 | 0 | 1 | 0 | 0.042326 | 1
2302 | 0 | 0.036607 | 0 | 1 | 0 | 0 | 1 | 0 | 0.036607 | 1
2303 | 0 | 0.034756 | 0 | 1 | 0 | 0 | 1 | 0 | 0.034756 | 1
2304 | 0 | 0.067401 | 0 | 1 | 0 | 0 | 1 | 0 | 0.067401 | 1
2305 | 0 | 0.024174 | 0.015715 | 1 | 0 | 0 | 1 | 0 | 0.024174 | 1
2306 | 0 | 0.024528 | 0.040215 | 1 | 0 | 0 | 1 | 0 | 0.024528 | 1
2307 | 0 | 0.014943 | 0.0064925 | 1 | 0 | 0 | 1 | 0 | 0.014943 | 1
2308 | 0 | 0 | 0 | 1 | 0 | 0 | 1 | 0 | 0 | 1
2309 | 0 | 0.0038825 | 0.0039963 | 1 | 0 | 0 | 1 | 0 | 0.0038825 | 1
2310 | 0 | 0 | 0.036601 | 1 | 0 | 1 | 1 | 0 | 0 | 1
2311 | 0 | 0 | 0.032497 | 1 | 0 | 1 | 1 | 0 | 0 | 1
2312 | 0 | 0.00027731 | 0.029532 | 1 | 0 | 1 | 1 | 0 | 0.00027731 | 1
2313 | 0 | 0.022318 | 0.026408 | 1 | 0 | 0 | 1 | 0 | 0.022318 | 1
2314 | 0.083208 | 0.049089 | 0.02418 | 1 | 0 | 0 | 1 | 0.083208 | 0.049089 | 1
2315 | 0.15716 | 0.077388 | 0.023796 | 1 | 0 | 0 | 1 | 0.15716 | 0.077388 | 1
2316 | 0.23401 | 0.10947 | 0.023565 | 1 | 0 | 0 | 1 | 0.23401 | 0.10947 | 1
2317 | 0.19185 | 0.13074 | 0.023597 | 1 | 0 | 0 | 1 | 0.19185 | 0.13074 | 1
2318 | 0.17585 | 0.13258 | 0.022851 | 1 | 0 | 0 | 1 | 0.17585 | 0.13258 | 1
2319 | 0.13903 | 0.14425 | 0.022103 | 1 | 0 | 0 | 1 | 0.13903 | 0.14425 | 1
2320 | 0.024931 | 0.1292 | 0.022744 | 1 | 0 | 1 | 1 | 0.024931 | 0.1292 | 1
2321 | 0 | 0.087361 | 0.023049 | 1 | 0 | 1 | 1 | 0 | 0.087361 | 1
2322 | 0 | 0.057997 | 0.022024 | 1 | 0 | 1 | 1 | 0 | 0.057997 | 1
2323 | 0 | 0.021859 | 0.022227 | 1 | 0 | 1 | 1 | 0 | 0.021859 | 1
2324 | 0 | 0.036151 | 0.023413 | 1 | 0 | 0 | 1 | 0 | 0.036151 | 1
2325 | 0 | 0.047472 | 0.023632 | 1 | 0 | 0 | 1 | 0 | 0.047472 | 1
2326 | 0 | 0.05745 | 0.023358 | 1 | 0 | 0 | 1 | 0 | 0.05745 | 1
2327 | 0 | 0.045597 | 0.021495 | 1 | 0 | 0 | 1 | 0 | 0.045597 | 1
2328 | 0 | 0.081581 | 0.018677 | 1 | 0 | 0 | 1 | 0 | 0.081581 | 1
2329 | 0 | 0.045076 | 0.024249 | 1 | 0 | 0 | 1 | 0 | 0.045076 | 1
2330 | 0 | 0.040531 | 0 | 1 | 0 | 0 | 1 | 0 | 0.040531 | 1
2331 | 0 | 0.02657 | 0 | 1 | 0 | 0 | 1 | 0 | 0.02657 | 1
2332 | 0 | 0.016459 | 0 | 1 | 0 | 0 | 1 | 0 | 0.016459 | 1
2333 | 0 | 0.021924 | 0 | 1 | 0 | 0 | 1 | 0 | 0.021924 | 1
2334 | 0 | 0.0062606 | 0.039782 | 1 | 0 | 1 | 1 | 0 | 0.0062606 | 1
2335 | 0 | 0.0073499 | 0.036515 | 1 | 0 | 1 | 1 | 0 | 0.0073499 | 1
2336 | 0 | 0.033988 | 0.029212 | 1 | 0 | 1 | 1 | 0 | 0.033988 | 1
2337 | 0 | 0.049925 | 0.026734 | 1 | 0 | 0 | 1 | 0 | 0.049925 | 1
2338 | 0.075052 | 0.082653 | 0.024853 | 1 | 0 | 0 | 1 | 0.075052 | 0.082653 | 1
2339 | 0.21384 | 0.11358 | 0.023623 | 1 | 0 | 0 | 1 | 0.21384 | 0.11358 | 1
2340 | 0.20444 | 0.13938 | 0.022778 | 1 | 0 | 0 | 1 | 0.20444 | 0.13938 | 1
2341 | 0.2006 | 0.16145 | 0.019179 | 1 | 0 | 0 | 1 | 0.2006 | 0.16145 | 1
2342 | 0.17828 | 0.13976 | 0.015634 | 1 | 0 | 0 | 1 | 0.17828 | 0.13976 | 1
2343 | 0.14849 | 0.11749 | 0.013328 | 1 | 0 | 0 | 1 | 0.14849 | 0.11749 | 1
2344 | 0 | 0.09533 | 0.010091 | 1 | 0 | 1 | 1 | 0 | 0.09533 | 1
2345 | 0 | 0.096387 | 0.0069092 | 1 | 0 | 1 | 1 | 0 | 0.096387 | 1
2346 | 0 | 0.066431 | 0.0052296 | 1 | 0 | 1 | 1 | 0 | 0.066431 | 1
2347 | 0 | 0.017331 | 0.0040548 | 1 | 0 | 1 | 1 | 0 | 0.017331 | 1
2348 | 0 | 0.0064971 | 0.0050391 | 1 | 0 | 0 | 1 | 0 | 0.0064971 | 1
2349 | 0 | 0.031785 | 0.0068931 | 1 | 0 | 0 | 1 | 0 | 0.031785 | 1
2350 | 0 | 0.049015 | 0.0077644 | 1 | 0 | 0 | 1 | 0 | 0.049015 | 1
2351 | 0 | 0.036911 | 0.015058 | 1 | 0 | 0 | 1 | 0 | 0.036911 | 1
2352 | 0 | 0.064367 | 0.024043 | 1 | 0 | 0 | 1 | 0 | 0.064367 | 1
2353 | 0 | 0.064015 | 0.033881 | 1 | 0 | 0 | 1 | 0 | 0.064015 | 1
2354 | 0 | 0.0043596 | 0 | 1 | 0 | 0 | 1 | 0 | 0.0043596 | 1
2355 | 0 | 0 | 0 | 1 | 0 | 0 | 1 | 0 | 0 | 1
2356 | 0 | 0 | 0 | 1 | 0 | 0 | 1 | 0 | 0 | 1
2357 | 0 | 0 | 0 | 1 | 0 | 0 | 1 | 0 | 0 | 1
2358 | 0 | 0 | 0.076032 | 1 | 0 | 1 | 1 | 0 | 0 | 1
2359 | 0 | 0 | 0.080341 | 1 | 0 | 1 | 1 | 0 | 0 | 1
2360 | 0 | 0 | 0.077899 | 1 | 0 | 1 | 1 | 0 | 0 | 1
2361 | 0.059168 | 0.021839 | 0.077762 | 1 | 0 | 0 | 1 | 0.059168 | 0.021839 | 1
2362 | 0.19077 | 0.047364 | 0.079368 | 1 | 0 | 0 | 1 | 0.19077 | 0.047364 | 1
2363 | 0.33398 | 0.065406 | 0.075278 | 1 | 0 | 0 | 1 | 0.33398 | 0.065406 | 1
2364 | 0.27227 | 0.092165 | 0.070919 | 1 | 0 | 0 | 1 | 0.27227 | 0.092165 | 1
2365 | 0.19669 | 0.13254 | 0.066658 | 1 | 0 | 0 | 1 | 0.19669 | 0.13254 | 1
2366 | 0.29183 | 0.13046 | 0.063134 | 1 | 0 | 0 | 1 | 0.29183 | 0.13046 | 1
2367 | 0.22225 | 0.12438 | 0.060255 | 1 | 0 | 0 | 1 | 0.22225 | 0.12438 | 1
2368 | 0.022837 | 0.12066 | 0.058494 | 1 | 0 | 1 | 1 | 0.022837 | 0.12066 | 1
2369 | 0.0075137 | 0.12481 | 0.056085 | 1 | 0 | 1 | 1 | 0.0075137 | 0.12481 | 1
2370 | 0 | 0.099706 | 0.052692 | 1 | 0 | 1 | 1 | 0 | 0.099706 | 1
2371 | 0 | 0.054794 | 0.047805 | 1 | 0 | 1 | 1 | 0 | 0.054794 | 1
2372 | 0 | 0.051816 | 0.045899 | 1 | 0 | 0 | 1 | 0 | 0.051816 | 1
2373 | 0 | 0.055121 | 0.047392 | 1 | 0 | 0 | 1 | 0 | 0.055121 | 1
2374 | 0 | 0.10627 | 0.046814 | 1 | 0 | 0 | 1 | 0 | 0.10627 | 1
2375 | 0 | 0.09519 | 0.048012 | 1 | 0 | 0 | 1 | 0 | 0.09519 | 1
2376 | 0 | 0.095778 | 0.052171 | 1 | 0 | 0 | 1 | 0 | 0.095778 | 1
2377 | 0 | 0.0355 | 0.062458 | 1 | 0 | 0 | 1 | 0 | 0.0355 | 1
2378 | 0 | 0.015288 | 0.057343 | 1 | 0 | 0 | 1 | 0 | 0.015288 | 1
2379 | 0 | 0 | 0.017712 | 1 | 0 | 0 | 1 | 0 | 0 | 1
2380 | 0 | 0 | 0.0075583 | 1 | 0 | 0 | 1 | 0 | 0 | 1
2381 | 0 | 0 | 0.0045723 | 1 | 0 | 0 | 1 | 0 | 0 | 1
2382 | 0 | 0.004626 | 0.057546 | 1 | 0 | 1 | 1 | 0 | 0.004626 | 1
2383 | 0 | 0.014385 | 0.064954 | 1 | 0 | 1 | 1 | 0 | 0.014385 | 1
2384 | 0.0017091 | 0.030197 | 0.063441 | 1 | 0 | 1 | 1 | 0.0017091 | 0.030197 | 1
2385 | 0.14667 | 0.042644 | 0.062213 | 1 | 0 | 0 | 1 | 0.14667 | 0.042644 | 1
2386 | 0.28582 | 0.065504 | 0.055882 | 1 | 0 | 0 | 1 | 0.28582 | 0.065504 | 1
2387 | 0.35114 | 0.091689 | 0.044492 | 1 | 0 | 0 | 1 | 0.35114 | 0.091689 | 1
2388 | 0.36425 | 0.10671 | 0.036927 | 1 | 0 | 0 | 1 | 0.36425 | 0.10671 | 1
2389 | 0.32322 | 0.14315 | 0.036419 | 1 | 0 | 0 | 1 | 0.32322 | 0.14315 | 1
2390 | 0.34199 | 0.13775 | 0.036438 | 1 | 0 | 0 | 1 | 0.34199 | 0.13775 | 1
2391 | 0.20128 | 0.12124 | 0.039092 | 1 | 0 | 0 | 1 | 0.20128 | 0.12124 | 1
2392 | 0.094535 | 0.12606 | 0.055148 | 1 | 0 | 1 | 1 | 0.094535 | 0.12606 | 1
2393 | 0.024961 | 0.15245 | 0.058401 | 1 | 0 | 1 | 1 | 0.024961 | 0.15245 | 1
2394 | 0 | 0.14978 | 0.056875 | 1 | 0 | 1 | 1 | 0 | 0.14978 | 1
2395 | 0 | 0.1159 | 0.054522 | 1 | 0 | 1 | 1 | 0 | 0.1159 | 1
2396 | 0 | 0.0845 | 0.052199 | 1 | 0 | 0 | 1 | 0 | 0.0845 | 1
2397 | 0 | 0.062917 | 0.04521 | 1 | 0 | 0 | 1 | 0 | 0.062917 | 1
2398 | 0 | 0.10183 | 0.032162 | 1 | 0 | 0 | 1 | 0 | 0.10183 | 1
2399 | 0 | 0.089255 | 0.037475 | 1 | 0 | 0 | 1 | 0 | 0.089255 | 1
2400 | 0 | 0.070832 | 0.053914 | 1 | 0 | 0 | 1 | 0 | 0.070832 | 1
2401 | 0 | 0.0663 | 0.051353 | 1 | 0 | 0 | 1 | 0 | 0.0663 | 1
2402 | 0 | 0.010523 | 0.012532 | 1 | 0 | 0 | 1 | 0 | 0.010523 | 1
2403 | 0 | 0.0032781 | 0 | 1 | 0 | 0 | 1 | 0 | 0.0032781 | 1
2404 | 0 | 0.0045142 | 0 | 1 | 0 | 0 | 1 | 0 | 0.0045142 | 1
2405 | 0 | 0.0067279 | 0 | 1 | 0 | 0 | 1 | 0 | 0.0067279 | 1
2406 | 0 | 0.022007 | 0.050383 | 1 | 0 | 1 | 1 | 0 | 0.022007 | 1
2407 | 0 | 0.030775 | 0.052256 | 1 | 0 | 1 | 1 | 0 | 0.030775 | 1
2408 | 0 | 0.034641 | 0.051379 | 1 | 0 | 1 | 1 | 0 | 0.034641 | 1
2409 | 0.098678 | 0.048215 | 0.051852 | 1 | 0 | 0 | 1 | 0.098678 | 0.048215 | 1
2410 | 0.26865 | 0.078368 | 0.049842 | 1 | 0 | 0 | 1 | 0.26865 | 0.078368 | 1
2411 | 0.27838 | 0.097618 | 0.048485 | 1 | 0 | 0 | 1 | 0.27838 | 0.097618 | 1
2412 | 0.29738 | 0.1148 | 0.047392 | 1 | 0 | 0 | 1 | 0.29738 | 0.1148 | 1
2413 | 0.24548 | 0.15139 | 0.045775 | 1 | 0 | 0 | 1 | 0.24548 | 0.15139 | 1
2414 | 0.34476 | 0.16335 | 0.044357 | 1 | 0 | 0 | 1 | 0.34476 | 0.16335 | 1
2415 | 0.17577 | 0.15514 | 0.043491 | 1 | 0 | 0 | 1 | 0.17577 | 0.15514 | 1
2416 | 0.13418 | 0.15363 | 0.042627 | 1 | 0 | 1 | 1 | 0.13418 | 0.15363 | 1
2417 | 0 | 0.16755 | 0.046832 | 1 | 0 | 1 | 1 | 0 | 0.16755 | 1
2418 | 0 | 0.15801 | 0.046442 | 1 | 0 | 1 | 1 | 0 | 0.15801 | 1
2419 | 0 | 0.12747 | 0.050124 | 1 | 0 | 1 | 1 | 0 | 0.12747 | 1
2420 | 0 | 0.12412 | 0.054808 | 1 | 0 | 0 | 1 | 0 | 0.12412 | 1
2421 | 0 | 0.095267 | 0.059959 | 1 | 0 | 0 | 1 | 0 | 0.095267 | 1
2422 | 0 | 0.11724 | 0.066054 | 1 | 0 | 0 | 1 | 0 | 0.11724 | 1
2423 | 0 | 0.088174 | 0.07469 | 1 | 0 | 0 | 1 | 0 | 0.088174 | 1
2424 | 0 | 0.053163 | 0.084181 | 1 | 0 | 0 | 1 | 0 | 0.053163 | 1
2425 | 0 | 0.063662 | 0.089688 | 1 | 0 | 0 | 1 | 0 | 0.063662 | 1
2426 | 0 | 0.018148 | 0.07794 | 1 | 0 | 0 | 1 | 0 | 0.018148 | 1
2427 | 0 | 0.016202 | 0.018606 | 1 | 0 | 0 | 1 | 0 | 0.016202 | 1
2428 | 0 | 0.010028 | 0.017706 | 1 | 0 | 0 | 1 | 0 | 0.010028 | 1
2429 | 0 | 0.027418 | 0.04629 | 1 | 0 | 0 | 1 | 0 | 0.027418 | 1
2430 | 0 | 0.044732 | 0.086593 | 1 | 0 | 1 | 1 | 0 | 0.044732 | 1
2431 | 0 | 0.064489 | 0.087124 | 1 | 0 | 1 | 1 | 0 | 0.064489 | 1
2432 | 0 | 0.084046 | 0.084639 | 1 | 0 | 1 | 1 | 0 | 0.084046 | 1
2433 | 0.09473 | 0.10227 | 0.082547 | 1 | 0 | 0 | 1 | 0.09473 | 0.10227 | 1
2434 | 0.27002 | 0.14961 | 0.080635 | 1 | 0 | 0 | 1 | 0.27002 | 0.14961 | 1
2435 | 0.3129 | 0.15748 | 0.078197 | 1 | 0 | 0 | 1 | 0.3129 | 0.15748 | 1
2436 | 0.29959 | 0.17742 | 0.075278 | 1 | 0 | 0 | 1 | 0.29959 | 0.17742 | 1
2437 | 0.32627 | 0.18513 | 0.07265 | 1 | 0 | 0 | 1 | 0.32627 | 0.18513 | 1
2438 | 0.33326 | 0.18635 | 0.070454 | 1 | 0 | 0 | 1 | 0.33326 | 0.18635 | 1
2439 | 0.21061 | 0.18491 | 0.069496 | 1 | 0 | 0 | 1 | 0.21061 | 0.18491 | 1
2440 | 0.14181 | 0.15938 | 0.067991 | 1 | 0 | 1 | 1 | 0.14181 | 0.15938 | 1
2441 | 0 | 0.17304 | 0.066059 | 1 | 0 | 1 | 1 | 0 | 0.17304 | 1
2442 | 0 | 0.15364 | 0.064351 | 1 | 0 | 1 | 1 | 0 | 0.15364 | 1
2443 | 0 | 0.12604 | 0.062705 | 1 | 0 | 1 | 1 | 0 | 0.12604 | 1
2444 | 0 | 0.11373 | 0.061067 | 1 | 0 | 0 | 1 | 0 | 0.11373 | 1
2445 | 0 | 0.07783 | 0.058371 | 1 | 0 | 0 | 1 | 0 | 0.07783 | 1
2446 | 0 | 0.070559 | 0.055075 | 1 | 0 | 0 | 1 | 0 | 0.070559 | 1
2447 | 0 | 0.064778 | 0.049366 | 1 | 0 | 0 | 1 | 0 | 0.064778 | 1
2448 | 0 | 0.059422 | 0.044617 | 1 | 0 | 0 | 1 | 0 | 0.059422 | 1
2449 | 0 | 0.051183 | 0.041694 | 1 | 0 | 0 | 1 | 0 | 0.051183 | 1
2450 | 0 | 0.033974 | 0.034568 | 1 | 0 | 0 | 1 | 0 | 0.033974 | 1
2451 | 0 | 0.028596 | 0.0076593 | 1 | 0 | 0 | 1 | 0 | 0.028596 | 1
2452 | 0 | 0.026094 | 0.00076414 | 1 | 0 | 0 | 1 | 0 | 0.026094 | 1
2453 | 0 | 0.04299 | 0.01569 | 1 | 0 | 0 | 1 | 0 | 0.04299 | 1
2454 | 0 | 0.065207 | 0.019925 | 1 | 0 | 1 | 1 | 0 | 0.065207 | 1
2455 | 0 | 0.084821 | 0.020185 | 1 | 0 | 1 | 1 | 0 | 0.084821 | 1
2456 | 0 | 0.097958 | 0.023683 | 1 | 0 | 1 | 1 | 0 | 0.097958 | 1
2457 | 0.052023 | 0.11579 | 0.021892 | 1 | 0 | 0 | 1 | 0.052023 | 0.11579 | 1
2458 | 0.26997 | 0.15946 | 0.01706 | 1 | 0 | 0 | 1 | 0.26997 | 0.15946 | 1
2459 | 0.31163 | 0.17265 | 0.015873 | 1 | 0 | 0 | 1 | 0.31163 | 0.17265 | 1
2460 | 0.24298 | 0.18661 | 0.013365 | 1 | 0 | 0 | 1 | 0.24298 | 0.18661 | 1
2461 | 0.14222 | 0.19105 | 0.012745 | 1 | 0 | 0 | 1 | 0.14222 | 0.19105 | 1
2462 | 0.17986 | 0.20715 | 0.011714 | 1 | 0 | 0 | 1 | 0.17986 | 0.20715 | 1
2463 | 0.18105 | 0.21865 | 0.010768 | 1 | 0 | 0 | 1 | 0.18105 | 0.21865 | 1
2464 | 0.046102 | 0.18028 | 0.0091495 | 1 | 0 | 1 | 1 | 0.046102 | 0.18028 | 1
2465 | 0 | 0.17881 | 0.0091501 | 1 | 0 | 1 | 1 | 0 | 0.17881 | 1
2466 | 0 | 0.15563 | 0.010998 | 1 | 0 | 1 | 1 | 0 | 0.15563 | 1
2467 | 0 | 0.11389 | 0.014577 | 1 | 0 | 1 | 1 | 0 | 0.11389 | 1
2468 | 0 | 0.12279 | 0.020626 | 1 | 0 | 0 | 1 | 0 | 0.12279 | 1
2469 | 0 | 0.11844 | 0.027145 | 1 | 0 | 0 | 1 | 0 | 0.11844 | 1
2470 | 0 | 0.11483 | 0.031346 | 1 | 0 | 0 | 1 | 0 | 0.11483 | 1
2471 | 0 | 0.13354 | 0.033602 | 1 | 0 | 0 | 1 | 0 | 0.13354 | 1
2472 | 0 | 0.12713 | 0.034084 | 1 | 0 | 0 | 1 | 0 | 0.12713 | 1
2473 | 0 | 0.074609 | 0.033908 | 1 | 0 | 0 | 1 | 0 | 0.074609 | 1
2474 | 0 | 0.076532 | 0.033769 | 1 | 0 | 0 | 1 | 0 | 0.076532 | 1
2475 | 0 | 0.044773 | 0.029195 | 1 | 0 | 0 | 1 | 0 | 0.044773 | 1
2476 | 0 | 0.043595 | 0.023096 | 1 | 0 | 0 | 1 | 0 | 0.043595 | 1
2477 | 0 | 0.032812 | 0.024252 | 1 | 0 | 0 | 1 | 0 | 0.032812 | 1
2478 | 0 | 0.036052 | 0.037555 | 1 | 0 | 1 | 1 | 0 | 0.036052 | 1
2479 | 0 | 0.075436 | 0.036662 | 1 | 0 | 1 | 1 | 0 | 0.075436 | 1
2480 | 0 | 0.096883 | 0.036324 | 1 | 0 | 1 | 1 | 0 | 0.096883 | 1
2481 | 0.074245 | 0.10081 | 0.036945 | 1 | 0 | 0 | 1 | 0.074245 | 0.10081 | 1
2482 | 0.27929 | 0.15492 | 0.037716 | 1 | 0 | 0 | 1 | 0.27929 | 0.15492 | 1
2483 | 0.31771 | 0.1718 | 0.039041 | 1 | 0 | 0 | 1 | 0.31771 | 0.1718 | 1
2484 | 0.27763 | 0.19217 | 0.040507 | 1 | 0 | 0 | 1 | 0.27763 | 0.19217 | 1
2485 | 0.1674 | 0.20461 | 0.039321 | 1 | 0 | 0 | 1 | 0.1674 | 0.20461 | 1
2486 | 0.21296 | 0.21427 | 0.040522 | 1 | 0 | 0 | 1 | 0.21296 | 0.21427 | 1
2487 | 0.17939 | 0.20631 | 0.039608 | 1 | 0 | 0 | 1 | 0.17939 | 0.20631 | 1
2488 | 0.043389 | 0.18587 | 0.037379 | 1 | 0 | 1 | 1 | 0.043389 | 0.18587 | 1
2489 | 0 | 0.17333 | 0.035378 | 1 | 0 | 1 | 1 | 0 | 0.17333 | 1
2490 | 0 | 0.16043 | 0.035066 | 1 | 0 | 1 | 1 | 0 | 0.16043 | 1
2491 | 0 | 0.13795 | 0.034629 | 1 | 0 | 1 | 1 | 0 | 0.13795 | 1
2492 | 0 | 0.13473 | 0.034284 | 1 | 0 | 0 | 1 | 0 | 0.13473 | 1
2493 | 0 | 0.10723 | 0.033372 | 1 | 0 | 0 | 1 | 0 | 0.10723 | 1
2494 | 0 | 0.10221 | 0.034305 | 1 | 0 | 0 | 1 | 0 | 0.10221 | 1
2495 | 0 | 0.14451 | 0.035208 | 1 | 0 | 0 | 1 | 0 | 0.14451 | 1
2496 | 0 | 0.14641 | 0.036499 | 1 | 0 | 0 | 1 | 0 | 0.14641 | 1
2497 | 0 | 0.11655 | 0.03795 | 1 | 0 | 0 | 1 | 0 | 0.11655 | 1
2498 | 0 | 0.075785 | 0.039708 | 1 | 0 | 0 | 1 | 0 | 0.075785 | 1
2499 | 0 | 0.038143 | 0.032637 | 1 | 0 | 0 | 1 | 0 | 0.038143 | 1
2500 | 0 | 0.042516 | 0.0068996 | 1 | 0 | 0 | 1 | 0 | 0.042516 | 1
2501 | 0 | 0.019778 | 0.037838 | 1 | 0 | 0 | 1 | 0 | 0.019778 | 1
2502 | 0 | 0.0077073 | 0.038188 | 1 | 0 | 1 | 1 | 0 | 0.0077073 | 1
2503 | 0 | 0.036761 | 0.036538 | 1 | 0 | 1 | 1 | 0 | 0.036761 | 1
2504 | 0 | 0.037756 | 0.035796 | 1 | 0 | 1 | 1 | 0 | 0.037756 | 1
2505 | 0.070743 | 0.037732 | 0.037302 | 1 | 0 | 0 | 1 | 0.070743 | 0.037732 | 1
2506 | 0.25256 | 0.07298 | 0.040896 | 1 | 0 | 0 | 1 | 0.25256 | 0.07298 | 1
2507 | 0.20115 | 0.10517 | 0.045144 | 1 | 0 | 0 | 1 | 0.20115 | 0.10517 | 1
2508 | 0.21628 | 0.12402 | 0.050431 | 1 | 0 | 0 | 1 | 0.21628 | 0.12402 | 1
2509 | 0.134 | 0.14235 | 0.053127 | 1 | 0 | 0 | 1 | 0.134 | 0.14235 | 1
2510 | 0.16095 | 0.15116 | 0.055027 | 1 | 0 | 0 | 1 | 0.16095 | 0.15116 | 1
2511 | 0.16781 | 0.14361 | 0.045512 | 1 | 0 | 0 | 1 | 0.16781 | 0.14361 | 1
2512 | 0.071537 | 0.15498 | 0.044498 | 1 | 0 | 1 | 1 | 0.071537 | 0.15498 | 1
2513 | 0 | 0.15239 | 0.043496 | 1 | 0 | 1 | 1 | 0 | 0.15239 | 1
2514 | 0 | 0.14648 | 0.052167 | 1 | 0 | 1 | 1 | 0 | 0.14648 | 1
2515 | 0 | 0.1163 | 0.05187 | 1 | 0 | 1 | 1 | 0 | 0.1163 | 1
2516 | 0 | 0.10527 | 0.049492 | 1 | 0 | 0 | 1 | 0 | 0.10527 | 1
2517 | 0 | 0.11924 | 0.046695 | 1 | 0 | 0 | 1 | 0 | 0.11924 | 1
2518 | 0 | 0.13088 | 0.044106 | 1 | 0 | 0 | 1 | 0 | 0.13088 | 1
2519 | 0 | 0.15402 | 0.041856 | 1 | 0 | 0 | 1 | 0 | 0.15402 | 1
2520 | 0 | 0.13406 | 0.040246 | 1 | 0 | 0 | 1 | 0 | 0.13406 | 1
2521 | 0 | 0.1254 | 0.032734 | 1 | 0 | 0 | 1 | 0 | 0.1254 | 1
2522 | 0 | 0.087458 | 0.026823 | 1 | 0 | 0 | 1 | 0 | 0.087458 | 1
2523 | 0 | 0.056885 | 0.034908 | 1 | 0 | 0 | 1 | 0 | 0.056885 | 1
2524 | 0 | 0.04894 | 0.041327 | 1 | 0 | 0 | 1 | 0 | 0.04894 | 1
2525 | 0 | 0.023882 | 0.045216 | 1 | 0 | 0 | 1 | 0 | 0.023882 | 1
2526 | 0 | 0.015982 | 0.046846 | 1 | 0 | 1 | 1 | 0 | 0.015982 | 1
2527 | 0 | 0.054905 | 0.049583 | 1 | 0 | 1 | 1 | 0 | 0.054905 | 1
2528 | 0 | 0.068242 | 0.056104 | 1 | 0 | 1 | 1 | 0 | 0.068242 | 1
2529 | 0.060846 | 0.05683 | 0.06316 | 1 | 0 | 0 | 1 | 0.060846 | 0.05683 | 1
2530 | 0.17739 | 0.093415 | 0.068949 | 1 | 0 | 0 | 1 | 0.17739 | 0.093415 | 1
2531 | 0.17188 | 0.12131 | 0.075306 | 1 | 0 | 0 | 1 | 0.17188 | 0.12131 | 1
2532 | 0.23669 | 0.15855 | 0.089798 | 1 | 0 | 0 | 1 | 0.23669 | 0.15855 | 1
2533 | 0.26238 | 0.18336 | 0.10064 | 1 | 0 | 0 | 1 | 0.26238 | 0.18336 | 1
2534 | 0.25661 | 0.19364 | 0.10774 | 1 | 0 | 0 | 1 | 0.25661 | 0.19364 | 1
2535 | 0.19533 | 0.17474 | 0.10776 | 1 | 0 | 0 | 1 | 0.19533 | 0.17474 | 1
2536 | 0.11595 | 0.18479 | 0.10587 | 1 | 0 | 1 | 1 | 0.11595 | 0.18479 | 1
2537 | 0.010514 | 0.17479 | 0.10251 | 1 | 0 | 1 | 1 | 0.010514 | 0.17479 | 1
2538 | 0 | 0.15878 | 0.097415 | 1 | 0 | 1 | 1 | 0 | 0.15878 | 1
2539 | 0 | 0.14353 | 0.092355 | 1 | 0 | 1 | 1 | 0 | 0.14353 | 1
2540 | 0 | 0.14732 | 0.087678 | 1 | 0 | 0 | 1 | 0 | 0.14732 | 1
2541 | 0 | 0.15379 | 0.083461 | 1 | 0 | 0 | 1 | 0 | 0.15379 | 1
2542 | 0 | 0.1595 | 0.080774 | 1 | 0 | 0 | 1 | 0 | 0.1595 | 1
2543 | 0 | 0.19169 | 0.079367 | 1 | 0 | 0 | 1 | 0 | 0.19169 | 1
2544 | 0 | 0.17827 | 0.079026 | 1 | 0 | 0 | 1 | 0 | 0.17827 | 1
2545 | 0 | 0.1132 | 0.077462 | 1 | 0 | 0 | 1 | 0 | 0.1132 | 1
2546 | 0 | 0.11991 | 0.058918 | 1 | 0 | 0 | 1 | 0 | 0.11991 | 1
2547 | 0 | 0.11284 | 0.046067 | 1 | 0 | 0 | 1 | 0 | 0.11284 | 1
2548 | 0 | 0.076137 | 0.043631 | 1 | 0 | 0 | 1 | 0 | 0.076137 | 1
2549 | 0 | 0.054341 | 0.062283 | 1 | 0 | 0 | 1 | 0 | 0.054341 | 1
2550 | 0 | 0.061872 | 0.072432 | 1 | 0 | 1 | 1 | 0 | 0.061872 | 1
2551 | 0 | 0.097007 | 0.071772 | 1 | 0 | 1 | 1 | 0 | 0.097007 | 1
2552 | 0 | 0.11738 | 0.072905 | 1 | 0 | 1 | 1 | 0 | 0.11738 | 1
2553 | 0.051209 | 0.10241 | 0.07559 | 1 | 0 | 0 | 1 | 0.051209 | 0.10241 | 1
2554 | 0.18802 | 0.14131 | 0.078452 | 1 | 0 | 0 | 1 | 0.18802 | 0.14131 | 1
2555 | 0.18725 | 0.1696 | 0.081825 | 1 | 0 | 0 | 1 | 0.18725 | 0.1696 | 1
2556 | 0.24517 | 0.20334 | 0.084452 | 1 | 0 | 0 | 1 | 0.24517 | 0.20334 | 1
2557 | 0.30074 | 0.22562 | 0.085933 | 1 | 0 | 0 | 1 | 0.30074 | 0.22562 | 1
2558 | 0.22736 | 0.2411 | 0.075967 | 1 | 0 | 0 | 1 | 0.22736 | 0.2411 | 1
2559 | 0.19954 | 0.22962 | 0.084737 | 1 | 0 | 0 | 1 | 0.19954 | 0.22962 | 1
2560 | 0.10829 | 0.2299 | 0.094359 | 1 | 0 | 1 | 1 | 0.10829 | 0.2299 | 1
2561 | 0.013694 | 0.21586 | 0.094335 | 1 | 0 | 1 | 1 | 0.013694 | 0.21586 | 1
2562 | 0 | 0.20003 | 0.094165 | 1 | 0 | 1 | 1 | 0 | 0.20003 | 1
2563 | 0 | 0.17293 | 0.093164 | 1 | 0 | 1 | 1 | 0 | 0.17293 | 1
2564 | 0 | 0.15635 | 0.091359 | 1 | 0 | 0 | 1 | 0 | 0.15635 | 1
2565 | 0 | 0.16429 | 0.088105 | 1 | 0 | 0 | 1 | 0 | 0.16429 | 1
2566 | 0 | 0.18404 | 0.08641 | 1 | 0 | 0 | 1 | 0 | 0.18404 | 1
2567 | 0 | 0.18872 | 0.082759 | 1 | 0 | 0 | 1 | 0 | 0.18872 | 1
2568 | 0 | 0.17367 | 0.079246 | 1 | 0 | 0 | 1 | 0 | 0.17367 | 1
2569 | 0 | 0.13955 | 0.076091 | 1 | 0 | 0 | 1 | 0 | 0.13955 | 1
2570 | 0 | 0.12051 | 0.073593 | 1 | 0 | 0 | 1 | 0 | 0.12051 | 1
2571 | 0 | 0.1377 | 0.059959 | 1 | 0 | 0 | 1 | 0 | 0.1377 | 1
2572 | 0 | 0.076636 | 0.057869 | 1 | 0 | 0 | 1 | 0 | 0.076636 | 1
2573 | 0 | 0.059227 | 0.069346 | 1 | 0 | 0 | 1 | 0 | 0.059227 | 1
2574 | 0 | 0.061817 | 0.065781 | 1 | 0 | 1 | 1 | 0 | 0.061817 | 1
2575 | 0 | 0.095127 | 0.063938 | 1 | 0 | 1 | 1 | 0 | 0.095127 | 1
2576 | 0 | 0.14872 | 0.062799 | 1 | 0 | 1 | 1 | 0 | 0.14872 | 1
2577 | 0.010733 | 0.15314 | 0.064123 | 1 | 0 | 0 | 1 | 0.010733 | 0.15314 | 1
2578 | 0.14562 | 0.19193 | 0.063955 | 1 | 0 | 0 | 1 | 0.14562 | 0.19193 | 1
2579 | 0.21342 | 0.21771 | 0.069473 | 1 | 0 | 0 | 1 | 0.21342 | 0.21771 | 1
2580 | 0.25026 | 0.23657 | 0.071142 | 1 | 0 | 0 | 1 | 0.25026 | 0.23657 | 1
2581 | 0.29857 | 0.25782 | 0.072401 | 1 | 0 | 0 | 1 | 0.29857 | 0.25782 | 1
2582 | 0.26847 | 0.27669 | 0.071939 | 1 | 0 | 0 | 1 | 0.26847 | 0.27669 | 1
2583 | 0.1937 | 0.26701 | 0.056091 | 1 | 0 | 0 | 1 | 0.1937 | 0.26701 | 1
2584 | 0.1128 | 0.24655 | 0.061501 | 1 | 0 | 1 | 1 | 0.1128 | 0.24655 | 1
2585 | 0.0050736 | 0.21002 | 0.066019 | 1 | 0 | 1 | 1 | 0.0050736 | 0.21002 | 1
2586 | 0 | 0.21978 | 0.063108 | 1 | 0 | 1 | 1 | 0 | 0.21978 | 1
2587 | 0 | 0.19096 | 0.060643 | 1 | 0 | 1 | 1 | 0 | 0.19096 | 1
2588 | 0 | 0.17971 | 0.053643 | 1 | 0 | 0 | 1 | 0 | 0.17971 | 1
2589 | 0 | 0.16685 | 0.041671 | 1 | 0 | 0 | 1 | 0 | 0.16685 | 1
2590 | 0 | 0.18035 | 0.037703 | 1 | 0 | 0 | 1 | 0 | 0.18035 | 1
2591 | 0 | 0.17234 | 0.036478 | 1 | 0 | 0 | 1 | 0 | 0.17234 | 1
2592 | 0 | 0.16192 | 0.035727 | 1 | 0 | 0 | 1 | 0 | 0.16192 | 1
2593 | 0 | 0.14073 | 0.036397 | 1 | 0 | 0 | 1 | 0 | 0.14073 | 1
2594 | 0 | 0.11027 | 0.049468 | 1 | 0 | 0 | 1 | 0 | 0.11027 | 1
2595 | 0 | 0.14127 | 0.035191 | 1 | 0 | 0 | 1 | 0 | 0.14127 | 1
2596 | 0 | 0.080378 | 0.02845 | 1 | 0 | 0 | 1 | 0 | 0.080378 | 1
2597 | 0 | 0.052685 | 0.054566 | 1 | 0 | 0 | 1 | 0 | 0.052685 | 1
2598 | 0 | 0.052355 | 0.048813 | 1 | 0 | 1 | 1 | 0 | 0.052355 | 1
2599 | 0 | 0.066986 | 0.040643 | 1 | 0 | 1 | 1 | 0 | 0.066986 | 1
2600 | 0 | 0.11038 | 0.021966 | 1 | 0 | 1 | 1 | 0 | 0.11038 | 1
2601 | 0.0095824 | 0.1146 | 0.0082616 | 1 | 0 | 0 | 1 | 0.0095824 | 0.1146 | 1
2602 | 0.11112 | 0.14849 | 0.006562 | 1 | 0 | 0 | 1 | 0.11112 | 0.14849 | 1
2603 | 0.21694 | 0.16427 | 0.0051999 | 1 | 0 | 0 | 1 | 0.21694 | 0.16427 | 1
2604 | 0.2744 | 0.17071 | 0.0040361 | 1 | 0 | 0 | 1 | 0.2744 | 0.17071 | 1
2605 | 0.3273 | 0.19197 | 0.0092777 | 1 | 0 | 0 | 1 | 0.3273 | 0.19197 | 1
2606 | 0.29527 | 0.19786 | 0.02708 | 1 | 0 | 0 | 1 | 0.29527 | 0.19786 | 1
2607 | 0.22886 | 0.20075 | 0.037518 | 1 | 0 | 0 | 1 | 0.22886 | 0.20075 | 1
2608 | 0.099209 | 0.18383 | 0.056087 | 1 | 0 | 1 | 1 | 0.099209 | 0.18383 | 1
2609 | 0 | 0.16948 | 0.060428 | 1 | 0 | 1 | 1 | 0 | 0.16948 | 1
2610 | 0 | 0.19916 | 0.07344 | 1 | 0 | 1 | 1 | 0 | 0.19916 | 1
2611 | 0 | 0.17663 | 0.087877 | 1 | 0 | 1 | 1 | 0 | 0.17663 | 1
2612 | 0 | 0.16257 | 0.099399 | 1 | 0 | 0 | 1 | 0 | 0.16257 | 1
2613 | 0 | 0.14321 | 0.10931 | 1 | 0 | 0 | 1 | 0 | 0.14321 | 1
2614 | 0 | 0.15287 | 0.11868 | 1 | 0 | 0 | 1 | 0 | 0.15287 | 1
2615 | 0 | 0.12156 | 0.11827 | 1 | 0 | 0 | 1 | 0 | 0.12156 | 1
2616 | 0 | 0.096349 | 0.12756 | 1 | 0 | 0 | 1 | 0 | 0.096349 | 1
2617 | 0 | 0.11834 | 0.12912 | 1 | 0 | 0 | 1 | 0 | 0.11834 | 1
2618 | 0 | 0.071861 | 0.11985 | 1 | 0 | 0 | 1 | 0 | 0.071861 | 1
2619 | 0 | 0.091257 | 0.10295 | 1 | 0 | 0 | 1 | 0 | 0.091257 | 1
2620 | 0 | 0.072341 | 0.099398 | 1 | 0 | 0 | 1 | 0 | 0.072341 | 1
2621 | 0 | 0.050156 | 0.12279 | 1 | 0 | 0 | 1 | 0 | 0.050156 | 1
2622 | 0 | 0.048205 | 0.1304 | 1 | 0 | 1 | 1 | 0 | 0.048205 | 1
2623 | 0 | 0.055295 | 0.13854 | 1 | 0 | 1 | 1 | 0 | 0.055295 | 1
2624 | 0 | 0.088005 | 0.135 | 1 | 0 | 1 | 1 | 0 | 0.088005 | 1
2625 | 0.005249 | 0.10621 | 0.12845 | 1 | 0 | 0 | 1 | 0.005249 | 0.10621 | 1
2626 | 0.094965 | 0.10859 | 0.12206 | 1 | 0 | 0 | 1 | 0.094965 | 0.10859 | 1
2627 | 0.17381 | 0.10787 | 0.1161 | 1 | 0 | 0 | 1 | 0.17381 | 0.10787 | 1
2628 | 0.27337 | 0.11941 | 0.11075 | 1 | 0 | 0 | 1 | 0.27337 | 0.11941 | 1
2629 | 0.29907 | 0.15302 | 0.10561 | 1 | 0 | 0 | 1 | 0.29907 | 0.15302 | 1
2630 | 0.23784 | 0.15108 | 0.10294 | 1 | 0 | 0 | 1 | 0.23784 | 0.15108 | 1
2631 | 0.16097 | 0.16896 | 0.10006 | 1 | 0 | 0 | 1 | 0.16097 | 0.16896 | 1
2632 | 0.028439 | 0.17068 | 0.097878 | 1 | 0 | 1 | 1 | 0.028439 | 0.17068 | 1
2633 | 0 | 0.1711 | 0.097466 | 1 | 0 | 1 | 1 | 0 | 0.1711 | 1
2634 | 0 | 0.19297 | 0.096356 | 1 | 0 | 1 | 1 | 0 | 0.19297 | 1
2635 | 0 | 0.16918 | 0.094712 | 1 | 0 | 1 | 1 | 0 | 0.16918 | 1
2636 | 0 | 0.18232 | 0.094895 | 1 | 0 | 0 | 1 | 0 | 0.18232 | 1
2637 | 0 | 0.16316 | 0.094415 | 1 | 0 | 0 | 1 | 0 | 0.16316 | 1
2638 | 0 | 0.16839 | 0.094171 | 1 | 0 | 0 | 1 | 0 | 0.16839 | 1
2639 | 0 | 0.15343 | 0.094144 | 1 | 0 | 0 | 1 | 0 | 0.15343 | 1
2640 | 0 | 0.13916 | 0.092715 | 1 | 0 | 0 | 1 | 0 | 0.13916 | 1
2641 | 0 | 0.072419 | 0.087479 | 1 | 0 | 0 | 1 | 0 | 0.072419 | 1
2642 | 0 | 0.094506 | 0.080327 | 1 | 0 | 0 | 1 | 0 | 0.094506 | 1
2643 | 0 | 0.084306 | 0.072484 | 1 | 0 | 0 | 1 | 0 | 0.084306 | 1
2644 | 0 | 0.078697 | 0.069351 | 1 | 0 | 0 | 1 | 0 | 0.078697 | 1
2645 | 0 | 0.067331 | 0.067277 | 1 | 0 | 0 | 1 | 0 | 0.067331 | 1
2646 | 0 | 0.072546 | 0.065295 | 1 | 0 | 1 | 1 | 0 | 0.072546 | 1
2647 | 0 | 0.069756 | 0.063221 | 1 | 0 | 1 | 1 | 0 | 0.069756 | 1
2648 | 0 | 0.078634 | 0.060602 | 1 | 0 | 1 | 1 | 0 | 0.078634 | 1
2649 | 0.026858 | 0.10731 | 0.058561 | 1 | 0 | 0 | 1 | 0.026858 | 0.10731 | 1
2650 | 0.1148 | 0.13328 | 0.056858 | 1 | 0 | 0 | 1 | 0.1148 | 0.13328 | 1
2651 | 0.20234 | 0.12166 | 0.055306 | 1 | 0 | 0 | 1 | 0.20234 | 0.12166 | 1
2652 | 0.30912 | 0.15 | 0.052795 | 1 | 0 | 0 | 1 | 0.30912 | 0.15 | 1
2653 | 0.32245 | 0.16685 | 0.050369 | 1 | 0 | 0 | 1 | 0.32245 | 0.16685 | 1
2654 | 0.20958 | 0.16565 | 0.047984 | 1 | 0 | 0 | 1 | 0.20958 | 0.16565 | 1
2655 | 0.19088 | 0.17478 | 0.047597 | 1 | 0 | 0 | 1 | 0.19088 | 0.17478 | 1
2656 | 0.0088931 | 0.15142 | 0.046106 | 1 | 0 | 1 | 1 | 0.0088931 | 0.15142 | 1
2657 | 0 | 0.16154 | 0.043864 | 1 | 0 | 1 | 1 | 0 | 0.16154 | 1
2658 | 0 | 0.18439 | 0.041292 | 1 | 0 | 1 | 1 | 0 | 0.18439 | 1
2659 | 0 | 0.18171 | 0.043269 | 1 | 0 | 1 | 1 | 0 | 0.18171 | 1
2660 | 0 | 0.19757 | 0.045574 | 1 | 0 | 0 | 1 | 0 | 0.19757 | 1
2661 | 0 | 0.17011 | 0.052238 | 1 | 0 | 0 | 1 | 0 | 0.17011 | 1
2662 | 0 | 0.16863 | 0.062148 | 1 | 0 | 0 | 1 | 0 | 0.16863 | 1
2663 | 0 | 0.15747 | 0.070771 | 1 | 0 | 0 | 1 | 0 | 0.15747 | 1
2664 | 0 | 0.15042 | 0.081036 | 1 | 0 | 0 | 1 | 0 | 0.15042 | 1
2665 | 0 | 0.10348 | 0.075621 | 1 | 0 | 0 | 1 | 0 | 0.10348 | 1
2666 | 0 | 0.078595 | 0.038397 | 1 | 0 | 0 | 1 | 0 | 0.078595 | 1
2667 | 0 | 0.064601 | 0.01401 | 1 | 0 | 0 | 1 | 0 | 0.064601 | 1
2668 | 0 | 0.060875 | 0.014757 | 1 | 0 | 0 | 1 | 0 | 0.060875 | 1
2669 | 0 | 0.069953 | 0.045701 | 1 | 0 | 0 | 1 | 0 | 0.069953 | 1
2670 | 0 | 0.0513 | 0.047853 | 1 | 0 | 1 | 1 | 0 | 0.0513 | 1
2671 | 0 | 0.036693 | 0.072237 | 1 | 0 | 1 | 1 | 0 | 0.036693 | 1
2672 | 0 | 0.04362 | 0.069534 | 1 | 0 | 1 | 1 | 0 | 0.04362 | 1
2673 | 0.061361 | 0.0736 | 0.0618 | 1 | 0 | 0 | 1 | 0.061361 | 0.0736 | 1
2674 | 0.19974 | 0.10304 | 0.055451 | 1 | 0 | 0 | 1 | 0.19974 | 0.10304 | 1
2675 | 0.24849 | 0.10716 | 0.034878 | 1 | 0 | 0 | 1 | 0.24849 | 0.10716 | 1
2676 | 0.33792 | 0.13574 | 0.013411 | 1 | 0 | 0 | 1 | 0.33792 | 0.13574 | 1
2677 | 0.32615 | 0.14037 | 0.0093085 | 1 | 0 | 0 | 1 | 0.32615 | 0.14037 | 1
2678 | 0.17034 | 0.14095 | 0.020222 | 1 | 0 | 0 | 1 | 0.17034 | 0.14095 | 1
2679 | 0.11481 | 0.1455 | 0.015488 | 1 | 0 | 0 | 1 | 0.11481 | 0.1455 | 1
2680 | 0.040364 | 0.094257 | 0.017545 | 1 | 0 | 1 | 1 | 0.040364 | 0.094257 | 1
2681 | 0 | 0.12938 | 0.045107 | 1 | 0 | 1 | 1 | 0 | 0.12938 | 1
2682 | 0 | 0.17299 | 0.042394 | 1 | 0 | 1 | 1 | 0 | 0.17299 | 1
2683 | 0 | 0.15473 | 0.043091 | 1 | 0 | 1 | 1 | 0 | 0.15473 | 1
2684 | 0 | 0.14643 | 0.045953 | 1 | 0 | 0 | 1 | 0 | 0.14643 | 1
2685 | 0 | 0.14564 | 0.049619 | 1 | 0 | 0 | 1 | 0 | 0.14564 | 1
2686 | 0 | 0.14877 | 0.055747 | 1 | 0 | 0 | 1 | 0 | 0.14877 | 1
2687 | 0 | 0.1395 | 0.06034 | 1 | 0 | 0 | 1 | 0 | 0.1395 | 1
2688 | 0 | 0.14539 | 0.064265 | 1 | 0 | 0 | 1 | 0 | 0.14539 | 1
2689 | 0 | 0.12718 | 0.05577 | 0.87983 | 0 | 0 | 1 | 0 | 0.12718 | 1
2690 | 0 | 0.096092 | 0.043779 | 0.87983 | 0 | 0 | 1 | 0 | 0.096092 | 1
2691 | 0 | 0.077116 | 0.046139 | 0.87983 | 0 | 0 | 1 | 0 | 0.077116 | 1
2692 | 0 | 0.052532 | 0.046896 | 0.87983 | 0 | 0 | 1 | 0 | 0.052532 | 1
2693 | 0 | 0.081008 | 0.017935 | 0.87983 | 0 | 0 | 1 | 0 | 0.081008 | 1
2694 | 0 | 0.049669 | 0.049728 | 0.87983 | 0 | 1 | 1 | 0 | 0.049669 | 1
2695 | 0 | 0.034056 | 0.055656 | 0.87983 | 0 | 1 | 1 | 0 | 0.034056 | 1
2696 | 0 | 0.032085 | 0.052951 | 0.87983 | 0 | 1 | 1 | 0 | 0.032085 | 1
2697 | 0.071533 | 0.056032 | 0.050587 | 0.87983 | 0 | 0 | 1 | 0.071533 | 0.056032 | 1
2698 | 0.17732 | 0.11029 | 0.049806 | 0.87983 | 0 | 0 | 1 | 0.17732 | 0.11029 | 1
2699 | 0.25234 | 0.13202 | 0.052313 | 0.87983 | 0 | 0 | 1 | 0.25234 | 0.13202 | 1
2700 | 0.31505 | 0.13061 | 0.023757 | 0.87983 | 0 | 0 | 1 | 0.31505 | 0.13061 | 1
2701 | 0.35024 | 0.11714 | 0.0069138 | 0.87983 | 0 | 0 | 1 | 0.35024 | 0.11714 | 1
2702 | 0.25568 | 0.12428 | 0.0067717 | 0.87983 | 0 | 0 | 1 | 0.25568 | 0.12428 | 1
2703 | 0.15757 | 0.10747 | 0.027877 | 0.87983 | 0 | 0 | 1 | 0.15757 | 0.10747 | 1
2704 | 0.099686 | 0.043863 | 0.054937 | 0.87983 | 0 | 1 | 1 | 0.099686 | 0.043863 | 1
2705 | 0 | 0.071395 | 0.044281 | 0.87983 | 0 | 1 | 1 | 0 | 0.071395 | 1
2706 | 0 | 0.10617 | 0.043816 | 0.87983 | 0 | 1 | 1 | 0 | 0.10617 | 1
2707 | 0 | 0.096678 | 0.043046 | 0.87983 | 0 | 1 | 1 | 0 | 0.096678 | 1
2708 | 0 | 0.057276 | 0.043058 | 0.87983 | 0 | 0 | 1 | 0 | 0.057276 | 1
2709 | 0 | 0.078138 | 0.044923 | 0.87983 | 0 | 0 | 1 | 0 | 0.078138 | 1
2710 | 0 | 0.10809 | 0.047493 | 0.87983 | 0 | 0 | 1 | 0 | 0.10809 | 1
2711 | 0 | 0.084666 | 0.050663 | 0.87983 | 0 | 0 | 1 | 0 | 0.084666 | 1
2712 | 0 | 0.075522 | 0.053151 | 0.87983 | 0 | 0 | 1 | 0 | 0.075522 | 1
2713 | 0 | 0.13226 | 0.038668 | 0.87983 | 0 | 0 | 1 | 0 | 0.13226 | 1
2714 | 0 | 0.06504 | 0.0055207 | 0.87983 | 0 | 0 | 1 | 0 | 0.06504 | 1
2715 | 0 | 0.081522 | 0.001005 | 0.87983 | 0 | 0 | 1 | 0 | 0.081522 | 1
2716 | 0 | 0.047847 | 0 | 0.87983 | 0 | 0 | 1 | 0 | 0.047847 | 1
2717 | 0 | 0.066076 | 0.03058 | 0.87983 | 0 | 0 | 1 | 0 | 0.066076 | 1
2718 | 0 | 0.049602 | 0.02793 | 0.87983 | 0 | 1 | 1 | 0 | 0.049602 | 1
2719 | 0 | 0.023753 | 0.026385 | 0.87983 | 0 | 1 | 1 | 0 | 0.023753 | 1
2720 | 0 | 0.024981 | 0.023875 | 0.87983 | 0 | 1 | 1 | 0 | 0.024981 | 1
2721 | 0.10016 | 0.044162 | 0.022097 | 0.87983 | 0 | 0 | 1 | 0.10016 | 0.044162 | 1
2722 | 0.21232 | 0.087568 | 0.030444 | 0.87983 | 0 | 0 | 1 | 0.21232 | 0.087568 | 1
2723 | 0.25583 | 0.11378 | 0.027115 | 0.87983 | 0 | 0 | 1 | 0.25583 | 0.11378 | 1
2724 | 0.31281 | 0.11832 | 0.022206 | 0.87983 | 0 | 0 | 1 | 0.31281 | 0.11832 | 1
2725 | 0.34038 | 0.1285 | 0.014425 | 0.87983 | 0 | 0 | 1 | 0.34038 | 0.1285 | 1
2726 | 0.30573 | 0.11324 | 0.0050964 | 0.87983 | 0 | 0 | 1 | 0.30573 | 0.11324 | 1
2727 | 0.15392 | 0.089885 | 0.0016684 | 0.87983 | 0 | 0 | 1 | 0.15392 | 0.089885 | 1
2728 | 0.12837 | 0.052206 | 0.00081925 | 0.87983 | 0 | 1 | 1 | 0.12837 | 0.052206 | 1
2729 | 0 | 0.067518 | 0 | 0.87983 | 0 | 1 | 1 | 0 | 0.067518 | 1
2730 | 0 | 0.064773 | 0 | 0.87983 | 0 | 1 | 1 | 0 | 0.064773 | 1
2731 | 0 | 0.053145 | 0 | 0.87983 | 0 | 1 | 1 | 0 | 0.053145 | 1
2732 | 0 | 0.02516 | 0.0019543 | 0.87983 | 0 | 0 | 1 | 0 | 0.02516 | 1
2733 | 0 | 0.058217 | 0.0017012 | 0.87983 | 0 | 0 | 1 | 0 | 0.058217 | 1
2734 | 0 | 0.083169 | 0.0038987 | 0.87983 | 0 | 0 | 1 | 0 | 0.083169 | 1
2735 | 0 | 0.071001 | 0.0044321 | 0.87983 | 0 | 0 | 1 | 0 | 0.071001 | 1
2736 | 0 | 0.067296 | 0.005124 | 0.87983 | 0 | 0 | 1 | 0 | 0.067296 | 1
2737 | 0 | 0.081 | 0.0066725 | 0.87983 | 0 | 0 | 1 | 0 | 0.081 | 1
2738 | 0 | 0.051 | 0 | 0.87983 | 0 | 0 | 1 | 0 | 0.051 | 1
2739 | 0 | 0.056084 | 0 | 0.87983 | 0 | 0 | 1 | 0 | 0.056084 | 1
2740 | 0 | 0.054505 | 0 | 0.87983 | 0 | 0 | 1 | 0 | 0.054505 | 1
2741 | 0 | 0.06664 | 0.0020574 | 0.87983 | 0 | 0 | 1 | 0 | 0.06664 | 1
2742 | 0 | 0.043813 | 0.0042217 | 0.87983 | 0 | 1 | 1 | 0 | 0.043813 | 1
2743 | 0 | 0.035506 | 0.00091903 | 0.87983 | 0 | 1 | 1 | 0 | 0.035506 | 1
2744 | 0 | 0.031729 | 0 | 0.87983 | 0 | 1 | 1 | 0 | 0.031729 | 1
2745 | 0.16488 | 0.018594 | 0 | 0.87983 | 0 | 0 | 1 | 0.16488 | 0.018594 | 1
2746 | 0.27955 | 0.069227 | 0 | 0.87983 | 0 | 0 | 1 | 0.27955 | 0.069227 | 1
2747 | 0.30248 | 0.084671 | 0 | 0.87983 | 0 | 0 | 1 | 0.30248 | 0.084671 | 1
2748 | 0.32076 | 0.092451 | 0 | 0.87983 | 0 | 0 | 1 | 0.32076 | 0.092451 | 1
2749 | 0.36103 | 0.11657 | 0 | 0.87983 | 0 | 0 | 1 | 0.36103 | 0.11657 | 1
2750 | 0.36671 | 0.10949 | 0 | 0.87983 | 0 | 0 | 1 | 0.36671 | 0.10949 | 1
2751 | 0.20871 | 0.087643 | 0 | 0.87983 | 0 | 0 | 1 | 0.20871 | 0.087643 | 1
2752 | 0.10877 | 0.074377 | 0 | 0.87983 | 0 | 1 | 1 | 0.10877 | 0.074377 | 1
2753 | 0 | 0.037371 | 0.00057682 | 0.87983 | 0 | 1 | 1 | 0 | 0.037371 | 1
2754 | 0 | 0.040173 | 0.023452 | 0.87983 | 0 | 1 | 1 | 0 | 0.040173 | 1
2755 | 0 | 0.027865 | 0.032529 | 0.87983 | 0 | 1 | 1 | 0 | 0.027865 | 1
2756 | 0 | 0.0058334 | 0.024823 | 0.87983 | 0 | 0 | 1 | 0 | 0.0058334 | 1
2757 | 0 | 0.039731 | 0.020857 | 0.87983 | 0 | 0 | 1 | 0 | 0.039731 | 1
2758 | 0 | 0.053096 | 0.021244 | 0.87983 | 0 | 0 | 1 | 0 | 0.053096 | 1
2759 | 0 | 0.041603 | 0.021286 | 0.87983 | 0 | 0 | 1 | 0 | 0.041603 | 1
2760 | 0 | 0.035701 | 0.021397 | 0.87983 | 0 | 0 | 1 | 0 | 0.035701 | 1
2761 | 0 | 0.062249 | 0.02589 | 0.87983 | 0 | 0 | 1 | 0 | 0.062249 | 1
2762 | 0 | 0.036296 | 0.0057524 | 0.87983 | 0 | 0 | 1 | 0 | 0.036296 | 1
2763 | 0 | 0.028587 | 0 | 0.87983 | 0 | 0 | 1 | 0 | 0.028587 | 1
2764 | 0 | 0.036872 | 0 | 0.87983 | 0 | 0 | 1 | 0 | 0.036872 | 1
2765 | 0 | 0.033734 | 0 | 0.87983 | 0 | 0 | 1 | 0 | 0.033734 | 1
2766 | 0 | 0.019638 | 0.011275 | 0.87983 | 0 | 1 | 1 | 0 | 0.019638 | 1
2767 | 0 | 0.010523 | 0.032468 | 0.87983 | 0 | 1 | 1 | 0 | 0.010523 | 1
2768 | 0 | 0.014491 | 0.040443 | 0.87983 | 0 | 1 | 1 | 0 | 0.014491 | 1
2769 | 0.089638 | 0.00060335 | 0.03995 | 0.87983 | 0 | 0 | 1 | 0.089638 | 0.00060335 | 1
2770 | 0.2873 | 0.029322 | 0.017429 | 0.87983 | 0 | 0 | 1 | 0.2873 | 0.029322 | 1
2771 | 0.34171 | 0.036003 | 0.0090538 | 0.87983 | 0 | 0 | 1 | 0.34171 | 0.036003 | 1
2772 | 0.36138 | 0.064046 | 0.0044837 | 0.87983 | 0 | 0 | 1 | 0.36138 | 0.064046 | 1
2773 | 0.30411 | 0.096006 | 0 | 0.87983 | 0 | 0 | 1 | 0.30411 | 0.096006 | 1
2774 | 0.25906 | 0.079838 | 0 | 0.87983 | 0 | 0 | 1 | 0.25906 | 0.079838 | 1
2775 | 0.1166 | 0.072306 | 0 | 0.87983 | 0 | 0 | 1 | 0.1166 | 0.072306 | 1
2776 | 0.012479 | 0.064677 | 0 | 0.87983 | 0 | 1 | 1 | 0.012479 | 0.064677 | 1
2777 | 0 | 0.027381 | 0 | 0.87983 | 0 | 1 | 1 | 0 | 0.027381 | 1
2778 | 0 | 0.033968 | 0 | 0.87983 | 0 | 1 | 1 | 0 | 0.033968 | 1
2779 | 0 | 0.018051 | 0 | 0.87983 | 0 | 1 | 1 | 0 | 0.018051 | 1
2780 | 0 | 0.0017948 | 0 | 0.87983 | 0 | 0 | 1 | 0 | 0.0017948 | 1
2781 | 0 | 0.012733 | 0 | 0.87983 | 0 | 0 | 1 | 0 | 0.012733 | 1
2782 | 0 | 0.014576 | 0 | 0.87983 | 0 | 0 | 1 | 0 | 0.014576 | 1
2783 | 0 | 0.024413 | 0 | 0.87983 | 0 | 0 | 1 | 0 | 0.024413 | 1
2784 | 0 | 0.018509 | 0 | 0.87983 | 0 | 0 | 1 | 0 | 0.018509 | 1
2785 | 0 | 0.042372 | 0 | 0.87983 | 0 | 0 | 1 | 0 | 0.042372 | 1
2786 | 0 | 0.01839 | 0 | 0.87983 | 0 | 0 | 1 | 0 | 0.01839 | 1
2787 | 0 | 0.0059995 | 0 | 0.87983 | 0 | 0 | 1 | 0 | 0.0059995 | 1
2788 | 0 | 0.019282 | 0 | 0.87983 | 0 | 0 | 1 | 0 | 0.019282 | 1
2789 | 0 | 0.013887 | 0 | 0.87983 | 0 | 0 | 1 | 0 | 0.013887 | 1
2790 | 0 | 0 | 0 | 0.87983 | 0 | 1 | 1 | 0 | 0 | 1
2791 | 0 | 0 | 0 | 0.87983 | 0 | 1 | 1 | 0 | 0 | 1
2792 | 0 | 0 | 0 | 0.87983 | 0 | 1 | 1 | 0 | 0 | 1
2793 | 0.028859 | 0 | 0 | 0.87983 | 0 | 0 | 1 | 0.028859 | 0 | 1
2794 | 0.18782 | 0 | 0 | 0.87983 | 0 | 0 | 1 | 0.18782 | 0 | 1
2795 | 0.192 | 0 | 0 | 0.87983 | 0 | 0 | 1 | 0.192 | 0 | 1
2796 | 0.28136 | 0.0086378 | 0 | 0.87983 | 0 | 0 | 1 | 0.28136 | 0.0086378 | 1
2797 | 0.23627 | 0.031366 | 0 | 0.87983 | 0 | 0 | 1 | 0.23627 | 0.031366 | 1
2798 | 0.15804 | 0.041747 | 0 | 0.87983 | 0 | 0 | 1 | 0.15804 | 0.041747 | 1
2799 | 0.04836 | 0.035914 | 0 | 0.87983 | 0 | 0 | 1 | 0.04836 | 0.035914 | 1
2800 | 0 | 0.03004 | 0 | 0.87983 | 0 | 1 | 1 | 0 | 0.03004 | 1
2801 | 0 | 0.0011692 | 0 | 0.87983 | 0 | 1 | 1 | 0 | 0.0011692 | 1
2802 | 0 | 0.015105 | 0 | 0.87983 | 0 | 1 | 1 | 0 | 0.015105 | 1
2803 | 0 | 0 | 0 | 0.87983 | 0 | 1 | 1 | 0 | 0 | 1
2804 | 0 | 0 | 0 | 0.87983 | 0 | 0 | 1 | 0 | 0 | 1
2805 | 0 | 0 | 0 | 0.87983 | 0 | 0 | 1 | 0 | 0 | 1
2806 | 0 | 0 | 0 | 0.87983 | 0 | 0 | 1 | 0 | 0 | 1
2807 | 0 | 0 | 0 | 0.87983 | 0 | 0 | 1 | 0 | 0 | 1
2808 | 0 | 0 | 0 | 0.87983 | 0 | 0 | 1 | 0 | 0 | 1
2809 | 0 | 0.010099 | 0 | 0.87983 | 0 | 0 | 1 | 0 | 0.010099 | 1
2810 | 0 | 0.0019092 | 0 | 0.87983 | 0 | 0 | 1 | 0 | 0.0019092 | 1
2811 | 0 | 0.020073 | 0 | 0.87983 | 0 | 0 | 1 | 0 | 0.020073 | 1
2812 | 0 | 0.027742 | 0 | 0.87983 | 0 | 0 | 1 | 0 | 0.027742 | 1
2813 | 0 | 0.0074877 | 0 | 0.87983 | 0 | 0 | 1 | 0 | 0.0074877 | 1
2814 | 0 | 0.00065602 | 0 | 0.87983 | 0 | 1 | 1 | 0 | 0.00065602 | 1
2815 | 0 | 0 | 0 | 0.87983 | 0 | 1 | 1 | 0 | 0 | 1
2816 | 0 | 0 | 0 | 0.87983 | 0 | 1 | 1 | 0 | 0 | 1
2817 | 0 | 0 | 0 | 0.87983 | 0 | 0 | 1 | 0 | 0 | 1
2818 | 0.10868 | 0 | 0 | 0.87983 | 0 | 0 | 1 | 0.10868 | 0 | 1
2819 | 0.092644 | 0 | 0 | 0.87983 | 0 | 0 | 1 | 0.092644 | 0 | 1
2820 | 0.17044 | 0.0046857 | 0 | 0.87983 | 0 | 0 | 1 | 0.17044 | 0.0046857 | 1
2821 | 0.10428 | 0.022424 | 0 | 0.87983 | 0 | 0 | 1 | 0.10428 | 0.022424 | 1
2822 | 0 | 0.020878 | 0 | 0.87983 | 0 | 0 | 1 | 0 | 0.020878 | 1
2823 | 0 | 0.017321 | 0 | 0.87983 | 0 | 0 | 1 | 0 | 0.017321 | 1
2824 | 0 | 0.0027524 | 0 | 0.87983 | 0 | 1 | 1 | 0 | 0.0027524 | 1
2825 | 0 | 0 | 0 | 0.87983 | 0 | 1 | 1 | 0 | 0 | 1
2826 | 0 | 0 | 0 | 0.87983 | 0 | 1 | 1 | 0 | 0 | 1
2827 | 0 | 0 | 0 | 0.87983 | 0 | 1 | 1 | 0 | 0 | 1
2828 | 0 | 0 | 0 | 0.87983 | 0 | 0 | 1 | 0 | 0 | 1
2829 | 0 | 0 | 0 | 0.87983 | 0 | 0 | 1 | 0 | 0 | 1
2830 | 0 | 0 | 0 | 0.87983 | 0 | 0 | 1 | 0 | 0 | 1
2831 | 0 | 0 | 0 | 0.87983 | 0 | 0 | 1 | 0 | 0 | 1
2832 | 0 | 0 | 0 | 0.87983 | 0 | 0 | 1 | 0 | 0 | 1
2833 | 0 | 0 | 0 | 0.87983 | 0 | 0 | 1 | 0 | 0 | 1
2834 | 0 | 0 | 0 | 0.87983 | 0 | 0 | 1 | 0 | 0 | 1
2835 | 0 | 0.0052825 | 0 | 0.87983 | 0 | 0 | 1 | 0 | 0.0052825 | 1
2836 | 0 | 0.006297 | 0 | 0.87983 | 0 | 0 | 1 | 0 | 0.006297 | 1
2837 | 0 | 0.015291 | 0 | 0.87983 | 0 | 0 | 1 | 0 | 0.015291 | 1
2838 | 0 | 0.013258 | 0 | 0.87983 | 0 | 1 | 1 | 0 | 0.013258 | 1
2839 | 0 | 0 | 0 | 0.87983 | 0 | 1 | 1 | 0 | 0 | 1
2840 | 0 | 0 | 0 | 0.87983 | 0 | 1 | 1 | 0 | 0 | 1
2841 | 0 | 0 | 0 | 0.87983 | 0 | 0 | 1 | 0 | 0 | 1
2842 | 0 | 0 | 0 | 0.87983 | 0 | 0 | 1 | 0 | 0 | 1
2843 | 0 | 0 | 0 | 0.87983 | 0 | 0 | 1 | 0 | 0 | 1
2844 | 0.045611 | 0 | 0 | 0.87983 | 0 | 0 | 1 | 0.045611 | 0 | 1
2845 | 0.040389 | 0 | 0 | 0.87983 | 0 | 0 | 1 | 0.040389 | 0 | 1
2846 | 0 | 0.010344 | 0 | 0.87983 | 0 | 0 | 1 | 0 | 0.010344 | 1
2847 | 0 | 0.018994 | 0 | 0.87983 | 0 | 0 | 1 | 0 | 0.018994 | 1
2848 | 0 | 0.013675 | 0 | 0.87983 | 0 | 1 | 1 | 0 | 0.013675 | 1
2849 | 0 | 0.0054328 | 0 | 0.87983 | 0 | 1 | 1 | 0 | 0.0054328 | 1
2850 | 0 | 0 | 0 | 0.87983 | 0 | 1 | 1 | 0 | 0 | 1
2851 | 0 | 0 | 0 | 0.87983 | 0 | 1 | 1 | 0 | 0 | 1
2852 | 0 | 0 | 0 | 0.87983 | 0 | 0 | 1 | 0 | 0 | 1
2853 | 0 | 0 | 0 | 0.87983 | 0 | 0 | 1 | 0 | 0 | 1
2854 | 0 | 0 | 0 | 0.87983 | 0 | 0 | 1 | 0 | 0 | 1
2855 | 0 | 0 | 0 | 0.87983 | 0 | 0 | 1 | 0 | 0 | 1
2856 | 0 | 0 | 0 | 0.87983 | 0 | 0 | 1 | 0 | 0 | 1
2857 | 0 | 0 | 0 | 0.87983 | 0 | 0 | 1 | 0 | 0 | 1
2858 | 0 | 0 | 0 | 0.87983 | 0 | 0 | 1 | 0 | 0 | 1
2859 | 0 | 0.0062869 | 0 | 0.87983 | 0 | 0 | 1 | 0 | 0.0062869 | 1
2860 | 0 | 0.0068232 | 0 | 0.87983 | 0 | 0 | 1 | 0 | 0.0068232 | 1
2861 | 0 | 0.024531 | 0 | 0.87983 | 0 | 0 | 1 | 0 | 0.024531 | 1
2862 | 0 | 0.031235 | 0 | 0.87983 | 0 | 1 | 1 | 0 | 0.031235 | 1
2863 | 0 | 0.019734 | 0 | 0.87983 | 0 | 1 | 1 | 0 | 0.019734 | 1
2864 | 0 | 0.00084673 | 0 | 0.87983 | 0 | 1 | 1 | 0 | 0.00084673 | 1
2865 | 0 | 0.00037948 | 0 | 0.87983 | 0 | 0 | 1 | 0 | 0.00037948 | 1
2866 | 0.042539 | 0.017908 | 0 | 0.87983 | 0 | 0 | 1 | 0.042539 | 0.017908 | 1
2867 | 0.055626 | 0.044267 | 0 | 0.87983 | 0 | 0 | 1 | 0.055626 | 0.044267 | 1
2868 | 0.12012 | 0.032296 | 0 | 0.87983 | 0 | 0 | 1 | 0.12012 | 0.032296 | 1
2869 | 0.11948 | 0.031966 | 0 | 0.87983 | 0 | 0 | 1 | 0.11948 | 0.031966 | 1
2870 | 0.016232 | 0.037041 | 0 | 0.87983 | 0 | 0 | 1 | 0.016232 | 0.037041 | 1
2871 | 0.032984 | 0.042923 | 0 | 0.87983 | 0 | 0 | 1 | 0.032984 | 0.042923 | 1
2872 | 0 | 0.0408 | 0 | 0.87983 | 0 | 1 | 1 | 0 | 0.0408 | 1
2873 | 0 | 0.042352 | 0 | 0.87983 | 0 | 1 | 1 | 0 | 0.042352 | 1
2874 | 0 | 0.026051 | 0 | 0.87983 | 0 | 1 | 1 | 0 | 0.026051 | 1
2875 | 0 | 0 | 0 | 0.87983 | 0 | 1 | 1 | 0 | 0 | 1
2876 | 0 | 0 | 0 | 0.87983 | 0 | 0 | 1 | 0 | 0 | 1
2877 | 0 | 0.00073693 | 0 | 0.87983 | 0 | 0 | 1 | 0 | 0.00073693 | 1
2878 | 0 | 0 | 0 | 0.87983 | 0 | 0 | 1 | 0 | 0 | 1
2879 | 0 | 0.0089363 | 0 | 0.87983 | 0 | 0 | 1 | 0 | 0.0089363 | 1
2880 | 0 | 0 | 0 | 0.87983 | 0 | 0 | 1 | 0 | 0 | 1
2881 | 0 | 0 | 0 | 0.87983 | 0 | 0 | 1 | 0 | 0 | 1
2882 | 0 | 0 | 0 | 0.87983 | 0 | 0 | 1 | 0 | 0 | 1
2883 | 0 | 0 | 0 | 0.87983 | 0 | 0 | 1 | 0 | 0 | 1
2884 | 0 | 0 | 0 | 0.87983 | 0 | 0 | 1 | 0 | 0 | 1
2885 | 0 | 0.00086621 | 0 | 0.87983 | 0 | 0 | 1 | 0 | 0.00086621 | 1
2886 | 0 | 0.0095404 | 0 | 0.87983 | 0 | 1 | 1 | 0 | 0.0095404 | 1
2887 | 0 | 0.0093846 | 0 | 0.87983 | 0 | 1 | 1 | 0 | 0.0093846 | 1
2888 | 0 | 0 | 0 | 0.87983 | 0 | 1 | 1 | 0 | 0 | 1
2889 | 0 | 0 | 0 | 0.87983 | 0 | 0 | 1 | 0 | 0 | 1
2890 | 0 | 0.017163 | 0 | 0.87983 | 0 | 0 | 1 | 0 | 0.017163 | 1
2891 | 0.023067 | 0.055578 | 0 | 0.87983 | 0 | 0 | 1 | 0.023067 | 0.055578 | 1
2892 | 0.10104 | 0.052894 | 0 | 0.87983 | 0 | 0 | 1 | 0.10104 | 0.052894 | 1
2893 | 0.13633 | 0.046037 | 0 | 0.87983 | 0 | 0 | 1 | 0.13633 | 0.046037 | 1
2894 | 0.15078 | 0.04463 | 0 | 0.87983 | 0 | 0 | 1 | 0.15078 | 0.04463 | 1
2895 | 0.13596 | 0.047294 | 0 | 0.87983 | 0 | 0 | 1 | 0.13596 | 0.047294 | 1
2896 | 0.056015 | 0.062489 | 0 | 0.87983 | 0 | 1 | 1 | 0.056015 | 0.062489 | 1
2897 | 0 | 0.064273 | 0 | 0.87983 | 0 | 1 | 1 | 0 | 0.064273 | 1
2898 | 0 | 0.056724 | 0 | 0.87983 | 0 | 1 | 1 | 0 | 0.056724 | 1
2899 | 0 | 0.02753 | 0 | 0.87983 | 0 | 1 | 1 | 0 | 0.02753 | 1
2900 | 0 | 0.00027586 | 0 | 0.87983 | 0 | 0 | 1 | 0 | 0.00027586 | 1
2901 | 0 | 0.0077279 | 0 | 0.87983 | 0 | 0 | 1 | 0 | 0.0077279 | 1
2902 | 0 | 0.0092196 | 0 | 0.87983 | 0 | 0 | 1 | 0 | 0.0092196 | 1
2903 | 0 | 0.012352 | 0 | 0.87983 | 0 | 0 | 1 | 0 | 0.012352 | 1
2904 | 0 | 0 | 0 | 0.87983 | 0 | 0 | 1 | 0 | 0 | 1
2905 | 0 | 0 | 0 | 0.87983 | 0 | 0 | 1 | 0 | 0 | 1
2906 | 0 | 0 | 0 | 0.87983 | 0 | 0 | 1 | 0 | 0 | 1
2907 | 0 | 0 | 0 | 0.87983 | 0 | 0 | 1 | 0 | 0 | 1
2908 | 0 | 0 | 0 | 0.87983 | 0 | 0 | 1 | 0 | 0 | 1
2909 | 0 | 0 | 0 | 0.87983 | 0 | 0 | 1 | 0 | 0 | 1
2910 | 0 | 0 | 0 | 0.87983 | 0 | 1 | 1 | 0 | 0 | 1
2911 | 0 | 0 | 0 | 0.87983 | 0 | 1 | 1 | 0 | 0 | 1
2912 | 0 | 0 | 0 | 0.87983 | 0 | 1 | 1 | 0 | 0 | 1
2913 | 0 | 0 | 0 | 0.87983 | 0 | 0 | 1 | 0 | 0 | 1
2914 | 0.032257 | 0.0074035 | 0 | 0.87983 | 0 | 0 | 1 | 0.032257 | 0.0074035 | 1
2915 | 0.088923 | 0.042035 | 0 | 0.87983 | 0 | 0 | 1 | 0.088923 | 0.042035 | 1
2916 | 0.18657 | 0.067106 | 0 | 0.87983 | 0 | 0 | 1 | 0.18657 | 0.067106 | 1
2917 | 0.17453 | 0.062234 | 0 | 0.87983 | 0 | 0 | 1 | 0.17453 | 0.062234 | 1
2918 | 0.21741 | 0.032659 | 0 | 0.87983 | 0 | 0 | 1 | 0.21741 | 0.032659 | 1
2919 | 0.13442 | 0.024168 | 0 | 0.87983 | 0 | 0 | 1 | 0.13442 | 0.024168 | 1
2920 | 0.021322 | 0.031303 | 0.0065545 | 0.87983 | 0 | 1 | 1 | 0.021322 | 0.031303 | 1
2921 | 0 | 0.045026 | 0.0081338 | 0.87983 | 0 | 1 | 1 | 0 | 0.045026 | 1
2922 | 0 | 0.040028 | 0.012335 | 0.87983 | 0 | 1 | 1 | 0 | 0.040028 | 1
2923 | 0 | 0.023388 | 0.010043 | 0.87983 | 0 | 1 | 1 | 0 | 0.023388 | 1
2924 | 0 | 0.0010667 | 0.0028708 | 0.87983 | 0 | 0 | 1 | 0 | 0.0010667 | 1
2925 | 0 | 0.0001289 | 0 | 0.87983 | 0 | 0 | 1 | 0 | 0.0001289 | 1
2926 | 0 | 0 | 0 | 0.87983 | 0 | 0 | 1 | 0 | 0 | 1
2927 | 0 | 0.010189 | 0 | 0.87983 | 0 | 0 | 1 | 0 | 0.010189 | 1
2928 | 0 | 0 | 0 | 0.87983 | 0 | 0 | 1 | 0 | 0 | 1
2929 | 0 | 0 | 0 | 0.87983 | 0 | 0 | 1 | 0 | 0 | 1
2930 | 0 | 0 | 0 | 0.87983 | 0 | 0 | 1 | 0 | 0 | 1
2931 | 0 | 0 | 0 | 0.87983 | 0 | 0 | 1 | 0 | 0 | 1
2932 | 0 | 0 | 0 | 0.87983 | 0 | 0 | 1 | 0 | 0 | 1
2933 | 0 | 0 | 0 | 0.87983 | 0 | 0 | 1 | 0 | 0 | 1
2934 | 0 | 0 | 0 | 0.87983 | 0 | 1 | 1 | 0 | 0 | 1
2935 | 0 | 0 | 0 | 0.87983 | 0 | 1 | 1 | 0 | 0 | 1
2936 | 0 | 0 | 0 | 0.87983 | 0 | 1 | 1 | 0 | 0 | 1
2937 | 0 | 0 | 0 | 0.87983 | 0 | 0 | 1 | 0 | 0 | 1
2938 | 0.027695 | 0 | 0 | 0.87983 | 0 | 0 | 1 | 0.027695 | 0 | 1
2939 | 0.10885 | 0.015579 | 0 | 0.87983 | 0 | 0 | 1 | 0.10885 | 0.015579 | 1
2940 | 0.15869 | 0.047732 | 0 | 0.87983 | 0 | 0 | 1 | 0.15869 | 0.047732 | 1
2941 | 0.17674 | 0.047047 | 0 | 0.87983 | 0 | 0 | 1 | 0.17674 | 0.047047 | 1
2942 | 0.18864 | 0.033834 | 0 | 0.87983 | 0 | 0 | 1 | 0.18864 | 0.033834 | 1
2943 | 0.12813 | 0.021846 | 0 | 0.87983 | 0 | 0 | 1 | 0.12813 | 0.021846 | 1
2944 | 0.042571 | 0.017747 | 0 | 0.87983 | 0 | 1 | 1 | 0.042571 | 0.017747 | 1
2945 | 0 | 0.021733 | 0 | 0.87983 | 0 | 1 | 1 | 0 | 0.021733 | 1
2946 | 0 | 0.00010774 | 0 | 0.87983 | 0 | 1 | 1 | 0 | 0.00010774 | 1
2947 | 0 | 0 | 0 | 0.87983 | 0 | 1 | 1 | 0 | 0 | 1
2948 | 0 | 0 | 0 | 0.87983 | 0 | 0 | 1 | 0 | 0 | 1
2949 | 0 | 0 | 0 | 0.87983 | 0 | 0 | 1 | 0 | 0 | 1
2950 | 0 | 0 | 0 | 0.87983 | 0 | 0 | 1 | 0 | 0 | 1
2951 | 0 | 0 | 0 | 0.87983 | 0 | 0 | 1 | 0 | 0 | 1
2952 | 0 | 0 | 0 | 0.87983 | 0 | 0 | 1 | 0 | 0 | 1
2953 | 0 | 0 | 0 | 0.87983 | 0 | 0 | 1 | 0 | 0 | 1
2954 | 0 | 0 | 0 | 0.87983 | 0 | 0 | 1 | 0 | 0 | 1
2955 | 0 | 0 | 0 | 0.87983 | 0 | 0 | 1 | 0 | 0 | 1
2956 | 0 | 0 | 0 | 0.87983 | 0 | 0 | 1 | 0 | 0 | 1
2957 | 0 | 0 | 0 | 0.87983 | 0 | 0 | 1 | 0 | 0 | 1
2958 | 0 | 0 | 0 | 0.87983 | 0 | 1 | 1 | 0 | 0 | 1
2959 | 0 | 0 | 0 | 0.87983 | 0 | 1 | 1 | 0 | 0 | 1
2960 | 0 | 0 | 0 | 0.87983 | 0 | 1 | 1 | 0 | 0 | 1
2961 | 0 | 0 | 0 | 0.87983 | 0 | 0 | 1 | 0 | 0 | 1
2962 | 0.12165 | 0 | 0 | 0.87983 | 0 | 0 | 1 | 0.12165 | 0 | 1
2963 | 0.20214 | 0 | 0 | 0.87983 | 0 | 0 | 1 | 0.20214 | 0 | 1
2964 | 0.25786 | 0.021588 | 0 | 0.87983 | 0 | 0 | 1 | 0.25786 | 0.021588 | 1
2965 | 0.24128 | 0.02795 | 0 | 0.87983 | 0 | 0 | 1 | 0.24128 | 0.02795 | 1
2966 | 0.23358 | 0.023569 | 0 | 0.87983 | 0 | 0 | 1 | 0.23358 | 0.023569 | 1
2967 | 0.19722 | 0.0042597 | 0 | 0.87983 | 0 | 0 | 1 | 0.19722 | 0.0042597 | 1
2968 | 0.060185 | 0 | 0 | 0.87983 | 0 | 1 | 1 | 0.060185 | 0 | 1
2969 | 0 | 0.0040306 | 0 | 0.87983 | 0 | 1 | 1 | 0 | 0.0040306 | 1
2970 | 0 | 0 | 0 | 0.87983 | 0 | 1 | 1 | 0 | 0 | 1
2971 | 0 | 0 | 0 | 0.87983 | 0 | 1 | 1 | 0 | 0 | 1
2972 | 0 | 0 | 0 | 0.87983 | 0 | 0 | 1 | 0 | 0 | 1
2973 | 0 | 0 | 0 | 0.87983 | 0 | 0 | 1 | 0 | 0 | 1
2974 | 0 | 0 | 0 | 0.87983 | 0 | 0 | 1 | 0 | 0 | 1
2975 | 0 | 0 | 0 | 0.87983 | 0 | 0 | 1 | 0 | 0 | 1
2976 | 0 | 0 | 0 | 0.87983 | 0 | 0 | 1 | 0 | 0 | 1
2977 | 0 | 0 | 0 | 0.87983 | 0 | 0 | 1 | 0 | 0 | 1
2978 | 0 | 0 | 0 | 0.87983 | 0 | 0 | 1 | 0 | 0 | 1
2979 | 0 | 0 | 0 | 0.87983 | 0 | 0 | 1 | 0 | 0 | 1
2980 | 0 | 0 | 0 | 0.87983 | 0 | 0 | 1 | 0 | 0 | 1
2981 | 0 | 0 | 0 | 0.87983 | 0 | 0 | 1 | 0 | 0 | 1
2982 | 0 | 0 | 0 | 0.87983 | 0 | 1 | 1 | 0 | 0 | 1
2983 | 0 | 0 | 0 | 0.87983 | 0 | 1 | 1 | 0 | 0 | 1
2984 | 0 | 0 | 0 | 0.87983 | 0 | 1 | 1 | 0 | 0 | 1
2985 | 0.054173 | 0 | 0 | 0.87983 | 0 | 0 | 1 | 0.054173 | 0 | 1
2986 | 0.20705 | 0 | 0 | 0.87983 | 0 | 0 | 1 | 0.20705 | 0 | 1
2987 | 0.33197 | 0.0030865 | 0 | 0.87983 | 0 | 0 | 1 | 0.33197 | 0.0030865 | 1
2988 | 0.30515 | 0.042264 | 0 | 0.87983 | 0 | 0 | 1 | 0.30515 | 0.042264 | 1
2989 | 0.32482 | 0.060805 | 0 | 0.87983 | 0 | 0 | 1 | 0.32482 | 0.060805 | 1
2990 | 0.25317 | 0.081796 | 0 | 0.87983 | 0 | 0 | 1 | 0.25317 | 0.081796 | 1
2991 | 0.19549 | 0.064276 | 0 | 0.87983 | 0 | 0 | 1 | 0.19549 | 0.064276 | 1
2992 | 0.12366 | 0.046444 | 0 | 0.87983 | 0 | 1 | 1 | 0.12366 | 0.046444 | 1
2993 | 0.010434 | 0.042423 | 0 | 0.87983 | 0 | 1 | 1 | 0.010434 | 0.042423 | 1
2994 | 0 | 0.011802 | 0 | 0.87983 | 0 | 1 | 1 | 0 | 0.011802 | 1
2995 | 0 | 0 | 0 | 0.87983 | 0 | 1 | 1 | 0 | 0 | 1
2996 | 0 | 0 | 0 | 0.87983 | 0 | 0 | 1 | 0 | 0 | 1
2997 | 0 | 0 | 0 | 0.87983 | 0 | 0 | 1 | 0 | 0 | 1
2998 | 0 | 0 | 0 | 0.87983 | 0 | 0 | 1 | 0 | 0 | 1
2999 | 0 | 0 | 0 | 0.87983 | 0 | 0 | 1 | 0 | 0 | 1
3000 | 0 | 0 | 0 | 0.87983 | 0 | 0 | 1 | 0 | 0 | 1
3001 | 0 | 0 | 0 | 0.87983 | 0 | 0 | 1 | 0 | 0 | 1
3002 | 0 | 0 | 0 | 0.87983 | 0 | 0 | 1 | 0 | 0 | 1
3003 | 0 | 0 | 0 | 0.87983 | 0 | 0 | 1 | 0 | 0 | 1
3004 | 0 | 0 | 0 | 0.87983 | 0 | 0 | 1 | 0 | 0 | 1
3005 | 0 | 0 | 0 | 0.87983 | 0 | 0 | 1 | 0 | 0 | 1
3006 | 0 | 0 | 0 | 0.87983 | 0 | 1 | 1 | 0 | 0 | 1
3007 | 0 | 0 | 0 | 0.87983 | 0 | 1 | 1 | 0 | 0 | 1
3008 | 0 | 0 | 0 | 0.87983 | 0 | 1 | 1 | 0 | 0 | 1
3009 | 0.083664 | 0 | 0 | 0.87983 | 0 | 0 | 1 | 0.083664 | 0 | 1
3010 | 0.2052 | 0.014802 | 0 | 0.87983 | 0 | 0 | 1 | 0.2052 | 0.014802 | 1
3011 | 0.37244 | 0.0038216 | 0 | 0.87983 | 0 | 0 | 1 | 0.37244 | 0.0038216 | 1
3012 | 0.39962 | 0.036149 | 0 | 0.87983 | 0 | 0 | 1 | 0.39962 | 0.036149 | 1
3013 | 0.35655 | 0.050665 | 0 | 0.87983 | 0 | 0 | 1 | 0.35655 | 0.050665 | 1
3014 | 0.29979 | 0.069639 | 0 | 0.87983 | 0 | 0 | 1 | 0.29979 | 0.069639 | 1
3015 | 0.24665 | 0.061655 | 0 | 0.87983 | 0 | 0 | 1 | 0.24665 | 0.061655 | 1
3016 | 0.13558 | 0.055754 | 0 | 0.87983 | 0 | 1 | 1 | 0.13558 | 0.055754 | 1
3017 | 0.0017743 | 0.07216 | 0 | 0.87983 | 0 | 1 | 1 | 0.0017743 | 0.07216 | 1
3018 | 0 | 0.048987 | 0 | 0.87983 | 0 | 1 | 1 | 0 | 0.048987 | 1
3019 | 0 | 0.020631 | 0 | 0.87983 | 0 | 1 | 1 | 0 | 0.020631 | 1
3020 | 0 | 0 | 0 | 0.87983 | 0 | 0 | 1 | 0 | 0 | 1
3021 | 0 | 0 | 0 | 0.87983 | 0 | 0 | 1 | 0 | 0 | 1
3022 | 0 | 0.0032465 | 0 | 0.87983 | 0 | 0 | 1 | 0 | 0.0032465 | 1
3023 | 0 | 0 | 0 | 0.87983 | 0 | 0 | 1 | 0 | 0 | 1
3024 | 0 | 0 | 0 | 0.87983 | 0 | 0 | 1 | 0 | 0 | 1
3025 | 0 | 0 | 0 | 0.87983 | 0 | 0 | 1 | 0 | 0 | 1
3026 | 0 | 0 | 0 | 0.87983 | 0 | 0 | 1 | 0 | 0 | 1
3027 | 0 | 0 | 0 | 0.87983 | 0 | 0 | 1 | 0 | 0 | 1
3028 | 0 | 0 | 0 | 0.87983 | 0 | 0 | 1 | 0 | 0 | 1
3029 | 0 | 0 | 0 | 0.87983 | 0 | 0 | 1 | 0 | 0 | 1
3030 | 0 | 0 | 0 | 0.87983 | 0 | 1 | 1 | 0 | 0 | 1
3031 | 0 | 0 | 0 | 0.87983 | 0 | 1 | 1 | 0 | 0 | 1
3032 | 0 | 0 | 0 | 0.87983 | 0 | 1 | 1 | 0 | 0 | 1
3033 | 0.1123 | 0 | 0 | 0.87983 | 0 | 0 | 1 | 0.1123 | 0 | 1
3034 | 0.20801 | 0.012469 | 0 | 0.87983 | 0 | 0 | 1 | 0.20801 | 0.012469 | 1
3035 | 0.30734 | 0.02238 | 0 | 0.87983 | 0 | 0 | 1 | 0.30734 | 0.02238 | 1
3036 | 0.34306 | 0.038379 | 0 | 0.87983 | 0 | 0 | 1 | 0.34306 | 0.038379 | 1
3037 | 0.29396 | 0.047001 | 0 | 0.87983 | 0 | 0 | 1 | 0.29396 | 0.047001 | 1
3038 | 0.21019 | 0.070296 | 0 | 0.87983 | 0 | 0 | 1 | 0.21019 | 0.070296 | 1
3039 | 0.16491 | 0.080466 | 0 | 0.87983 | 0 | 0 | 1 | 0.16491 | 0.080466 | 1
3040 | 0.067056 | 0.075276 | 0 | 0.87983 | 0 | 1 | 1 | 0.067056 | 0.075276 | 1
3041 | 0 | 0.070141 | 0 | 0.87983 | 0 | 1 | 1 | 0 | 0.070141 | 1
3042 | 0 | 0.047932 | 0 | 0.87983 | 0 | 1 | 1 | 0 | 0.047932 | 1
3043 | 0 | 0.02277 | 0 | 0.87983 | 0 | 1 | 1 | 0 | 0.02277 | 1
3044 | 0 | 0.0046316 | 0 | 0.87983 | 0 | 0 | 1 | 0 | 0.0046316 | 1
3045 | 0 | 0 | 0 | 0.87983 | 0 | 0 | 1 | 0 | 0 | 1
3046 | 0 | 0 | 0 | 0.87983 | 0 | 0 | 1 | 0 | 0 | 1
3047 | 0 | 0 | 0 | 0.87983 | 0 | 0 | 1 | 0 | 0 | 1
3048 | 0 | 0 | 0 | 0.87983 | 0 | 0 | 1 | 0 | 0 | 1
3049 | 0 | 0 | 0 | 1 | 0 | 0 | 1 | 0 | 0 | 1
3050 | 0 | 0 | 0 | 1 | 0 | 0 | 1 | 0 | 0 | 1
3051 | 0 | 0 | 0 | 1 | 0 | 0 | 1 | 0 | 0 | 1
3052 | 0 | 0 | 0 | 1 | 0 | 0 | 1 | 0 | 0 | 1
3053 | 0 | 0 | 0 | 1 | 0 | 0 | 1 | 0 | 0 | 1
3054 | 0 | 0 | 0 | 1 | 0 | 1 | 1 | 0 | 0 | 1
3055 | 0 | 0 | 0 | 1 | 0 | 1 | 1 | 0 | 0 | 1
3056 | 0 | 0 | 0 | 1 | 0 | 1 | 1 | 0 | 0 | 1
3057 | 0.067788 | 0.0012336 | 0 | 1 | 0 | 0 | 1 | 0.067788 | 0.0012336 | 1
3058 | 0.15769 | 0.0036725 | 0 | 1 | 0 | 0 | 1 | 0.15769 | 0.0036725 | 1
3059 | 0.22933 | 0.01926 | 0 | 1 | 0 | 0 | 1 | 0.22933 | 0.01926 | 1
3060 | 0.25722 | 0.028741 | 0 | 1 | 0 | 0 | 1 | 0.25722 | 0.028741 | 1
3061 | 0.22334 | 0.023727 | 0 | 1 | 0 | 0 | 1 | 0.22334 | 0.023727 | 1
3062 | 0.14642 | 0.028041 | 0 | 1 | 0 | 0 | 1 | 0.14642 | 0.028041 | 1
3063 | 0.093238 | 0.034115 | 0 | 1 | 0 | 0 | 1 | 0.093238 | 0.034115 | 1
3064 | 0 | 0.035266 | 0 | 1 | 0 | 1 | 1 | 0 | 0.035266 | 1
3065 | 0 | 0.041571 | 0 | 1 | 0 | 1 | 1 | 0 | 0.041571 | 1
3066 | 0 | 0.033638 | 0 | 1 | 0 | 1 | 1 | 0 | 0.033638 | 1
3067 | 0 | 0 | 0 | 1 | 0 | 1 | 1 | 0 | 0 | 1
3068 | 0 | 0 | 0 | 1 | 0 | 0 | 1 | 0 | 0 | 1
3069 | 0 | 0 | 0 | 1 | 0 | 0 | 1 | 0 | 0 | 1
3070 | 0 | 0 | 0 | 1 | 0 | 0 | 1 | 0 | 0 | 1
3071 | 0 | 0 | 0 | 1 | 0 | 0 | 1 | 0 | 0 | 1
3072 | 0 | 0 | 0 | 1 | 0 | 0 | 1 | 0 | 0 | 1
3073 | 0 | 0 | 0 | 1 | 0 | 0 | 1 | 0 | 0 | 1
3074 | 0 | 0 | 0 | 1 | 0 | 0 | 1 | 0 | 0 | 1
3075 | 0 | 0 | 0 | 1 | 0 | 0 | 1 | 0 | 0 | 1
3076 | 0 | 0 | 0 | 1 | 0 | 0 | 1 | 0 | 0 | 1
3077 | 0 | 0 | 0 | 1 | 0 | 0 | 1 | 0 | 0 | 1
3078 | 0 | 0 | 0 | 1 | 0 | 1 | 1 | 0 | 0 | 1
3079 | 0 | 0 | 0 | 1 | 0 | 1 | 1 | 0 | 0 | 1
3080 | 0 | 0 | 0 | 1 | 0 | 1 | 1 | 0 | 0 | 1
3081 | 0.070231 | 0 | 0 | 1 | 0 | 0 | 1 | 0.070231 | 0 | 1
3082 | 0.15155 | 0 | 0 | 1 | 0 | 0 | 1 | 0.15155 | 0 | 1
3083 | 0.192 | 0.018721 | 0 | 1 | 0 | 0 | 1 | 0.192 | 0.018721 | 1
3084 | 0.18723 | 0.026341 | 0 | 1 | 0 | 0 | 1 | 0.18723 | 0.026341 | 1
3085 | 0.16569 | 0.033884 | 0 | 1 | 0 | 0 | 1 | 0.16569 | 0.033884 | 1
3086 | 0.108 | 0.038207 | 0 | 1 | 0 | 0 | 1 | 0.108 | 0.038207 | 1
3087 | 0.02992 | 0.042122 | 0 | 1 | 0 | 0 | 1 | 0.02992 | 0.042122 | 1
3088 | 0 | 0.032336 | 0 | 1 | 0 | 1 | 1 | 0 | 0.032336 | 1
3089 | 0 | 0.022565 | 0 | 1 | 0 | 1 | 1 | 0 | 0.022565 | 1
3090 | 0 | 0.020996 | 0 | 1 | 0 | 1 | 1 | 0 | 0.020996 | 1
3091 | 0 | 0.00025677 | 0 | 1 | 0 | 1 | 1 | 0 | 0.00025677 | 1
3092 | 0 | 0 | 0 | 1 | 0 | 0 | 1 | 0 | 0 | 1
3093 | 0 | 0 | 0 | 1 | 0 | 0 | 1 | 0 | 0 | 1
3094 | 0 | 0.0024506 | 0 | 1 | 0 | 0 | 1 | 0 | 0.0024506 | 1
3095 | 0 | 0.0097311 | 0 | 1 | 0 | 0 | 1 | 0 | 0.0097311 | 1
3096 | 0 | 0.023686 | 0 | 1 | 0 | 0 | 1 | 0 | 0.023686 | 1
3097 | 0 | 0 | 0 | 1 | 0 | 0 | 1 | 0 | 0 | 1
3098 | 0 | 0 | 0 | 1 | 0 | 0 | 1 | 0 | 0 | 1
3099 | 0 | 0 | 0 | 1 | 0 | 0 | 1 | 0 | 0 | 1
3100 | 0 | 0 | 0 | 1 | 0 | 0 | 1 | 0 | 0 | 1
3101 | 0 | 0 | 0 | 1 | 0 | 0 | 1 | 0 | 0 | 1
3102 | 0 | 0 | 0 | 1 | 0 | 1 | 1 | 0 | 0 | 1
3103 | 0 | 0 | 0 | 1 | 0 | 1 | 1 | 0 | 0 | 1
3104 | 0 | 0 | 0 | 1 | 0 | 1 | 1 | 0 | 0 | 1
3105 | 0.071881 | 0 | 0 | 1 | 0 | 0 | 1 | 0.071881 | 0 | 1
3106 | 0.179 | 0 | 0 | 1 | 0 | 0 | 1 | 0.179 | 0 | 1
3107 | 0.195 | 0.02987 | 0 | 1 | 0 | 0 | 1 | 0.195 | 0.02987 | 1
3108 | 0.14263 | 0.043982 | 0 | 1 | 0 | 0 | 1 | 0.14263 | 0.043982 | 1
3109 | 0.10234 | 0.054049 | 0 | 1 | 0 | 0 | 1 | 0.10234 | 0.054049 | 1
3110 | 0.072244 | 0.047219 | 0 | 1 | 0 | 0 | 1 | 0.072244 | 0.047219 | 1
3111 | 0.0066701 | 0.052004 | 0 | 1 | 0 | 0 | 1 | 0.0066701 | 0.052004 | 1
3112 | 0 | 0.044231 | 0 | 1 | 0 | 1 | 1 | 0 | 0.044231 | 1
3113 | 0 | 0.034385 | 0 | 1 | 0 | 1 | 1 | 0 | 0.034385 | 1
3114 | 0 | 0.056541 | 0 | 1 | 0 | 1 | 1 | 0 | 0.056541 | 1
3115 | 0 | 0.048795 | 0 | 1 | 0 | 1 | 1 | 0 | 0.048795 | 1
3116 | 0 | 0.047923 | 0 | 1 | 0 | 0 | 1 | 0 | 0.047923 | 1
3117 | 0 | 0.048611 | 0 | 1 | 0 | 0 | 1 | 0 | 0.048611 | 1
3118 | 0 | 0.054764 | 0 | 1 | 0 | 0 | 1 | 0 | 0.054764 | 1
3119 | 0 | 0.058984 | 0 | 1 | 0 | 0 | 1 | 0 | 0.058984 | 1
3120 | 0 | 0.052488 | 0 | 1 | 0 | 0 | 1 | 0 | 0.052488 | 1
3121 | 0 | 0.0094559 | 0 | 1 | 0 | 0 | 1 | 0 | 0.0094559 | 1
3122 | 0 | 0.013223 | 0 | 1 | 0 | 0 | 1 | 0 | 0.013223 | 1
3123 | 0 | 0 | 0 | 1 | 0 | 0 | 1 | 0 | 0 | 1
3124 | 0 | 0 | 0 | 1 | 0 | 0 | 1 | 0 | 0 | 1
3125 | 0 | 0 | 0 | 1 | 0 | 0 | 1 | 0 | 0 | 1
3126 | 0 | 0 | 0 | 1 | 0 | 1 | 1 | 0 | 0 | 1
3127 | 0 | 0 | 0 | 1 | 0 | 1 | 1 | 0 | 0 | 1
3128 | 0 | 0 | 0 | 1 | 0 | 1 | 1 | 0 | 0 | 1
3129 | 0.1416 | 0 | 0 | 1 | 0 | 0 | 1 | 0.1416 | 0 | 1
3130 | 0.2602 | 0.047235 | 0 | 1 | 0 | 0 | 1 | 0.2602 | 0.047235 | 1
3131 | 0.25457 | 0.084835 | 0 | 1 | 0 | 0 | 1 | 0.25457 | 0.084835 | 1
3132 | 0.2497 | 0.10247 | 0 | 1 | 0 | 0 | 1 | 0.2497 | 0.10247 | 1
3133 | 0.18954 | 0.11249 | 0 | 1 | 0 | 0 | 1 | 0.18954 | 0.11249 | 1
3134 | 0.17967 | 0.098297 | 0 | 1 | 0 | 0 | 1 | 0.17967 | 0.098297 | 1
3135 | 0.10795 | 0.10042 | 0 | 1 | 0 | 0 | 1 | 0.10795 | 0.10042 | 1
3136 | 0.074952 | 0.087971 | 0 | 1 | 0 | 1 | 1 | 0.074952 | 0.087971 | 1
3137 | 0 | 0.065026 | 0 | 1 | 0 | 1 | 1 | 0 | 0.065026 | 1
3138 | 0 | 0.069885 | 0 | 1 | 0 | 1 | 1 | 0 | 0.069885 | 1
3139 | 0 | 0.071586 | 0 | 1 | 0 | 1 | 1 | 0 | 0.071586 | 1
3140 | 0 | 0.071842 | 0 | 1 | 0 | 0 | 1 | 0 | 0.071842 | 1
3141 | 0 | 0.060325 | 0 | 1 | 0 | 0 | 1 | 0 | 0.060325 | 1
3142 | 0 | 0.063962 | 0 | 1 | 0 | 0 | 1 | 0 | 0.063962 | 1
3143 | 0 | 0.04803 | 0 | 1 | 0 | 0 | 1 | 0 | 0.04803 | 1
3144 | 0 | 0.039598 | 0 | 1 | 0 | 0 | 1 | 0 | 0.039598 | 1
3145 | 0 | 0.035902 | 0 | 1 | 0 | 0 | 1 | 0 | 0.035902 | 1
3146 | 0 | 0.022273 | 0 | 1 | 0 | 0 | 1 | 0 | 0.022273 | 1
3147 | 0 | 0.015934 | 0 | 1 | 0 | 0 | 1 | 0 | 0.015934 | 1
3148 | 0 | 0.010891 | 0 | 1 | 0 | 0 | 1 | 0 | 0.010891 | 1
3149 | 0 | 0.014045 | 0 | 1 | 0 | 0 | 1 | 0 | 0.014045 | 1
3150 | 0 | 0.0014109 | 0 | 1 | 0 | 1 | 1 | 0 | 0.0014109 | 1
3151 | 0 | 0.018926 | 0 | 1 | 0 | 1 | 1 | 0 | 0.018926 | 1
3152 | 0 | 0.014237 | 0 | 1 | 0 | 1 | 1 | 0 | 0.014237 | 1
3153 | 0.15824 | 0.02968 | 0 | 1 | 0 | 0 | 1 | 0.15824 | 0.02968 | 1
3154 | 0.29017 | 0.073771 | 0 | 1 | 0 | 0 | 1 | 0.29017 | 0.073771 | 1
3155 | 0.30274 | 0.11235 | 0 | 1 | 0 | 0 | 1 | 0.30274 | 0.11235 | 1
3156 | 0.33346 | 0.14041 | 0 | 1 | 0 | 0 | 1 | 0.33346 | 0.14041 | 1
3157 | 0.2436 | 0.13724 | 0 | 1 | 0 | 0 | 1 | 0.2436 | 0.13724 | 1
3158 | 0.20864 | 0.11809 | 0 | 1 | 0 | 0 | 1 | 0.20864 | 0.11809 | 1
3159 | 0.20477 | 0.12919 | 0 | 1 | 0 | 0 | 1 | 0.20477 | 0.12919 | 1
3160 | 0.22029 | 0.12549 | 0 | 1 | 0 | 1 | 1 | 0.22029 | 0.12549 | 1
3161 | 0.026965 | 0.097749 | 0 | 1 | 0 | 1 | 1 | 0.026965 | 0.097749 | 1
3162 | 0 | 0.098714 | 0 | 1 | 0 | 1 | 1 | 0 | 0.098714 | 1
3163 | 0 | 0.098674 | 0 | 1 | 0 | 1 | 1 | 0 | 0.098674 | 1
3164 | 0 | 0.10363 | 0 | 1 | 0 | 0 | 1 | 0 | 0.10363 | 1
3165 | 0 | 0.078886 | 0 | 1 | 0 | 0 | 1 | 0 | 0.078886 | 1
3166 | 0 | 0.066958 | 0 | 1 | 0 | 0 | 1 | 0 | 0.066958 | 1
3167 | 0 | 0.05577 | 0 | 1 | 0 | 0 | 1 | 0 | 0.05577 | 1
3168 | 0 | 0.039177 | 0 | 1 | 0 | 0 | 1 | 0 | 0.039177 | 1
3169 | 0 | 0.037511 | 0 | 0.93303 | 0 | 0 | 1 | 0 | 0.037511 | 1
3170 | 0 | 0.031662 | 0 | 0.93303 | 0 | 0 | 1 | 0 | 0.031662 | 1
3171 | 0 | 0.022473 | 0 | 0.93303 | 0 | 0 | 1 | 0 | 0.022473 | 1
3172 | 0 | 0.016679 | 0 | 0.93303 | 0 | 0 | 1 | 0 | 0.016679 | 1
3173 | 0 | 0.023032 | 0 | 0.93303 | 0 | 0 | 1 | 0 | 0.023032 | 1
3174 | 0 | 0.011526 | 0 | 0.93303 | 0 | 1 | 1 | 0 | 0.011526 | 1
3175 | 0 | 0.036945 | 0 | 0.93303 | 0 | 1 | 1 | 0 | 0.036945 | 1
3176 | 0 | 0.05954 | 0.0082508 | 0.93303 | 0 | 1 | 1 | 0 | 0.05954 | 1
3177 | 0.13668 | 0.084934 | 0.010295 | 0.93303 | 0 | 0 | 1 | 0.13668 | 0.084934 | 1
3178 | 0.2957 | 0.11161 | 0.0082048 | 0.93303 | 0 | 0 | 1 | 0.2957 | 0.11161 | 1
3179 | 0.40525 | 0.13368 | 0.0064006 | 0.93303 | 0 | 0 | 1 | 0.40525 | 0.13368 | 1
3180 | 0.45421 | 0.1755 | 0.0031457 | 0.93303 | 0 | 0 | 1 | 0.45421 | 0.1755 | 1
3181 | 0.43513 | 0.19824 | 0.0018623 | 0.93303 | 0 | 0 | 1 | 0.43513 | 0.19824 | 1
3182 | 0.41399 | 0.17568 | 0 | 0.93303 | 0 | 0 | 1 | 0.41399 | 0.17568 | 1
3183 | 0.28619 | 0.17383 | 0 | 0.93303 | 0 | 0 | 1 | 0.28619 | 0.17383 | 1
3184 | 0.23477 | 0.15815 | 0 | 0.93303 | 0 | 1 | 1 | 0.23477 | 0.15815 | 1
3185 | 0.089434 | 0.12465 | 0 | 0.93303 | 0 | 1 | 1 | 0.089434 | 0.12465 | 1
3186 | 0 | 0.11406 | 0.0007611 | 0.93303 | 0 | 1 | 1 | 0 | 0.11406 | 1
3187 | 0 | 0.097536 | 0.0040623 | 0.93303 | 0 | 1 | 1 | 0 | 0.097536 | 1
3188 | 0 | 0.065367 | 0.0088485 | 0.93303 | 0 | 0 | 1 | 0 | 0.065367 | 1
3189 | 0 | 0.046601 | 0.0099425 | 0.93303 | 0 | 0 | 1 | 0 | 0.046601 | 1
3190 | 0 | 0.047552 | 0.007836 | 0.93303 | 0 | 0 | 1 | 0 | 0.047552 | 1
3191 | 0 | 0.041702 | 0.0037077 | 0.93303 | 0 | 0 | 1 | 0 | 0.041702 | 1
3192 | 0 | 0.015501 | 0 | 0.93303 | 0 | 0 | 1 | 0 | 0.015501 | 1
3193 | 0 | 0.035304 | 0 | 0.93303 | 0 | 0 | 1 | 0 | 0.035304 | 1
3194 | 0 | 0.0083835 | 0 | 0.93303 | 0 | 0 | 1 | 0 | 0.0083835 | 1
3195 | 0 | 0 | 0 | 0.93303 | 0 | 0 | 1 | 0 | 0 | 1
3196 | 0 | 0 | 0 | 0.93303 | 0 | 0 | 1 | 0 | 0 | 1
3197 | 0 | 0.010563 | 0 | 0.93303 | 0 | 0 | 1 | 0 | 0.010563 | 1
3198 | 0 | 0 | 0 | 0.93303 | 0 | 1 | 1 | 0 | 0 | 1
3199 | 0 | 0.014218 | 0 | 0.93303 | 0 | 1 | 1 | 0 | 0.014218 | 1
3200 | 0 | 0.029889 | 0 | 0.93303 | 0 | 1 | 1 | 0 | 0.029889 | 1
3201 | 0.093642 | 0.032191 | 0 | 0.93303 | 0 | 0 | 1 | 0.093642 | 0.032191 | 1
3202 | 0.25839 | 0.046972 | 0 | 0.93303 | 0 | 0 | 1 | 0.25839 | 0.046972 | 1
3203 | 0.43741 | 0.059133 | 0 | 0.93303 | 0 | 0 | 1 | 0.43741 | 0.059133 | 1
3204 | 0.4244 | 0.10998 | 0 | 0.93303 | 0 | 0 | 1 | 0.4244 | 0.10998 | 1
3205 | 0.3863 | 0.14199 | 0 | 0.93303 | 0 | 0 | 1 | 0.3863 | 0.14199 | 1
3206 | 0.41388 | 0.11979 | 0 | 0.93303 | 0 | 0 | 1 | 0.41388 | 0.11979 | 1
3207 | 0.30492 | 0.12875 | 0 | 0.93303 | 0 | 0 | 1 | 0.30492 | 0.12875 | 1
3208 | 0.20532 | 0.12764 | 0 | 0.93303 | 0 | 1 | 1 | 0.20532 | 0.12764 | 1
3209 | 0.08165 | 0.10099 | 0 | 0.93303 | 0 | 1 | 1 | 0.08165 | 0.10099 | 1
3210 | 0 | 0.099478 | 0 | 0.93303 | 0 | 1 | 1 | 0 | 0.099478 | 1
3211 | 0 | 0.075874 | 0 | 0.93303 | 0 | 1 | 1 | 0 | 0.075874 | 1
3212 | 0 | 0.0333 | 0 | 0.93303 | 0 | 0 | 1 | 0 | 0.0333 | 1
3213 | 0 | 0.026024 | 0 | 0.93303 | 0 | 0 | 1 | 0 | 0.026024 | 1
3214 | 0 | 0.042193 | 0 | 0.93303 | 0 | 0 | 1 | 0 | 0.042193 | 1
3215 | 0 | 0.046962 | 0 | 0.93303 | 0 | 0 | 1 | 0 | 0.046962 | 1
3216 | 0 | 0.016796 | 0 | 0.93303 | 0 | 0 | 1 | 0 | 0.016796 | 1
3217 | 0 | 0 | 0 | 0.93303 | 0 | 0 | 1 | 0 | 0 | 1
3218 | 0 | 0 | 0 | 0.93303 | 0 | 0 | 1 | 0 | 0 | 1
3219 | 0 | 0 | 0 | 0.93303 | 0 | 0 | 1 | 0 | 0 | 1
3220 | 0 | 0 | 0 | 0.93303 | 0 | 0 | 1 | 0 | 0 | 1
3221 | 0 | 0 | 0 | 0.93303 | 0 | 0 | 1 | 0 | 0 | 1
3222 | 0 | 0 | 0 | 0.93303 | 0 | 1 | 1 | 0 | 0 | 1
3223 | 0 | 0 | 0 | 0.93303 | 0 | 1 | 1 | 0 | 0 | 1
3224 | 0 | 0.019366 | 0 | 0.93303 | 0 | 1 | 1 | 0 | 0.019366 | 1
3225 | 0.082027 | 0.020257 | 0 | 0.93303 | 0 | 0 | 1 | 0.082027 | 0.020257 | 1
3226 | 0.27605 | 0.045295 | 0 | 0.93303 | 0 | 0 | 1 | 0.27605 | 0.045295 | 1
3227 | 0.40795 | 0.059484 | 0 | 0.93303 | 0 | 0 | 1 | 0.40795 | 0.059484 | 1
3228 | 0.41078 | 0.10523 | 0 | 0.93303 | 0 | 0 | 1 | 0.41078 | 0.10523 | 1
3229 | 0.34828 | 0.1271 | 0 | 0.93303 | 0 | 0 | 1 | 0.34828 | 0.1271 | 1
3230 | 0.38672 | 0.11778 | 0 | 0.93303 | 0 | 0 | 1 | 0.38672 | 0.11778 | 1
3231 | 0.24529 | 0.11638 | 0 | 0.93303 | 0 | 0 | 1 | 0.24529 | 0.11638 | 1
3232 | 0.12359 | 0.12397 | 0 | 0.93303 | 0 | 1 | 1 | 0.12359 | 0.12397 | 1
3233 | 0.062417 | 0.12136 | 0 | 0.93303 | 0 | 1 | 1 | 0.062417 | 0.12136 | 1
3234 | 0 | 0.11573 | 0 | 0.93303 | 0 | 1 | 1 | 0 | 0.11573 | 1
3235 | 0 | 0.083317 | 0 | 0.93303 | 0 | 1 | 1 | 0 | 0.083317 | 1
3236 | 0 | 0.040449 | 0 | 0.93303 | 0 | 0 | 1 | 0 | 0.040449 | 1
3237 | 0 | 0.043489 | 0 | 0.93303 | 0 | 0 | 1 | 0 | 0.043489 | 1
3238 | 0 | 0.063488 | 0 | 0.93303 | 0 | 0 | 1 | 0 | 0.063488 | 1
3239 | 0 | 0.066154 | 0 | 0.93303 | 0 | 0 | 1 | 0 | 0.066154 | 1
3240 | 0 | 0.045277 | 0 | 0.93303 | 0 | 0 | 1 | 0 | 0.045277 | 1
3241 | 0 | 0 | 0 | 0.93303 | 0 | 0 | 1 | 0 | 0 | 1
3242 | 0 | 0 | 0 | 0.93303 | 0 | 0 | 1 | 0 | 0 | 1
3243 | 0 | 0 | 0 | 0.93303 | 0 | 0 | 1 | 0 | 0 | 1
3244 | 0 | 0 | 0 | 0.93303 | 0 | 0 | 1 | 0 | 0 | 1
3245 | 0 | 0.011346 | 0 | 0.93303 | 0 | 0 | 1 | 0 | 0.011346 | 1
3246 | 0 | 0.016376 | 0 | 0.93303 | 0 | 1 | 1 | 0 | 0.016376 | 1
3247 | 0 | 0.01243 | 0 | 0.93303 | 0 | 1 | 1 | 0 | 0.01243 | 1
3248 | 0 | 0.028527 | 0 | 0.93303 | 0 | 1 | 1 | 0 | 0.028527 | 1
3249 | 0.035086 | 0.0050401 | 0 | 0.93303 | 0 | 0 | 1 | 0.035086 | 0.0050401 | 1
3250 | 0.2795 | 0.039321 | 0 | 0.93303 | 0 | 0 | 1 | 0.2795 | 0.039321 | 1
3251 | 0.37313 | 0.065808 | 0 | 0.93303 | 0 | 0 | 1 | 0.37313 | 0.065808 | 1
3252 | 0.40249 | 0.09431 | 0 | 0.93303 | 0 | 0 | 1 | 0.40249 | 0.09431 | 1
3253 | 0.34209 | 0.097688 | 0 | 0.93303 | 0 | 0 | 1 | 0.34209 | 0.097688 | 1
3254 | 0.3131 | 0.073191 | 0 | 0.93303 | 0 | 0 | 1 | 0.3131 | 0.073191 | 1
3255 | 0.27068 | 0.067828 | 0 | 0.93303 | 0 | 0 | 1 | 0.27068 | 0.067828 | 1
3256 | 0.17206 | 0.083305 | 0 | 0.93303 | 0 | 1 | 1 | 0.17206 | 0.083305 | 1
3257 | 0.064868 | 0.10743 | 0 | 0.93303 | 0 | 1 | 1 | 0.064868 | 0.10743 | 1
3258 | 0 | 0.11169 | 0 | 0.93303 | 0 | 1 | 1 | 0 | 0.11169 | 1
3259 | 0 | 0.08327 | 0 | 0.93303 | 0 | 1 | 1 | 0 | 0.08327 | 1
3260 | 0 | 0.063059 | 0 | 0.93303 | 0 | 0 | 1 | 0 | 0.063059 | 1
3261 | 0 | 0.05239 | 0 | 0.93303 | 0 | 0 | 1 | 0 | 0.05239 | 1
3262 | 0 | 0.063839 | 0 | 0.93303 | 0 | 0 | 1 | 0 | 0.063839 | 1
3263 | 0 | 0.055331 | 0 | 0.93303 | 0 | 0 | 1 | 0 | 0.055331 | 1
3264 | 0 | 0.041567 | 0 | 0.93303 | 0 | 0 | 1 | 0 | 0.041567 | 1
3265 | 0 | 0.0078796 | 0 | 0.93303 | 0 | 0 | 1 | 0 | 0.0078796 | 1
3266 | 0 | 0 | 0 | 0.93303 | 0 | 0 | 1 | 0 | 0 | 1
3267 | 0 | 0 | 0 | 0.93303 | 0 | 0 | 1 | 0 | 0 | 1
3268 | 0 | 0.0085847 | 0 | 0.93303 | 0 | 0 | 1 | 0 | 0.0085847 | 1
3269 | 0 | 0.0066232 | 0 | 0.93303 | 0 | 0 | 1 | 0 | 0.0066232 | 1
3270 | 0 | 0.013694 | 0 | 0.93303 | 0 | 1 | 1 | 0 | 0.013694 | 1
3271 | 0 | 0.014603 | 0 | 0.93303 | 0 | 1 | 1 | 0 | 0.014603 | 1
3272 | 0 | 0.023865 | 0 | 0.93303 | 0 | 1 | 1 | 0 | 0.023865 | 1
3273 | 0.07131 | 0.0013811 | 0 | 0.93303 | 0 | 0 | 1 | 0.07131 | 0.0013811 | 1
3274 | 0.32719 | 0.02918 | 0 | 0.93303 | 0 | 0 | 1 | 0.32719 | 0.02918 | 1
3275 | 0.36115 | 0.057923 | 0 | 0.93303 | 0 | 0 | 1 | 0.36115 | 0.057923 | 1
3276 | 0.36968 | 0.10103 | 0 | 0.93303 | 0 | 0 | 1 | 0.36968 | 0.10103 | 1
3277 | 0.32816 | 0.10698 | 0 | 0.93303 | 0 | 0 | 1 | 0.32816 | 0.10698 | 1
3278 | 0.21311 | 0.092375 | 0 | 0.93303 | 0 | 0 | 1 | 0.21311 | 0.092375 | 1
3279 | 0.20275 | 0.080688 | 0 | 0.93303 | 0 | 0 | 1 | 0.20275 | 0.080688 | 1
3280 | 0.13914 | 0.074175 | 0 | 0.93303 | 0 | 1 | 1 | 0.13914 | 0.074175 | 1
3281 | 0.034066 | 0.0643 | 0 | 0.93303 | 0 | 1 | 1 | 0.034066 | 0.0643 | 1
3282 | 0 | 0.077441 | 0 | 0.93303 | 0 | 1 | 1 | 0 | 0.077441 | 1
3283 | 0 | 0.05426 | 0 | 0.93303 | 0 | 1 | 1 | 0 | 0.05426 | 1
3284 | 0 | 0.036268 | 0 | 0.93303 | 0 | 0 | 1 | 0 | 0.036268 | 1
3285 | 0 | 0.02321 | 0 | 0.93303 | 0 | 0 | 1 | 0 | 0.02321 | 1
3286 | 0 | 0.010056 | 0 | 0.93303 | 0 | 0 | 1 | 0 | 0.010056 | 1
3287 | 0 | 0.0021972 | 0 | 0.93303 | 0 | 0 | 1 | 0 | 0.0021972 | 1
3288 | 0 | 0.0012519 | 0 | 0.93303 | 0 | 0 | 1 | 0 | 0.0012519 | 1
3289 | 0 | 0.018671 | 0 | 0.93303 | 0 | 0 | 1 | 0 | 0.018671 | 1
3290 | 0 | 0 | 0 | 0.93303 | 0 | 0 | 1 | 0 | 0 | 1
3291 | 0 | 0 | 0 | 0.93303 | 0 | 0 | 1 | 0 | 0 | 1
3292 | 0 | 0 | 0 | 0.93303 | 0 | 0 | 1 | 0 | 0 | 1
3293 | 0 | 0 | 0 | 0.93303 | 0 | 0 | 1 | 0 | 0 | 1
3294 | 0 | 0 | 0 | 0.93303 | 0 | 1 | 1 | 0 | 0 | 1
3295 | 0 | 0 | 0 | 0.93303 | 0 | 1 | 1 | 0 | 0 | 1
3296 | 0 | 0.0021562 | 0 | 0.93303 | 0 | 1 | 1 | 0 | 0.0021562 | 1
3297 | 0.096076 | 0 | 0 | 0.93303 | 0 | 0 | 1 | 0.096076 | 0 | 1
3298 | 0.31777 | 0.0019069 | 0 | 0.93303 | 0 | 0 | 1 | 0.31777 | 0.0019069 | 1
3299 | 0.36307 | 0.041091 | 0 | 0.93303 | 0 | 0 | 1 | 0.36307 | 0.041091 | 1
3300 | 0.33959 | 0.091228 | 0 | 0.93303 | 0 | 0 | 1 | 0.33959 | 0.091228 | 1
3301 | 0.35603 | 0.099456 | 0 | 0.93303 | 0 | 0 | 1 | 0.35603 | 0.099456 | 1
3302 | 0.17693 | 0.076861 | 0 | 0.93303 | 0 | 0 | 1 | 0.17693 | 0.076861 | 1
3303 | 0.14902 | 0.062482 | 0 | 0.93303 | 0 | 0 | 1 | 0.14902 | 0.062482 | 1
3304 | 0.074816 | 0.040111 | 0 | 0.93303 | 0 | 1 | 1 | 0.074816 | 0.040111 | 1
3305 | 0 | 0.0096126 | 0 | 0.93303 | 0 | 1 | 1 | 0 | 0.0096126 | 1
3306 | 0 | 0.023312 | 0 | 0.93303 | 0 | 1 | 1 | 0 | 0.023312 | 1
3307 | 0 | 0.015569 | 0 | 0.93303 | 0 | 1 | 1 | 0 | 0.015569 | 1
3308 | 0 | 0 | 0 | 0.93303 | 0 | 0 | 1 | 0 | 0 | 1
3309 | 0 | 0 | 0 | 0.93303 | 0 | 0 | 1 | 0 | 0 | 1
3310 | 0 | 0 | 0 | 0.93303 | 0 | 0 | 1 | 0 | 0 | 1
3311 | 0 | 0 | 0 | 0.93303 | 0 | 0 | 1 | 0 | 0 | 1
3312 | 0 | 0 | 0 | 0.93303 | 0 | 0 | 1 | 0 | 0 | 1
3313 | 0 | 0 | 0 | 0.93303 | 0 | 0 | 1 | 0 | 0 | 1
3314 | 0 | 0 | 0 | 0.93303 | 0 | 0 | 1 | 0 | 0 | 1
3315 | 0 | 0 | 0 | 0.93303 | 0 | 0 | 1 | 0 | 0 | 1
3316 | 0 | 0 | 0 | 0.93303 | 0 | 0 | 1 | 0 | 0 | 1
3317 | 0 | 0 | 0 | 0.93303 | 0 | 0 | 1 | 0 | 0 | 1
3318 | 0 | 0 | 0 | 0.93303 | 0 | 1 | 1 | 0 | 0 | 1
3319 | 0 | 0 | 0 | 0.93303 | 0 | 1 | 1 | 0 | 0 | 1
3320 | 0 | 0 | 0 | 0.93303 | 0 | 1 | 1 | 0 | 0 | 1
3321 | 0.2026 | 0.0051682 | 0 | 0.93303 | 0 | 0 | 1 | 0.2026 | 0.0051682 | 1
3322 | 0.335 | 0.00083324 | 0 | 0.93303 | 0 | 0 | 1 | 0.335 | 0.00083324 | 1
3323 | 0.33229 | 0.026669 | 0 | 0.93303 | 0 | 0 | 1 | 0.33229 | 0.026669 | 1
3324 | 0.277 | 0.06607 | 0 | 0.93303 | 0 | 0 | 1 | 0.277 | 0.06607 | 1
3325 | 0.32358 | 0.088199 | 0 | 0.93303 | 0 | 0 | 1 | 0.32358 | 0.088199 | 1
3326 | 0.16739 | 0.084441 | 0 | 0.93303 | 0 | 0 | 1 | 0.16739 | 0.084441 | 1
3327 | 0.063217 | 0.063506 | 0 | 0.93303 | 0 | 0 | 1 | 0.063217 | 0.063506 | 1
3328 | 0 | 0.032311 | 0 | 0.93303 | 0 | 1 | 1 | 0 | 0.032311 | 1
3329 | 0 | 0 | 0 | 0.93303 | 0 | 1 | 1 | 0 | 0 | 1
3330 | 0 | 0 | 0 | 0.93303 | 0 | 1 | 1 | 0 | 0 | 1
3331 | 0 | 0 | 0 | 0.93303 | 0 | 1 | 1 | 0 | 0 | 1
3332 | 0 | 0 | 0 | 0.93303 | 0 | 0 | 1 | 0 | 0 | 1
3333 | 0 | 0 | 0 | 0.93303 | 0 | 0 | 1 | 0 | 0 | 1
3334 | 0 | 0 | 0 | 0.93303 | 0 | 0 | 1 | 0 | 0 | 1
3335 | 0 | 0 | 0 | 0.93303 | 0 | 0 | 1 | 0 | 0 | 1
3336 | 0 | 0 | 0 | 0.93303 | 0 | 0 | 1 | 0 | 0 | 1
3337 | 0 | 0 | 0 | 0.93303 | 0 | 0 | 1 | 0 | 0 | 1
3338 | 0 | 0 | 0 | 0.93303 | 0 | 0 | 1 | 0 | 0 | 1
3339 | 0 | 0 | 0 | 0.93303 | 0 | 0 | 1 | 0 | 0 | 1
3340 | 0 | 0 | 0 | 0.93303 | 0 | 0 | 1 | 0 | 0 | 1
3341 | 0 | 0 | 0 | 0.93303 | 0 | 0 | 1 | 0 | 0 | 1
3342 | 0 | 0 | 0 | 0.93303 | 0 | 1 | 1 | 0 | 0 | 1
3343 | 0 | 0 | 0 | 0.93303 | 0 | 1 | 1 | 0 | 0 | 1
3344 | 0 | 0 | 0 | 0.93303 | 0 | 1 | 1 | 0 | 0 | 1
3345 | 0.17487 | 0.0035705 | 0 | 0.93303 | 0 | 0 | 1 | 0.17487 | 0.0035705 | 1
3346 | 0.31478 | 0.0076966 | 0 | 0.93303 | 0 | 0 | 1 | 0.31478 | 0.0076966 | 1
3347 | 0.34061 | 0.024739 | 0 | 0.93303 | 0 | 0 | 1 | 0.34061 | 0.024739 | 1
3348 | 0.31406 | 0.036947 | 0 | 0.93303 | 0 | 0 | 1 | 0.31406 | 0.036947 | 1
3349 | 0.38343 | 0.060397 | 0 | 0.93303 | 0 | 0 | 1 | 0.38343 | 0.060397 | 1
3350 | 0.28112 | 0.066497 | 0 | 0.93303 | 0 | 0 | 1 | 0.28112 | 0.066497 | 1
3351 | 0.12184 | 0.039761 | 0 | 0.93303 | 0 | 0 | 1 | 0.12184 | 0.039761 | 1
3352 | 0.024041 | 0.015173 | 0 | 0.93303 | 0 | 1 | 1 | 0.024041 | 0.015173 | 1
3353 | 0 | 0 | 0 | 0.93303 | 0 | 1 | 1 | 0 | 0 | 1
3354 | 0 | 0 | 0 | 0.93303 | 0 | 1 | 1 | 0 | 0 | 1
3355 | 0 | 0 | 0 | 0.93303 | 0 | 1 | 1 | 0 | 0 | 1
3356 | 0 | 0 | 0 | 0.93303 | 0 | 0 | 1 | 0 | 0 | 1
3357 | 0 | 0.0026406 | 0 | 0.93303 | 0 | 0 | 1 | 0 | 0.0026406 | 1
3358 | 0 | 0 | 0 | 0.93303 | 0 | 0 | 1 | 0 | 0 | 1
3359 | 0 | 0 | 0 | 0.93303 | 0 | 0 | 1 | 0 | 0 | 1
3360 | 0 | 0 | 0 | 0.93303 | 0 | 0 | 1 | 0 | 0 | 1
3361 | 0 | 0 | 0 | 0.93303 | 0 | 0 | 1 | 0 | 0 | 1
3362 | 0 | 0 | 0 | 0.93303 | 0 | 0 | 1 | 0 | 0 | 1
3363 | 0 | 0 | 0 | 0.93303 | 0 | 0 | 1 | 0 | 0 | 1
3364 | 0 | 0 | 0 | 0.93303 | 0 | 0 | 1 | 0 | 0 | 1
3365 | 0 | 0 | 0 | 0.93303 | 0 | 0 | 1 | 0 | 0 | 1
3366 | 0 | 0 | 0 | 0.93303 | 0 | 1 | 1 | 0 | 0 | 1
3367 | 0 | 0 | 0 | 0.93303 | 0 | 1 | 1 | 0 | 0 | 1
3368 | 0 | 0 | 0 | 0.93303 | 0 | 1 | 1 | 0 | 0 | 1
3369 | 0.20281 | 0 | 0 | 0.93303 | 0 | 0 | 1 | 0.20281 | 0 | 1
3370 | 0.34146 | 0.013799 | 0 | 0.93303 | 0 | 0 | 1 | 0.34146 | 0.013799 | 1
3371 | 0.38365 | 0.018511 | 0 | 0.93303 | 0 | 0 | 1 | 0.38365 | 0.018511 | 1
3372 | 0.37421 | 0.025454 | 0 | 0.93303 | 0 | 0 | 1 | 0.37421 | 0.025454 | 1
3373 | 0.40536 | 0.046078 | 0 | 0.93303 | 0 | 0 | 1 | 0.40536 | 0.046078 | 1
3374 | 0.37741 | 0.042697 | 0 | 0.93303 | 0 | 0 | 1 | 0.37741 | 0.042697 | 1
3375 | 0.21154 | 0.011797 | 0 | 0.93303 | 0 | 0 | 1 | 0.21154 | 0.011797 | 1
3376 | 0.11225 | 0.0025399 | 0 | 0.93303 | 0 | 1 | 1 | 0.11225 | 0.0025399 | 1
3377 | 0 | 0.0056433 | 0 | 0.93303 | 0 | 1 | 1 | 0 | 0.0056433 | 1
3378 | 0 | 0.016961 | 0 | 0.93303 | 0 | 1 | 1 | 0 | 0.016961 | 1
3379 | 0 | 0.0048443 | 0 | 0.93303 | 0 | 1 | 1 | 0 | 0.0048443 | 1
3380 | 0 | 0.0041807 | 0 | 0.93303 | 0 | 0 | 1 | 0 | 0.0041807 | 1
3381 | 0 | 0.012434 | 0 | 0.93303 | 0 | 0 | 1 | 0 | 0.012434 | 1
3382 | 0 | 0 | 0 | 0.93303 | 0 | 0 | 1 | 0 | 0 | 1
3383 | 0 | 0 | 0 | 0.93303 | 0 | 0 | 1 | 0 | 0 | 1
3384 | 0 | 0 | 0 | 0.93303 | 0 | 0 | 1 | 0 | 0 | 1
3385 | 0 | 0 | 0 | 0.93303 | 0 | 0 | 1 | 0 | 0 | 1
3386 | 0 | 0 | 0 | 0.93303 | 0 | 0 | 1 | 0 | 0 | 1
3387 | 0 | 0 | 0 | 0.93303 | 0 | 0 | 1 | 0 | 0 | 1
3388 | 0 | 0 | 0 | 0.93303 | 0 | 0 | 1 | 0 | 0 | 1
3389 | 0 | 0 | 0 | 0.93303 | 0 | 0 | 1 | 0 | 0 | 1
3390 | 0 | 0 | 0 | 0.93303 | 0 | 1 | 1 | 0 | 0 | 1
3391 | 0 | 0 | 0 | 0.93303 | 0 | 1 | 1 | 0 | 0 | 1
3392 | 0 | 0 | 0 | 0.93303 | 0 | 1 | 1 | 0 | 0 | 1
3393 | 0.18703 | 0 | 0 | 0.93303 | 0 | 0 | 1 | 0.18703 | 0 | 1
3394 | 0.32253 | 0.0050269 | 0 | 0.93303 | 0 | 0 | 1 | 0.32253 | 0.0050269 | 1
3395 | 0.41639 | 0.021098 | 0 | 0.93303 | 0 | 0 | 1 | 0.41639 | 0.021098 | 1
3396 | 0.49121 | 0.044488 | 0 | 0.93303 | 0 | 0 | 1 | 0.49121 | 0.044488 | 1
3397 | 0.48991 | 0.05957 | 0 | 0.93303 | 0 | 0 | 1 | 0.48991 | 0.05957 | 1
3398 | 0.47931 | 0.047011 | 0 | 0.93303 | 0 | 0 | 1 | 0.47931 | 0.047011 | 1
3399 | 0.34631 | 0.030188 | 0 | 0.93303 | 0 | 0 | 1 | 0.34631 | 0.030188 | 1
3400 | 0.21223 | 0.035183 | 0 | 0.93303 | 0 | 1 | 1 | 0.21223 | 0.035183 | 1
3401 | 0.04711 | 0.0501 | 0 | 0.93303 | 0 | 1 | 1 | 0.04711 | 0.0501 | 1
3402 | 0 | 0.039799 | 0 | 0.93303 | 0 | 1 | 1 | 0 | 0.039799 | 1
3403 | 0 | 0.02893 | 0 | 0.93303 | 0 | 1 | 1 | 0 | 0.02893 | 1
3404 | 0 | 0.0085853 | 0 | 0.93303 | 0 | 0 | 1 | 0 | 0.0085853 | 1
3405 | 0 | 0.013048 | 0 | 0.93303 | 0 | 0 | 1 | 0 | 0.013048 | 1
3406 | 0 | 0.0028048 | 0 | 0.93303 | 0 | 0 | 1 | 0 | 0.0028048 | 1
3407 | 0 | 0 | 0 | 0.93303 | 0 | 0 | 1 | 0 | 0 | 1
3408 | 0 | 0 | 0 | 0.93303 | 0 | 0 | 1 | 0 | 0 | 1
3409 | 0 | 0 | 0 | 0.93303 | 0 | 0 | 1 | 0 | 0 | 1
3410 | 0 | 0 | 0 | 0.93303 | 0 | 0 | 1 | 0 | 0 | 1
3411 | 0 | 0 | 0 | 0.93303 | 0 | 0 | 1 | 0 | 0 | 1
3412 | 0 | 0 | 0 | 0.93303 | 0 | 0 | 1 | 0 | 0 | 1
3413 | 0 | 0 | 0 | 0.93303 | 0 | 0 | 1 | 0 | 0 | 1
3414 | 0 | 0 | 0 | 0.93303 | 0 | 1 | 1 | 0 | 0 | 1
3415 | 0 | 0 | 0 | 0.93303 | 0 | 1 | 1 | 0 | 0 | 1
3416 | 0 | 0 | 0 | 0.93303 | 0 | 1 | 1 | 0 | 0 | 1
3417 | 0.11641 | 0 | 0 | 0.93303 | 0 | 0 | 1 | 0.11641 | 0 | 1
3418 | 0.29052 | 0 | 0 | 0.93303 | 0 | 0 | 1 | 0.29052 | 0 | 1
3419 | 0.39804 | 0.0095408 | 0 | 0.93303 | 0 | 0 | 1 | 0.39804 | 0.0095408 | 1
3420 | 0.45905 | 0.041525 | 0 | 0.93303 | 0 | 0 | 1 | 0.45905 | 0.041525 | 1
3421 | 0.36996 | 0.046113 | 0 | 0.93303 | 0 | 0 | 1 | 0.36996 | 0.046113 | 1
3422 | 0.3451 | 0.036954 | 0 | 0.93303 | 0 | 0 | 1 | 0.3451 | 0.036954 | 1
3423 | 0.24498 | 0.033898 | 0 | 0.93303 | 0 | 0 | 1 | 0.24498 | 0.033898 | 1
3424 | 0.18239 | 0.046011 | 0 | 0.93303 | 0 | 1 | 1 | 0.18239 | 0.046011 | 1
3425 | 0.040003 | 0.065791 | 0 | 0.93303 | 0 | 1 | 1 | 0.040003 | 0.065791 | 1
3426 | 0 | 0.048465 | 0 | 0.93303 | 0 | 1 | 1 | 0 | 0.048465 | 1
3427 | 0 | 0.038904 | 0 | 0.93303 | 0 | 1 | 1 | 0 | 0.038904 | 1
3428 | 0 | 0.013381 | 0 | 0.93303 | 0 | 0 | 1 | 0 | 0.013381 | 1
3429 | 0 | 0.028165 | 0 | 0.93303 | 0 | 0 | 1 | 0 | 0.028165 | 1
3430 | 0 | 0.022422 | 0 | 0.93303 | 0 | 0 | 1 | 0 | 0.022422 | 1
3431 | 0 | 0 | 0 | 0.93303 | 0 | 0 | 1 | 0 | 0 | 1
3432 | 0 | 0 | 0 | 0.93303 | 0 | 0 | 1 | 0 | 0 | 1
3433 | 0 | 0 | 0 | 0.93303 | 0 | 0 | 1 | 0 | 0 | 1
3434 | 0 | 0 | 0 | 0.93303 | 0 | 0 | 1 | 0 | 0 | 1
3435 | 0 | 0 | 0 | 0.93303 | 0 | 0 | 1 | 0 | 0 | 1
3436 | 0 | 0 | 0 | 0.93303 | 0 | 0 | 1 | 0 | 0 | 1
3437 | 0 | 0 | 0 | 0.93303 | 0 | 0 | 1 | 0 | 0 | 1
3438 | 0 | 0 | 0 | 0.93303 | 0 | 1 | 1 | 0 | 0 | 1
3439 | 0 | 0 | 0 | 0.93303 | 0 | 1 | 1 | 0 | 0 | 1
3440 | 0 | 0 | 0.0011342 | 0.93303 | 0 | 1 | 1 | 0 | 0 | 1
3441 | 0.089901 | 0 | 0.0030537 | 0.93303 | 0 | 0 | 1 | 0.089901 | 0 | 1
3442 | 0.24532 | 0 | 0.0041574 | 0.93303 | 0 | 0 | 1 | 0.24532 | 0 | 1
3443 | 0.32871 | 0.029441 | 0.0044641 | 0.93303 | 0 | 0 | 1 | 0.32871 | 0.029441 | 1
3444 | 0.32453 | 0.058641 | 0.0043945 | 0.93303 | 0 | 0 | 1 | 0.32453 | 0.058641 | 1
3445 | 0.21406 | 0.052559 | 0.0039634 | 0.93303 | 0 | 0 | 1 | 0.21406 | 0.052559 | 1
3446 | 0.15123 | 0.055977 | 0.0038519 | 0.93303 | 0 | 0 | 1 | 0.15123 | 0.055977 | 1
3447 | 0.083465 | 0.05501 | 0.0032652 | 0.93303 | 0 | 0 | 1 | 0.083465 | 0.05501 | 1
3448 | 0.023048 | 0.072899 | 0.0025322 | 0.93303 | 0 | 1 | 1 | 0.023048 | 0.072899 | 1
3449 | 0 | 0.058864 | 0.0010768 | 0.93303 | 0 | 1 | 1 | 0 | 0.058864 | 1
3450 | 0 | 0.044826 | 0.00045395 | 0.93303 | 0 | 1 | 1 | 0 | 0.044826 | 1
3451 | 0 | 0.018582 | 0 | 0.93303 | 0 | 1 | 1 | 0 | 0.018582 | 1
3452 | 0 | 0 | 0 | 0.93303 | 0 | 0 | 1 | 0 | 0 | 1
3453 | 0 | 0.0032225 | 0 | 0.93303 | 0 | 0 | 1 | 0 | 0.0032225 | 1
3454 | 0 | 0.0034134 | 0 | 0.93303 | 0 | 0 | 1 | 0 | 0.0034134 | 1
3455 | 0 | 0 | 0 | 0.93303 | 0 | 0 | 1 | 0 | 0 | 1
3456 | 0 | 0 | 0 | 0.93303 | 0 | 0 | 1 | 0 | 0 | 1
3457 | 0 | 0 | 0 | 0.93303 | 0 | 0 | 1 | 0 | 0 | 1
3458 | 0 | 0 | 0 | 0.93303 | 0 | 0 | 1 | 0 | 0 | 1
3459 | 0 | 0 | 0 | 0.93303 | 0 | 0 | 1 | 0 | 0 | 1
3460 | 0 | 0 | 0 | 0.93303 | 0 | 0 | 1 | 0 | 0 | 1
3461 | 0 | 0 | 0 | 0.93303 | 0 | 0 | 1 | 0 | 0 | 1
3462 | 0 | 0 | 0 | 0.93303 | 0 | 1 | 1 | 0 | 0 | 1
3463 | 0 | 0 | 0 | 0.93303 | 0 | 1 | 1 | 0 | 0 | 1
3464 | 0 | 0 | 0 | 0.93303 | 0 | 1 | 1 | 0 | 0 | 1
3465 | 0.1181 | 0 | 0 | 0.93303 | 0 | 0 | 1 | 0.1181 | 0 | 1
3466 | 0.2725 | 0 | 0 | 0.93303 | 0 | 0 | 1 | 0.2725 | 0 | 1
3467 | 0.29867 | 0.0056856 | 0 | 0.93303 | 0 | 0 | 1 | 0.29867 | 0.0056856 | 1
3468 | 0.26225 | 0.027489 | 0 | 0.93303 | 0 | 0 | 1 | 0.26225 | 0.027489 | 1
3469 | 0.16245 | 0.024641 | 0 | 0.93303 | 0 | 0 | 1 | 0.16245 | 0.024641 | 1
3470 | 0.048039 | 0.026718 | 0 | 0.93303 | 0 | 0 | 1 | 0.048039 | 0.026718 | 1
3471 | 0.03906 | 0.016093 | 0 | 0.93303 | 0 | 0 | 1 | 0.03906 | 0.016093 | 1
3472 | 0.0098611 | 0.04271 | 0 | 0.93303 | 0 | 1 | 1 | 0.0098611 | 0.04271 | 1
3473 | 0 | 0.033741 | 0 | 0.93303 | 0 | 1 | 1 | 0 | 0.033741 | 1
3474 | 0 | 0.037898 | 0 | 0.93303 | 0 | 1 | 1 | 0 | 0.037898 | 1
3475 | 0 | 0.014758 | 0 | 0.93303 | 0 | 1 | 1 | 0 | 0.014758 | 1
3476 | 0 | 0 | 0 | 0.93303 | 0 | 0 | 1 | 0 | 0 | 1
3477 | 0 | 0.020341 | 0 | 0.93303 | 0 | 0 | 1 | 0 | 0.020341 | 1
3478 | 0 | 0.020922 | 0 | 0.93303 | 0 | 0 | 1 | 0 | 0.020922 | 1
3479 | 0 | 0.0038058 | 0 | 0.93303 | 0 | 0 | 1 | 0 | 0.0038058 | 1
3480 | 0 | 0 | 0 | 0.93303 | 0 | 0 | 1 | 0 | 0 | 1
3481 | 0 | 0 | 0 | 0.93303 | 0 | 0 | 1 | 0 | 0 | 1
3482 | 0 | 0 | 0 | 0.93303 | 0 | 0 | 1 | 0 | 0 | 1
3483 | 0 | 0 | 0 | 0.93303 | 0 | 0 | 1 | 0 | 0 | 1
3484 | 0 | 0 | 0 | 0.93303 | 0 | 0 | 1 | 0 | 0 | 1
3485 | 0 | 0 | 0 | 0.93303 | 0 | 0 | 1 | 0 | 0 | 1
3486 | 0 | 0 | 0 | 0.93303 | 0 | 1 | 1 | 0 | 0 | 1
3487 | 0 | 0 | 0 | 0.93303 | 0 | 1 | 1 | 0 | 0 | 1
3488 | 0 | 0 | 0 | 0.93303 | 0 | 1 | 1 | 0 | 0 | 1
3489 | 0.19827 | 0 | 0 | 0.93303 | 0 | 0 | 1 | 0.19827 | 0 | 1
3490 | 0.33533 | 0.010334 | 0 | 0.93303 | 0 | 0 | 1 | 0.33533 | 0.010334 | 1
3491 | 0.28697 | 0.028807 | 0 | 0.93303 | 0 | 0 | 1 | 0.28697 | 0.028807 | 1
3492 | 0.20093 | 0.033015 | 0 | 0.93303 | 0 | 0 | 1 | 0.20093 | 0.033015 | 1
3493 | 0.12922 | 0.031116 | 0 | 0.93303 | 0 | 0 | 1 | 0.12922 | 0.031116 | 1
3494 | 0.018823 | 0.029269 | 0 | 0.93303 | 0 | 0 | 1 | 0.018823 | 0.029269 | 1
3495 | 0.027456 | 0.019013 | 0 | 0.93303 | 0 | 0 | 1 | 0.027456 | 0.019013 | 1
3496 | 0 | 0.041685 | 0 | 0.93303 | 0 | 1 | 1 | 0 | 0.041685 | 1
3497 | 0 | 0.024715 | 0 | 0.93303 | 0 | 1 | 1 | 0 | 0.024715 | 1
3498 | 0 | 0.031155 | 0 | 0.93303 | 0 | 1 | 1 | 0 | 0.031155 | 1
3499 | 0 | 0.010784 | 0 | 0.93303 | 0 | 1 | 1 | 0 | 0.010784 | 1
3500 | 0 | 0.0041193 | 0 | 0.93303 | 0 | 0 | 1 | 0 | 0.0041193 | 1
3501 | 0 | 0.014554 | 0 | 0.93303 | 0 | 0 | 1 | 0 | 0.014554 | 1
3502 | 0 | 0.0080235 | 0 | 0.93303 | 0 | 0 | 1 | 0 | 0.0080235 | 1
3503 | 0 | 0.001684 | 0 | 0.93303 | 0 | 0 | 1 | 0 | 0.001684 | 1
3504 | 0 | 0 | 0 | 0.93303 | 0 | 0 | 1 | 0 | 0 | 1
3505 | 0 | 0 | 0 | 0.93303 | 0 | 0 | 1 | 0 | 0 | 1
3506 | 0 | 0 | 0 | 0.93303 | 0 | 0 | 1 | 0 | 0 | 1
3507 | 0 | 0 | 0 | 0.93303 | 0 | 0 | 1 | 0 | 0 | 1
3508 | 0 | 0 | 0 | 0.93303 | 0 | 0 | 1 | 0 | 0 | 1
3509 | 0 | 0 | 0 | 0.93303 | 0 | 0 | 1 | 0 | 0 | 1
3510 | 0 | 0 | 0 | 0.93303 | 0 | 1 | 1 | 0 | 0 | 1
3511 | 0 | 0 | 0 | 0.93303 | 0 | 1 | 1 | 0 | 0 | 1
3512 | 0 | 0 | 0 | 0.93303 | 0 | 1 | 1 | 0 | 0 | 1
3513 | 0.14923 | 0 | 0 | 0.93303 | 0 | 0 | 1 | 0.14923 | 0 | 1
3514 | 0.28599 | 0.0051232 | 0 | 0.93303 | 0 | 0 | 1 | 0.28599 | 0.0051232 | 1
3515 | 0.27606 | 0.0087854 | 0 | 0.93303 | 0 | 0 | 1 | 0.27606 | 0.0087854 | 1
3516 | 0.19608 | 0.020275 | 0 | 0.93303 | 0 | 0 | 1 | 0.19608 | 0.020275 | 1
3517 | 0.18482 | 0.03993 | 0 | 0.93303 | 0 | 0 | 1 | 0.18482 | 0.03993 | 1
3518 | 0.11086 | 0.039146 | 0 | 0.93303 | 0 | 0 | 1 | 0.11086 | 0.039146 | 1
3519 | 0.068801 | 0.034924 | 0 | 0.93303 | 0 | 0 | 1 | 0.068801 | 0.034924 | 1
3520 | 0.033146 | 0.039449 | 0 | 0.93303 | 0 | 1 | 1 | 0.033146 | 0.039449 | 1
3521 | 0 | 0.031632 | 0 | 0.93303 | 0 | 1 | 1 | 0 | 0.031632 | 1
3522 | 0 | 0.020055 | 0 | 0.93303 | 0 | 1 | 1 | 0 | 0.020055 | 1
3523 | 0 | 0.013465 | 0 | 0.93303 | 0 | 1 | 1 | 0 | 0.013465 | 1
3524 | 0 | 0.0015992 | 0 | 0.93303 | 0 | 0 | 1 | 0 | 0.0015992 | 1
3525 | 0 | 0.011896 | 0 | 0.93303 | 0 | 0 | 1 | 0 | 0.011896 | 1
3526 | 0 | 0.00034401 | 0 | 0.93303 | 0 | 0 | 1 | 0 | 0.00034401 | 1
3527 | 0 | 0.00057696 | 0 | 0.93303 | 0 | 0 | 1 | 0 | 0.00057696 | 1
3528 | 0 | 0 | 0 | 0.93303 | 0 | 0 | 1 | 0 | 0 | 1
3529 | 0 | 0 | 0 | 0.93303 | 0 | 0 | 1 | 0 | 0 | 1
3530 | 0 | 0 | 0 | 0.93303 | 0 | 0 | 1 | 0 | 0 | 1
3531 | 0 | 0 | 0 | 0.93303 | 0 | 0 | 1 | 0 | 0 | 1
3532 | 0 | 0 | 0 | 0.93303 | 0 | 0 | 1 | 0 | 0 | 1
3533 | 0 | 0 | 0 | 0.93303 | 0 | 0 | 1 | 0 | 0 | 1
3534 | 0 | 0 | 0 | 0.93303 | 0 | 1 | 1 | 0 | 0 | 1
3535 | 0 | 0 | 0 | 0.93303 | 0 | 1 | 1 | 0 | 0 | 1
3536 | 0 | 0 | 0 | 0.93303 | 0 | 1 | 1 | 0 | 0 | 1
3537 | 0.092416 | 0 | 0 | 0.93303 | 0 | 0 | 1 | 0.092416 | 0 | 1
3538 | 0.25322 | 0 | 0 | 0.93303 | 0 | 0 | 1 | 0.25322 | 0 | 1
3539 | 0.30915 | 0 | 0 | 0.93303 | 0 | 0 | 1 | 0.30915 | 0 | 1
3540 | 0.23831 | 0 | 0 | 0.93303 | 0 | 0 | 1 | 0.23831 | 0 | 1
3541 | 0.2275 | 0.004108 | 0 | 0.93303 | 0 | 0 | 1 | 0.2275 | 0.004108 | 1
3542 | 0.21232 | 0.011856 | 0 | 0.93303 | 0 | 0 | 1 | 0.21232 | 0.011856 | 1
3543 | 0.049496 | 0.016165 | 0 | 0.93303 | 0 | 0 | 1 | 0.049496 | 0.016165 | 1
3544 | 0 | 2.7225e-05 | 0 | 0.93303 | 0 | 1 | 1 | 0 | 2.7225e-05 | 1
3545 | 0 | 0 | 0 | 0.93303 | 0 | 1 | 1 | 0 | 0 | 1
3546 | 0 | 0 | 0 | 0.93303 | 0 | 1 | 1 | 0 | 0 | 1
3547 | 0 | 0 | 0 | 0.93303 | 0 | 1 | 1 | 0 | 0 | 1
3548 | 0 | 0 | 0 | 0.93303 | 0 | 0 | 1 | 0 | 0 | 1
3549 | 0 | 0 | 0 | 0.93303 | 0 | 0 | 1 | 0 | 0 | 1
3550 | 0 | 0 | 0 | 0.93303 | 0 | 0 | 1 | 0 | 0 | 1
3551 | 0 | 0 | 0 | 0.93303 | 0 | 0 | 1 | 0 | 0 | 1
3552 | 0 | 0 | 0 | 0.93303 | 0 | 0 | 1 | 0 | 0 | 1
3553 | 0 | 0 | 0 | 0.93303 | 0 | 0 | 1 | 0 | 0 | 1
3554 | 0 | 0 | 0 | 0.93303 | 0 | 0 | 1 | 0 | 0 | 1
3555 | 0 | 0 | 0 | 0.93303 | 0 | 0 | 1 | 0 | 0 | 1
3556 | 0 | 0 | 0 | 0.93303 | 0 | 0 | 1 | 0 | 0 | 1
3557 | 0 | 0 | 0 | 0.93303 | 0 | 0 | 1 | 0 | 0 | 1
3558 | 0 | 0 | 0 | 0.93303 | 0 | 1 | 1 | 0 | 0 | 1
3559 | 0 | 0 | 0 | 0.93303 | 0 | 1 | 1 | 0 | 0 | 1
3560 | 0 | 0 | 0 | 0.93303 | 0 | 1 | 1 | 0 | 0 | 1
3561 | 0.054521 | 0 | 0 | 0.93303 | 0 | 0 | 1 | 0.054521 | 0 | 1
3562 | 0.16764 | 0 | 0 | 0.93303 | 0 | 0 | 1 | 0.16764 | 0 | 1
3563 | 0.22922 | 0 | 0 | 0.93303 | 0 | 0 | 1 | 0.22922 | 0 | 1
3564 | 0.2097 | 0.0051694 | 0 | 0.93303 | 0 | 0 | 1 | 0.2097 | 0.0051694 | 1
3565 | 0.19214 | 0.03057 | 0 | 0.93303 | 0 | 0 | 1 | 0.19214 | 0.03057 | 1
3566 | 0.17501 | 0.057102 | 0 | 0.93303 | 0 | 0 | 1 | 0.17501 | 0.057102 | 1
3567 | 0.012912 | 0.056775 | 0 | 0.93303 | 0 | 0 | 1 | 0.012912 | 0.056775 | 1
3568 | 0 | 0.045833 | 0 | 0.93303 | 0 | 1 | 1 | 0 | 0.045833 | 1
3569 | 0 | 0.045394 | 0 | 0.93303 | 0 | 1 | 1 | 0 | 0.045394 | 1
3570 | 0 | 0.038686 | 0 | 0.93303 | 0 | 1 | 1 | 0 | 0.038686 | 1
3571 | 0 | 0.039845 | 0 | 0.93303 | 0 | 1 | 1 | 0 | 0.039845 | 1
3572 | 0 | 0.028335 | 0 | 0.93303 | 0 | 0 | 1 | 0 | 0.028335 | 1
3573 | 0 | 0.012071 | 0 | 0.93303 | 0 | 0 | 1 | 0 | 0.012071 | 1
3574 | 0 | 0 | 0 | 0.93303 | 0 | 0 | 1 | 0 | 0 | 1
3575 | 0 | 0 | 0 | 0.93303 | 0 | 0 | 1 | 0 | 0 | 1
3576 | 0 | 0 | 0 | 0.93303 | 0 | 0 | 1 | 0 | 0 | 1
3577 | 0 | 0 | 0 | 0.93303 | 0 | 0 | 1 | 0 | 0 | 1
3578 | 0 | 0 | 0 | 0.93303 | 0 | 0 | 1 | 0 | 0 | 1
3579 | 0 | 0 | 0 | 0.93303 | 0 | 0 | 1 | 0 | 0 | 1
3580 | 0 | 0 | 0 | 0.93303 | 0 | 0 | 1 | 0 | 0 | 1
3581 | 0 | 0 | 0 | 0.93303 | 0 | 0 | 1 | 0 | 0 | 1
3582 | 0 | 0 | 0 | 0.93303 | 0 | 1 | 1 | 0 | 0 | 1
3583 | 0 | 0 | 0 | 0.93303 | 0 | 1 | 1 | 0 | 0 | 1
3584 | 0 | 0 | 0 | 0.93303 | 0 | 1 | 1 | 0 | 0 | 1
3585 | 0.045503 | 0 | 0 | 0.93303 | 0 | 0 | 1 | 0.045503 | 0 | 1
3586 | 0.11048 | 0 | 0 | 0.93303 | 0 | 0 | 1 | 0.11048 | 0 | 1
3587 | 0.1929 | 0.03035 | 0 | 0.93303 | 0 | 0 | 1 | 0.1929 | 0.03035 | 1
3588 | 0.17186 | 0.071607 | 0 | 0.93303 | 0 | 0 | 1 | 0.17186 | 0.071607 | 1
3589 | 0.15247 | 0.093098 | 0 | 0.93303 | 0 | 0 | 1 | 0.15247 | 0.093098 | 1
3590 | 0.12068 | 0.13123 | 0 | 0.93303 | 0 | 0 | 1 | 0.12068 | 0.13123 | 1
3591 | 0 | 0.13259 | 0 | 0.93303 | 0 | 0 | 1 | 0 | 0.13259 | 1
3592 | 0 | 0.11764 | 0 | 0.93303 | 0 | 1 | 1 | 0 | 0.11764 | 1
3593 | 0 | 0.10757 | 0 | 0.93303 | 0 | 1 | 1 | 0 | 0.10757 | 1
3594 | 0 | 0.10549 | 0 | 0.93303 | 0 | 1 | 1 | 0 | 0.10549 | 1
3595 | 0 | 0.11238 | 0 | 0.93303 | 0 | 1 | 1 | 0 | 0.11238 | 1
3596 | 0 | 0.095843 | 0 | 0.93303 | 0 | 0 | 1 | 0 | 0.095843 | 1
3597 | 0 | 0.055503 | 0 | 0.93303 | 0 | 0 | 1 | 0 | 0.055503 | 1
3598 | 0 | 0.046485 | 0 | 0.93303 | 0 | 0 | 1 | 0 | 0.046485 | 1
3599 | 0 | 0.030316 | 0 | 0.93303 | 0 | 0 | 1 | 0 | 0.030316 | 1
3600 | 0 | 0.011325 | 0 | 0.93303 | 0 | 0 | 1 | 0 | 0.011325 | 1
3601 | 0 | 0 | 0 | 0.93303 | 0 | 0 | 1 | 0 | 0 | 1
3602 | 0 | 0 | 0 | 0.93303 | 0 | 0 | 1 | 0 | 0 | 1
3603 | 0 | 0 | 0 | 0.93303 | 0 | 0 | 1 | 0 | 0 | 1
3604 | 0 | 0 | 0 | 0.93303 | 0 | 0 | 1 | 0 | 0 | 1
3605 | 0 | 0 | 0 | 0.93303 | 0 | 0 | 1 | 0 | 0 | 1
3606 | 0 | 0 | 0 | 0.93303 | 0 | 1 | 1 | 0 | 0 | 1
3607 | 0 | 0 | 0 | 0.93303 | 0 | 1 | 1 | 0 | 0 | 1
3608 | 0 | 0.0019487 | 0 | 0.93303 | 0 | 1 | 1 | 0 | 0.0019487 | 1
3609 | 0.057389 | 0.036861 | 0 | 0.93303 | 0 | 0 | 1 | 0.057389 | 0.036861 | 1
3610 | 0.10499 | 0.082231 | 0 | 0.93303 | 0 | 0 | 1 | 0.10499 | 0.082231 | 1
3611 | 0.16061 | 0.13823 | 0 | 0.93303 | 0 | 0 | 1 | 0.16061 | 0.13823 | 1
3612 | 0.12291 | 0.19272 | 0 | 0.93303 | 0 | 0 | 1 | 0.12291 | 0.19272 | 1
3613 | 0.076365 | 0.22699 | 0 | 0.93303 | 0 | 0 | 1 | 0.076365 | 0.22699 | 1
3614 | 0.076943 | 0.27476 | 0 | 0.93303 | 0 | 0 | 1 | 0.076943 | 0.27476 | 1
3615 | 0.016037 | 0.28049 | 0 | 0.93303 | 0 | 0 | 1 | 0.016037 | 0.28049 | 1
3616 | 0 | 0.24089 | 0 | 0.93303 | 0 | 1 | 1 | 0 | 0.24089 | 1
3617 | 0 | 0.24033 | 0 | 0.93303 | 0 | 1 | 1 | 0 | 0.24033 | 1
3618 | 0 | 0.22668 | 0 | 0.93303 | 0 | 1 | 1 | 0 | 0.22668 | 1
3619 | 0 | 0.21711 | 0 | 0.93303 | 0 | 1 | 1 | 0 | 0.21711 | 1
3620 | 0 | 0.17749 | 0 | 0.93303 | 0 | 0 | 1 | 0 | 0.17749 | 1
3621 | 0 | 0.14258 | 0 | 0.93303 | 0 | 0 | 1 | 0 | 0.14258 | 1
3622 | 0 | 0.14745 | 0 | 0.93303 | 0 | 0 | 1 | 0 | 0.14745 | 1
3623 | 0 | 0.1208 | 0 | 0.93303 | 0 | 0 | 1 | 0 | 0.1208 | 1
3624 | 0 | 0.11096 | 0 | 0.93303 | 0 | 0 | 1 | 0 | 0.11096 | 1
3625 | 0 | 0 | 0 | 0.93303 | 0 | 0 | 1 | 0 | 0 | 1
3626 | 0 | 0.056905 | 0 | 0.93303 | 0 | 0 | 1 | 0 | 0.056905 | 1
3627 | 0 | 0.060766 | 0 | 0.93303 | 0 | 0 | 1 | 0 | 0.060766 | 1
3628 | 0 | 0.066591 | 0 | 0.93303 | 0 | 0 | 1 | 0 | 0.066591 | 1
3629 | 0 | 0.062457 | 0 | 0.93303 | 0 | 0 | 1 | 0 | 0.062457 | 1
3630 | 0 | 0.060213 | 0 | 0.93303 | 0 | 1 | 1 | 0 | 0.060213 | 1
3631 | 0 | 0.068698 | 0 | 0.93303 | 0 | 1 | 1 | 0 | 0.068698 | 1
3632 | 0 | 0.08799 | 0 | 0.93303 | 0 | 1 | 1 | 0 | 0.08799 | 1
3633 | 0.024614 | 0.13106 | 0 | 0.93303 | 0 | 0 | 1 | 0.024614 | 0.13106 | 1
3634 | 0.09389 | 0.17481 | 0 | 0.93303 | 0 | 0 | 1 | 0.09389 | 0.17481 | 1
3635 | 0.1443 | 0.20033 | 0 | 0.93303 | 0 | 0 | 1 | 0.1443 | 0.20033 | 1
3636 | 0.11846 | 0.21719 | 0 | 0.93303 | 0 | 0 | 1 | 0.11846 | 0.21719 | 1
3637 | 0.083387 | 0.23848 | 0 | 0.93303 | 0 | 0 | 1 | 0.083387 | 0.23848 | 1
3638 | 0.11716 | 0.27866 | 0 | 0.93303 | 0 | 0 | 1 | 0.11716 | 0.27866 | 1
3639 | 0.05226 | 0.28419 | 0 | 0.93303 | 0 | 0 | 1 | 0.05226 | 0.28419 | 1
3640 | 0 | 0.23036 | 0 | 0.93303 | 0 | 1 | 1 | 0 | 0.23036 | 1
3641 | 0 | 0.21544 | 0 | 0.93303 | 0 | 1 | 1 | 0 | 0.21544 | 1
3642 | 0 | 0.17937 | 0 | 0.93303 | 0 | 1 | 1 | 0 | 0.17937 | 1
3643 | 0 | 0.14876 | 0 | 0.93303 | 0 | 1 | 1 | 0 | 0.14876 | 1
3644 | 0 | 0.11196 | 0 | 0.93303 | 0 | 0 | 1 | 0 | 0.11196 | 1
3645 | 0 | 0.10067 | 0 | 0.93303 | 0 | 0 | 1 | 0 | 0.10067 | 1
3646 | 0 | 0.095946 | 0 | 0.93303 | 0 | 0 | 1 | 0 | 0.095946 | 1
3647 | 0 | 0.054506 | 0 | 0.93303 | 0 | 0 | 1 | 0 | 0.054506 | 1
3648 | 0 | 0.051246 | 0 | 0.93303 | 0 | 0 | 1 | 0 | 0.051246 | 1
3649 | 0 | 0.089979 | 0 | 0.93303 | 0 | 0 | 1 | 0 | 0.089979 | 1
3650 | 0 | 0.021475 | 0 | 0.93303 | 0 | 0 | 1 | 0 | 0.021475 | 1
3651 | 0 | 0.036852 | 0 | 0.93303 | 0 | 0 | 1 | 0 | 0.036852 | 1
3652 | 0 | 0.027888 | 0 | 0.93303 | 0 | 0 | 1 | 0 | 0.027888 | 1
3653 | 0 | 0.021125 | 0 | 0.93303 | 0 | 0 | 1 | 0 | 0.021125 | 1
3654 | 0 | 0.017299 | 0 | 0.93303 | 0 | 1 | 1 | 0 | 0.017299 | 1
3655 | 0 | 0.023368 | 0 | 0.93303 | 0 | 1 | 1 | 0 | 0.023368 | 1
3656 | 0 | 0.037275 | 0 | 0.93303 | 0 | 1 | 1 | 0 | 0.037275 | 1
3657 | 0.083715 | 0.084122 | 0 | 0.93303 | 0 | 0 | 1 | 0.083715 | 0.084122 | 1
3658 | 0.17418 | 0.12947 | 0 | 0.93303 | 0 | 0 | 1 | 0.17418 | 0.12947 | 1
3659 | 0.1682 | 0.16553 | 0 | 0.93303 | 0 | 0 | 1 | 0.1682 | 0.16553 | 1
3660 | 0.18359 | 0.18095 | 0 | 0.93303 | 0 | 0 | 1 | 0.18359 | 0.18095 | 1
3661 | 0.12761 | 0.20532 | 0 | 0.93303 | 0 | 0 | 1 | 0.12761 | 0.20532 | 1
3662 | 0.13086 | 0.22081 | 0 | 0.93303 | 0 | 0 | 1 | 0.13086 | 0.22081 | 1
3663 | 0.1665 | 0.21151 | 0 | 0.93303 | 0 | 0 | 1 | 0.1665 | 0.21151 | 1
3664 | 0.080355 | 0.19583 | 0 | 0.93303 | 0 | 1 | 1 | 0.080355 | 0.19583 | 1
3665 | 0 | 0.18306 | 0 | 0.93303 | 0 | 1 | 1 | 0 | 0.18306 | 1
3666 | 0 | 0.13548 | 0 | 0.93303 | 0 | 1 | 1 | 0 | 0.13548 | 1
3667 | 0 | 0.10754 | 0 | 0.93303 | 0 | 1 | 1 | 0 | 0.10754 | 1
3668 | 0 | 0.075457 | 0 | 0.93303 | 0 | 0 | 1 | 0 | 0.075457 | 1
3669 | 0 | 0.097819 | 0 | 0.93303 | 0 | 0 | 1 | 0 | 0.097819 | 1
3670 | 0 | 0.091541 | 0 | 0.93303 | 0 | 0 | 1 | 0 | 0.091541 | 1
3671 | 0 | 0.049276 | 0 | 0.93303 | 0 | 0 | 1 | 0 | 0.049276 | 1
3672 | 0 | 0.073173 | 0 | 0.93303 | 0 | 0 | 1 | 0 | 0.073173 | 1
3673 | 0 | 0.044054 | 0 | 0.93303 | 0 | 0 | 1 | 0 | 0.044054 | 1
3674 | 0 | 0.050917 | 0 | 0.93303 | 0 | 0 | 1 | 0 | 0.050917 | 1
3675 | 0 | 0.045416 | 0 | 0.93303 | 0 | 0 | 1 | 0 | 0.045416 | 1
3676 | 0 | 0.021604 | 0 | 0.93303 | 0 | 0 | 1 | 0 | 0.021604 | 1
3677 | 0 | 0.016457 | 0 | 0.93303 | 0 | 0 | 1 | 0 | 0.016457 | 1
3678 | 0 | 0.0080807 | 0 | 0.93303 | 0 | 1 | 1 | 0 | 0.0080807 | 1
3679 | 0 | 0.020675 | 0 | 0.93303 | 0 | 1 | 1 | 0 | 0.020675 | 1
3680 | 0 | 0.035218 | 0 | 0.93303 | 0 | 1 | 1 | 0 | 0.035218 | 1
3681 | 0.053353 | 0.072454 | 0 | 0.93303 | 0 | 0 | 1 | 0.053353 | 0.072454 | 1
3682 | 0.085846 | 0.10925 | 0 | 0.93303 | 0 | 0 | 1 | 0.085846 | 0.10925 | 1
3683 | 0.16134 | 0.14423 | 0 | 0.93303 | 0 | 0 | 1 | 0.16134 | 0.14423 | 1
3684 | 0.19696 | 0.15748 | 0 | 0.93303 | 0 | 0 | 1 | 0.19696 | 0.15748 | 1
3685 | 0.21462 | 0.17844 | 0 | 0.93303 | 0 | 0 | 1 | 0.21462 | 0.17844 | 1
3686 | 0.21176 | 0.19052 | 0 | 0.93303 | 0 | 0 | 1 | 0.21176 | 0.19052 | 1
3687 | 0.22335 | 0.17307 | 0 | 0.93303 | 0 | 0 | 1 | 0.22335 | 0.17307 | 1
3688 | 0.16691 | 0.17701 | 0 | 0.93303 | 0 | 1 | 1 | 0.16691 | 0.17701 | 1
3689 | 0.042984 | 0.14721 | 0 | 0.93303 | 0 | 1 | 1 | 0.042984 | 0.14721 | 1
3690 | 0 | 0.10279 | 0 | 0.93303 | 0 | 1 | 1 | 0 | 0.10279 | 1
3691 | 0 | 0.090982 | 0 | 0.93303 | 0 | 1 | 1 | 0 | 0.090982 | 1
3692 | 0 | 0.063858 | 0 | 0.93303 | 0 | 0 | 1 | 0 | 0.063858 | 1
3693 | 0 | 0.069294 | 0 | 0.93303 | 0 | 0 | 1 | 0 | 0.069294 | 1
3694 | 0 | 0.069404 | 0 | 0.93303 | 0 | 0 | 1 | 0 | 0.069404 | 1
3695 | 0 | 0.041249 | 0 | 0.93303 | 0 | 0 | 1 | 0 | 0.041249 | 1
3696 | 0 | 0.035196 | 0 | 0.93303 | 0 | 0 | 1 | 0 | 0.035196 | 1
3697 | 0 | 0.073592 | 0 | 0.93303 | 0 | 0 | 1 | 0 | 0.073592 | 1
3698 | 0 | 0.020933 | 0 | 0.93303 | 0 | 0 | 1 | 0 | 0.020933 | 1
3699 | 0 | 0.021215 | 0 | 0.93303 | 0 | 0 | 1 | 0 | 0.021215 | 1
3700 | 0 | 0 | 0 | 0.93303 | 0 | 0 | 1 | 0 | 0 | 1
3701 | 0 | 0 | 0 | 0.93303 | 0 | 0 | 1 | 0 | 0 | 1
3702 | 0 | 0 | 0 | 0.93303 | 0 | 1 | 1 | 0 | 0 | 1
3703 | 0 | 0 | 0 | 0.93303 | 0 | 1 | 1 | 0 | 0 | 1
3704 | 0 | 5.5743e-05 | 0 | 0.93303 | 0 | 1 | 1 | 0 | 5.5743e-05 | 1
3705 | 0.1089 | 0.031082 | 0 | 0.93303 | 0 | 0 | 1 | 0.1089 | 0.031082 | 1
3706 | 0.15618 | 0.062962 | 0 | 0.93303 | 0 | 0 | 1 | 0.15618 | 0.062962 | 1
3707 | 0.2594 | 0.097676 | 0 | 0.93303 | 0 | 0 | 1 | 0.2594 | 0.097676 | 1
3708 | 0.31433 | 0.12463 | 0 | 0.93303 | 0 | 0 | 1 | 0.31433 | 0.12463 | 1
3709 | 0.29135 | 0.15278 | 0 | 0.93303 | 0 | 0 | 1 | 0.29135 | 0.15278 | 1
3710 | 0.26474 | 0.1597 | 0 | 0.93303 | 0 | 0 | 1 | 0.26474 | 0.1597 | 1
3711 | 0.27766 | 0.14025 | 0 | 0.93303 | 0 | 0 | 1 | 0.27766 | 0.14025 | 1
3712 | 0.20785 | 0.14443 | 0 | 0.93303 | 0 | 1 | 1 | 0.20785 | 0.14443 | 1
3713 | 0.069297 | 0.11569 | 0 | 0.93303 | 0 | 1 | 1 | 0.069297 | 0.11569 | 1
3714 | 0 | 0.096753 | 0 | 0.93303 | 0 | 1 | 1 | 0 | 0.096753 | 1
3715 | 0 | 0.094869 | 0 | 0.93303 | 0 | 1 | 1 | 0 | 0.094869 | 1
3716 | 0 | 0.057019 | 0 | 0.93303 | 0 | 0 | 1 | 0 | 0.057019 | 1
3717 | 0 | 0.043532 | 0 | 0.93303 | 0 | 0 | 1 | 0 | 0.043532 | 1
3718 | 0 | 0.05285 | 0 | 0.93303 | 0 | 0 | 1 | 0 | 0.05285 | 1
3719 | 0 | 0.050566 | 0 | 0.93303 | 0 | 0 | 1 | 0 | 0.050566 | 1
3720 | 0 | 0.048494 | 0 | 0.93303 | 0 | 0 | 1 | 0 | 0.048494 | 1
3721 | 0 | 0.028326 | 0 | 0.93303 | 0 | 0 | 1 | 0 | 0.028326 | 1
3722 | 0 | 0.031151 | 0 | 0.93303 | 0 | 0 | 1 | 0 | 0.031151 | 1
3723 | 0 | 0.026467 | 0 | 0.93303 | 0 | 0 | 1 | 0 | 0.026467 | 1
3724 | 0 | 0.021122 | 0 | 0.93303 | 0 | 0 | 1 | 0 | 0.021122 | 1
3725 | 0 | 0.016424 | 0 | 0.93303 | 0 | 0 | 1 | 0 | 0.016424 | 1
3726 | 0 | 0.0092959 | 0 | 0.93303 | 0 | 1 | 1 | 0 | 0.0092959 | 1
3727 | 0 | 0.024048 | 0 | 0.93303 | 0 | 1 | 1 | 0 | 0.024048 | 1
3728 | 0 | 0.039214 | 0 | 0.93303 | 0 | 1 | 1 | 0 | 0.039214 | 1
3729 | 0.10221 | 0.066299 | 0 | 0.93303 | 0 | 0 | 1 | 0.10221 | 0.066299 | 1
3730 | 0.17228 | 0.090765 | 0 | 0.93303 | 0 | 0 | 1 | 0.17228 | 0.090765 | 1
3731 | 0.3097 | 0.1235 | 0 | 0.93303 | 0 | 0 | 1 | 0.3097 | 0.1235 | 1
3732 | 0.35185 | 0.15472 | 0 | 0.93303 | 0 | 0 | 1 | 0.35185 | 0.15472 | 1
3733 | 0.31995 | 0.17247 | 0 | 0.93303 | 0 | 0 | 1 | 0.31995 | 0.17247 | 1
3734 | 0.31999 | 0.18006 | 0 | 0.93303 | 0 | 0 | 1 | 0.31999 | 0.18006 | 1
3735 | 0.28697 | 0.16744 | 0 | 0.93303 | 0 | 0 | 1 | 0.28697 | 0.16744 | 1
3736 | 0.15839 | 0.15349 | 0 | 0.93303 | 0 | 1 | 1 | 0.15839 | 0.15349 | 1
3737 | 0.042231 | 0.12341 | 0 | 0.93303 | 0 | 1 | 1 | 0.042231 | 0.12341 | 1
3738 | 0 | 0.12753 | 0 | 0.93303 | 0 | 1 | 1 | 0 | 0.12753 | 1
3739 | 0 | 0.10666 | 0 | 0.93303 | 0 | 1 | 1 | 0 | 0.10666 | 1
3740 | 0 | 0.068079 | 0 | 0.93303 | 0 | 0 | 1 | 0 | 0.068079 | 1
3741 | 0 | 0.049262 | 0 | 0.93303 | 0 | 0 | 1 | 0 | 0.049262 | 1
3742 | 0 | 0.050214 | 0 | 0.93303 | 0 | 0 | 1 | 0 | 0.050214 | 1
3743 | 0 | 0.068059 | 0 | 0.93303 | 0 | 0 | 1 | 0 | 0.068059 | 1
3744 | 0 | 0.050249 | 0 | 0.93303 | 0 | 0 | 1 | 0 | 0.050249 | 1
3745 | 0 | 0.045717 | 0 | 0.93303 | 0 | 0 | 1 | 0 | 0.045717 | 1
3746 | 0 | 0.0088745 | 0 | 0.93303 | 0 | 0 | 1 | 0 | 0.0088745 | 1
3747 | 0 | 0.016913 | 0 | 0.93303 | 0 | 0 | 1 | 0 | 0.016913 | 1
3748 | 0 | 0.035326 | 0 | 0.93303 | 0 | 0 | 1 | 0 | 0.035326 | 1
3749 | 0 | 0.036855 | 0 | 0.93303 | 0 | 0 | 1 | 0 | 0.036855 | 1
3750 | 0 | 0.02782 | 0 | 0.93303 | 0 | 1 | 1 | 0 | 0.02782 | 1
3751 | 0 | 0.047212 | 0 | 0.93303 | 0 | 1 | 1 | 0 | 0.047212 | 1
3752 | 0 | 0.075504 | 0 | 0.93303 | 0 | 1 | 1 | 0 | 0.075504 | 1
3753 | 0.099479 | 0.10104 | 0 | 0.93303 | 0 | 0 | 1 | 0.099479 | 0.10104 | 1
3754 | 0.25241 | 0.13086 | 0 | 0.93303 | 0 | 0 | 1 | 0.25241 | 0.13086 | 1
3755 | 0.35015 | 0.15743 | 0 | 0.93303 | 0 | 0 | 1 | 0.35015 | 0.15743 | 1
3756 | 0.37935 | 0.18363 | 0 | 0.93303 | 0 | 0 | 1 | 0.37935 | 0.18363 | 1
3757 | 0.34139 | 0.19262 | 0 | 0.93303 | 0 | 0 | 1 | 0.34139 | 0.19262 | 1
3758 | 0.3787 | 0.19939 | 0 | 0.93303 | 0 | 0 | 1 | 0.3787 | 0.19939 | 1
3759 | 0.34569 | 0.18774 | 0 | 0.93303 | 0 | 0 | 1 | 0.34569 | 0.18774 | 1
3760 | 0.19158 | 0.17202 | 0 | 0.93303 | 0 | 1 | 1 | 0.19158 | 0.17202 | 1
3761 | 0.047358 | 0.13798 | 0 | 0.93303 | 0 | 1 | 1 | 0.047358 | 0.13798 | 1
3762 | 0 | 0.14876 | 0 | 0.93303 | 0 | 1 | 1 | 0 | 0.14876 | 1
3763 | 0 | 0.12913 | 0 | 0.93303 | 0 | 1 | 1 | 0 | 0.12913 | 1
3764 | 0 | 0.085107 | 0 | 0.93303 | 0 | 0 | 1 | 0 | 0.085107 | 1
3765 | 0 | 0.070681 | 0 | 0.93303 | 0 | 0 | 1 | 0 | 0.070681 | 1
3766 | 0 | 0.060836 | 0 | 0.93303 | 0 | 0 | 1 | 0 | 0.060836 | 1
3767 | 0 | 0.074915 | 0 | 0.93303 | 0 | 0 | 1 | 0 | 0.074915 | 1
3768 | 0 | 0.072595 | 0 | 0.93303 | 0 | 0 | 1 | 0 | 0.072595 | 1
3769 | 0 | 0.039737 | 0 | 0.93303 | 0 | 0 | 1 | 0 | 0.039737 | 1
3770 | 0 | 0.050214 | 0 | 0.93303 | 0 | 0 | 1 | 0 | 0.050214 | 1
3771 | 0 | 0.046178 | 0 | 0.93303 | 0 | 0 | 1 | 0 | 0.046178 | 1
3772 | 0 | 0.056016 | 0 | 0.93303 | 0 | 0 | 1 | 0 | 0.056016 | 1
3773 | 0 | 0.063231 | 0 | 0.93303 | 0 | 0 | 1 | 0 | 0.063231 | 1
3774 | 0 | 0.04942 | 0 | 0.93303 | 0 | 1 | 1 | 0 | 0.04942 | 1
3775 | 0 | 0.070666 | 0 | 0.93303 | 0 | 1 | 1 | 0 | 0.070666 | 1
3776 | 0 | 0.093383 | 0 | 0.93303 | 0 | 1 | 1 | 0 | 0.093383 | 1
3777 | 0.099301 | 0.11583 | 0 | 0.93303 | 0 | 0 | 1 | 0.099301 | 0.11583 | 1
3778 | 0.2766 | 0.14781 | 0 | 0.93303 | 0 | 0 | 1 | 0.2766 | 0.14781 | 1
3779 | 0.35162 | 0.17605 | 0 | 0.93303 | 0 | 0 | 1 | 0.35162 | 0.17605 | 1
3780 | 0.35445 | 0.19981 | 0 | 0.93303 | 0 | 0 | 1 | 0.35445 | 0.19981 | 1
3781 | 0.33599 | 0.203 | 0 | 0.93303 | 0 | 0 | 1 | 0.33599 | 0.203 | 1
3782 | 0.35255 | 0.19241 | 0 | 0.93303 | 0 | 0 | 1 | 0.35255 | 0.19241 | 1
3783 | 0.30703 | 0.19036 | 0 | 0.93303 | 0 | 0 | 1 | 0.30703 | 0.19036 | 1
3784 | 0.18376 | 0.17733 | 0 | 0.93303 | 0 | 1 | 1 | 0.18376 | 0.17733 | 1
3785 | 0.044572 | 0.14251 | 0 | 0.93303 | 0 | 1 | 1 | 0.044572 | 0.14251 | 1
3786 | 0 | 0.15931 | 0 | 0.93303 | 0 | 1 | 1 | 0 | 0.15931 | 1
3787 | 0 | 0.13458 | 0 | 0.93303 | 0 | 1 | 1 | 0 | 0.13458 | 1
3788 | 0 | 0.10462 | 0 | 0.93303 | 0 | 0 | 1 | 0 | 0.10462 | 1
3789 | 0 | 0.10545 | 0 | 0.93303 | 0 | 0 | 1 | 0 | 0.10545 | 1
3790 | 0 | 0.1078 | 0 | 0.93303 | 0 | 0 | 1 | 0 | 0.1078 | 1
3791 | 0 | 0.10494 | 0 | 0.93303 | 0 | 0 | 1 | 0 | 0.10494 | 1
3792 | 0 | 0.091498 | 0 | 0.93303 | 0 | 0 | 1 | 0 | 0.091498 | 1
3793 | 0 | 0.069911 | 0 | 0.93303 | 0 | 0 | 1 | 0 | 0.069911 | 1
3794 | 0 | 0.063826 | 0 | 0.93303 | 0 | 0 | 1 | 0 | 0.063826 | 1
3795 | 0 | 0.042761 | 0 | 0.93303 | 0 | 0 | 1 | 0 | 0.042761 | 1
3796 | 0 | 0.064649 | 0 | 0.93303 | 0 | 0 | 1 | 0 | 0.064649 | 1
3797 | 0 | 0.081667 | 0 | 0.93303 | 0 | 0 | 1 | 0 | 0.081667 | 1
3798 | 0 | 0.069906 | 0 | 0.93303 | 0 | 1 | 1 | 0 | 0.069906 | 1
3799 | 0 | 0.086295 | 0 | 0.93303 | 0 | 1 | 1 | 0 | 0.086295 | 1
3800 | 0 | 0.084227 | 0 | 0.93303 | 0 | 1 | 1 | 0 | 0.084227 | 1
3801 | 0.10866 | 0.13005 | 0 | 0.93303 | 0 | 0 | 1 | 0.10866 | 0.13005 | 1
3802 | 0.27368 | 0.1664 | 0 | 0.93303 | 0 | 0 | 1 | 0.27368 | 0.1664 | 1
3803 | 0.27017 | 0.18509 | 0 | 0.93303 | 0 | 0 | 1 | 0.27017 | 0.18509 | 1
3804 | 0.31393 | 0.19583 | 0 | 0.93303 | 0 | 0 | 1 | 0.31393 | 0.19583 | 1
3805 | 0.33681 | 0.20816 | 0 | 0.93303 | 0 | 0 | 1 | 0.33681 | 0.20816 | 1
3806 | 0.34723 | 0.19473 | 0 | 0.93303 | 0 | 0 | 1 | 0.34723 | 0.19473 | 1
3807 | 0.19677 | 0.1786 | 0 | 0.93303 | 0 | 0 | 1 | 0.19677 | 0.1786 | 1
3808 | 0.15064 | 0.1822 | 0 | 0.93303 | 0 | 1 | 1 | 0.15064 | 0.1822 | 1
3809 | 0.015386 | 0.14868 | 0 | 0.93303 | 0 | 1 | 1 | 0.015386 | 0.14868 | 1
3810 | 0 | 0.15744 | 0 | 0.93303 | 0 | 1 | 1 | 0 | 0.15744 | 1
3811 | 0 | 0.12791 | 0 | 0.93303 | 0 | 1 | 1 | 0 | 0.12791 | 1
3812 | 0 | 0.11202 | 0 | 0.93303 | 0 | 0 | 1 | 0 | 0.11202 | 1
3813 | 0 | 0.11674 | 0 | 0.93303 | 0 | 0 | 1 | 0 | 0.11674 | 1
3814 | 0 | 0.12726 | 0 | 0.93303 | 0 | 0 | 1 | 0 | 0.12726 | 1
3815 | 0 | 0.10351 | 0 | 0.93303 | 0 | 0 | 1 | 0 | 0.10351 | 1
3816 | 0 | 0.082581 | 0 | 0.93303 | 0 | 0 | 1 | 0 | 0.082581 | 1
3817 | 0 | 0.086958 | 0 | 0.93303 | 0 | 0 | 1 | 0 | 0.086958 | 1
3818 | 0 | 0.056174 | 0 | 0.93303 | 0 | 0 | 1 | 0 | 0.056174 | 1
3819 | 0 | 0.038587 | 0 | 0.93303 | 0 | 0 | 1 | 0 | 0.038587 | 1
3820 | 0 | 0.036659 | 0 | 0.93303 | 0 | 0 | 1 | 0 | 0.036659 | 1
3821 | 0 | 0.060057 | 0 | 0.93303 | 0 | 0 | 1 | 0 | 0.060057 | 1
3822 | 0 | 0.052451 | 0 | 0.93303 | 0 | 1 | 1 | 0 | 0.052451 | 1
3823 | 0 | 0.069995 | 0 | 0.93303 | 0 | 1 | 1 | 0 | 0.069995 | 1
3824 | 0 | 0.057381 | 0 | 0.93303 | 0 | 1 | 1 | 0 | 0.057381 | 1
3825 | 0.13828 | 0.10242 | 0 | 0.93303 | 0 | 0 | 1 | 0.13828 | 0.10242 | 1
3826 | 0.2979 | 0.12755 | 0 | 0.93303 | 0 | 0 | 1 | 0.2979 | 0.12755 | 1
3827 | 0.27262 | 0.16385 | 0 | 0.93303 | 0 | 0 | 1 | 0.27262 | 0.16385 | 1
3828 | 0.29733 | 0.17894 | 0 | 0.93303 | 0 | 0 | 1 | 0.29733 | 0.17894 | 1
3829 | 0.33138 | 0.20687 | 0 | 0.93303 | 0 | 0 | 1 | 0.33138 | 0.20687 | 1
3830 | 0.31145 | 0.18289 | 0 | 0.93303 | 0 | 0 | 1 | 0.31145 | 0.18289 | 1
3831 | 0.19997 | 0.15967 | 0 | 0.93303 | 0 | 0 | 1 | 0.19997 | 0.15967 | 1
3832 | 0.097369 | 0.16611 | 0 | 0.93303 | 0 | 1 | 1 | 0.097369 | 0.16611 | 1
3833 | 0 | 0.13309 | 0 | 0.93303 | 0 | 1 | 1 | 0 | 0.13309 | 1
3834 | 0 | 0.14413 | 0 | 0.93303 | 0 | 1 | 1 | 0 | 0.14413 | 1
3835 | 0 | 0.10972 | 0 | 0.93303 | 0 | 1 | 1 | 0 | 0.10972 | 1
3836 | 0 | 0.090224 | 0 | 0.93303 | 0 | 0 | 1 | 0 | 0.090224 | 1
3837 | 0 | 0.091175 | 0 | 0.93303 | 0 | 0 | 1 | 0 | 0.091175 | 1
3838 | 0 | 0.10037 | 0 | 0.93303 | 0 | 0 | 1 | 0 | 0.10037 | 1
3839 | 0 | 0.089122 | 0 | 0.93303 | 0 | 0 | 1 | 0 | 0.089122 | 1
3840 | 0 | 0.063422 | 0 | 0.93303 | 0 | 0 | 1 | 0 | 0.063422 | 1
3841 | 0 | 0.073079 | 0 | 0.93303 | 0 | 0 | 1 | 0 | 0.073079 | 1
3842 | 0 | 0.040607 | 0 | 0.93303 | 0 | 0 | 1 | 0 | 0.040607 | 1
3843 | 0 | 0.02136 | 0 | 0.93303 | 0 | 0 | 1 | 0 | 0.02136 | 1
3844 | 0 | 0.0058537 | 0 | 0.93303 | 0 | 0 | 1 | 0 | 0.0058537 | 1
3845 | 0 | 0.029456 | 0 | 0.93303 | 0 | 0 | 1 | 0 | 0.029456 | 1
3846 | 0 | 0.024363 | 0 | 0.93303 | 0 | 1 | 1 | 0 | 0.024363 | 1
3847 | 0 | 0.057963 | 0 | 0.93303 | 0 | 1 | 1 | 0 | 0.057963 | 1
3848 | 0 | 0.067723 | 0 | 0.93303 | 0 | 1 | 1 | 0 | 0.067723 | 1
3849 | 0.15032 | 0.11073 | 0 | 0.93303 | 0 | 0 | 1 | 0.15032 | 0.11073 | 1
3850 | 0.28601 | 0.14006 | 0 | 0.93303 | 0 | 0 | 1 | 0.28601 | 0.14006 | 1
3851 | 0.24659 | 0.18431 | 0 | 0.93303 | 0 | 0 | 1 | 0.24659 | 0.18431 | 1
3852 | 0.27164 | 0.21005 | 0 | 0.93303 | 0 | 0 | 1 | 0.27164 | 0.21005 | 1
3853 | 0.315 | 0.24784 | 0 | 0.93303 | 0 | 0 | 1 | 0.315 | 0.24784 | 1
3854 | 0.30172 | 0.2421 | 0 | 0.93303 | 0 | 0 | 1 | 0.30172 | 0.2421 | 1
3855 | 0.19284 | 0.20938 | 0 | 0.93303 | 0 | 0 | 1 | 0.19284 | 0.20938 | 1
3856 | 0.083339 | 0.21836 | 0 | 0.93303 | 0 | 1 | 1 | 0.083339 | 0.21836 | 1
3857 | 0 | 0.18385 | 0 | 0.93303 | 0 | 1 | 1 | 0 | 0.18385 | 1
3858 | 0 | 0.17322 | 0 | 0.93303 | 0 | 1 | 1 | 0 | 0.17322 | 1
3859 | 0 | 0.12447 | 0 | 0.93303 | 0 | 1 | 1 | 0 | 0.12447 | 1
3860 | 0 | 0.090152 | 0 | 0.93303 | 0 | 0 | 1 | 0 | 0.090152 | 1
3861 | 0 | 0.076216 | 0 | 0.93303 | 0 | 0 | 1 | 0 | 0.076216 | 1
3862 | 0 | 0.071187 | 0 | 0.93303 | 0 | 0 | 1 | 0 | 0.071187 | 1
3863 | 0 | 0.072291 | 0 | 0.93303 | 0 | 0 | 1 | 0 | 0.072291 | 1
3864 | 0 | 0.038897 | 0 | 0.93303 | 0 | 0 | 1 | 0 | 0.038897 | 1
3865 | 0 | 0.05623 | 0 | 0.93303 | 0 | 0 | 1 | 0 | 0.05623 | 1
3866 | 0 | 0.034531 | 0 | 0.93303 | 0 | 0 | 1 | 0 | 0.034531 | 1
3867 | 0 | 0.027485 | 0 | 0.93303 | 0 | 0 | 1 | 0 | 0.027485 | 1
3868 | 0 | 0 | 0 | 0.93303 | 0 | 0 | 1 | 0 | 0 | 1
3869 | 0 | 0.0073869 | 0 | 0.93303 | 0 | 0 | 1 | 0 | 0.0073869 | 1
3870 | 0 | 0.008048 | 0 | 0.93303 | 0 | 1 | 1 | 0 | 0.008048 | 1
3871 | 0 | 0.036623 | 0 | 0.93303 | 0 | 1 | 1 | 0 | 0.036623 | 1
3872 | 0 | 0.060893 | 0 | 0.93303 | 0 | 1 | 1 | 0 | 0.060893 | 1
3873 | 0.13102 | 0.088683 | 0 | 0.93303 | 0 | 0 | 1 | 0.13102 | 0.088683 | 1
3874 | 0.26241 | 0.12203 | 0 | 0.93303 | 0 | 0 | 1 | 0.26241 | 0.12203 | 1
3875 | 0.25115 | 0.17844 | 0 | 0.93303 | 0 | 0 | 1 | 0.25115 | 0.17844 | 1
3876 | 0.26184 | 0.23048 | 0 | 0.93303 | 0 | 0 | 1 | 0.26184 | 0.23048 | 1
3877 | 0.31892 | 0.25678 | 0 | 0.93303 | 0 | 0 | 1 | 0.31892 | 0.25678 | 1
3878 | 0.29863 | 0.25087 | 0 | 0.93303 | 0 | 0 | 1 | 0.29863 | 0.25087 | 1
3879 | 0.26479 | 0.23704 | 0 | 0.93303 | 0 | 0 | 1 | 0.26479 | 0.23704 | 1
3880 | 0.10984 | 0.24624 | 0 | 0.93303 | 0 | 1 | 1 | 0.10984 | 0.24624 | 1
3881 | 0.051051 | 0.19914 | 0 | 0.93303 | 0 | 1 | 1 | 0.051051 | 0.19914 | 1
3882 | 0 | 0.16589 | 0 | 0.93303 | 0 | 1 | 1 | 0 | 0.16589 | 1
3883 | 0 | 0.12631 | 0 | 0.93303 | 0 | 1 | 1 | 0 | 0.12631 | 1
3884 | 0 | 0.11093 | 0 | 0.93303 | 0 | 0 | 1 | 0 | 0.11093 | 1
3885 | 0 | 0.098452 | 0 | 0.93303 | 0 | 0 | 1 | 0 | 0.098452 | 1
3886 | 0 | 0.078898 | 0 | 0.93303 | 0 | 0 | 1 | 0 | 0.078898 | 1
3887 | 0 | 0.085922 | 0 | 0.93303 | 0 | 0 | 1 | 0 | 0.085922 | 1
3888 | 0 | 0.068127 | 0 | 0.93303 | 0 | 0 | 1 | 0 | 0.068127 | 1
3889 | 0 | 0.035625 | 0 | 0.93303 | 0 | 0 | 1 | 0 | 0.035625 | 1
3890 | 0 | 0.063186 | 0 | 0.93303 | 0 | 0 | 1 | 0 | 0.063186 | 1
3891 | 0 | 0.037409 | 0 | 0.93303 | 0 | 0 | 1 | 0 | 0.037409 | 1
3892 | 0 | 0.024893 | 0 | 0.93303 | 0 | 0 | 1 | 0 | 0.024893 | 1
3893 | 0 | 0.029264 | 0 | 0.93303 | 0 | 0 | 1 | 0 | 0.029264 | 1
3894 | 0 | 0.021272 | 0 | 0.93303 | 0 | 1 | 1 | 0 | 0.021272 | 1
3895 | 0 | 0.02626 | 0 | 0.93303 | 0 | 1 | 1 | 0 | 0.02626 | 1
3896 | 0 | 0.054702 | 0 | 0.93303 | 0 | 1 | 1 | 0 | 0.054702 | 1
3897 | 0.14714 | 0.081206 | 0 | 0.93303 | 0 | 0 | 1 | 0.14714 | 0.081206 | 1
3898 | 0.2763 | 0.13615 | 0 | 0.93303 | 0 | 0 | 1 | 0.2763 | 0.13615 | 1
3899 | 0.2434 | 0.17584 | 0 | 0.93303 | 0 | 0 | 1 | 0.2434 | 0.17584 | 1
3900 | 0.26372 | 0.23228 | 0 | 0.93303 | 0 | 0 | 1 | 0.26372 | 0.23228 | 1
3901 | 0.31355 | 0.25253 | 0 | 0.93303 | 0 | 0 | 1 | 0.31355 | 0.25253 | 1
3902 | 0.29046 | 0.27267 | 0 | 0.93303 | 0 | 0 | 1 | 0.29046 | 0.27267 | 1
3903 | 0.25191 | 0.27307 | 0 | 0.93303 | 0 | 0 | 1 | 0.25191 | 0.27307 | 1
3904 | 0.13334 | 0.26338 | 0 | 0.93303 | 0 | 1 | 1 | 0.13334 | 0.26338 | 1
3905 | 0.042593 | 0.23642 | 0 | 0.93303 | 0 | 1 | 1 | 0.042593 | 0.23642 | 1
3906 | 0 | 0.21533 | 0 | 0.93303 | 0 | 1 | 1 | 0 | 0.21533 | 1
3907 | 0 | 0.1685 | 0 | 0.93303 | 0 | 1 | 1 | 0 | 0.1685 | 1
3908 | 0 | 0.14884 | 0 | 0.93303 | 0 | 0 | 1 | 0 | 0.14884 | 1
3909 | 0 | 0.12447 | 0 | 0.93303 | 0 | 0 | 1 | 0 | 0.12447 | 1
3910 | 0 | 0.10217 | 0 | 0.93303 | 0 | 0 | 1 | 0 | 0.10217 | 1
3911 | 0 | 0.099998 | 0 | 0.93303 | 0 | 0 | 1 | 0 | 0.099998 | 1
3912 | 0 | 0.08524 | 0 | 0.93303 | 0 | 0 | 1 | 0 | 0.08524 | 1
3913 | 0 | 0.072907 | 0 | 0.93303 | 0 | 0 | 1 | 0 | 0.072907 | 1
3914 | 0 | 0.053533 | 0 | 0.93303 | 0 | 0 | 1 | 0 | 0.053533 | 1
3915 | 0 | 0.026963 | 0 | 0.93303 | 0 | 0 | 1 | 0 | 0.026963 | 1
3916 | 0 | 0.038968 | 0 | 0.93303 | 0 | 0 | 1 | 0 | 0.038968 | 1
3917 | 0 | 0.034874 | 0 | 0.93303 | 0 | 0 | 1 | 0 | 0.034874 | 1
3918 | 0 | 0.024587 | 0 | 0.93303 | 0 | 1 | 1 | 0 | 0.024587 | 1
3919 | 0 | 0.030972 | 0 | 0.93303 | 0 | 1 | 1 | 0 | 0.030972 | 1
3920 | 0 | 0.032891 | 0 | 0.93303 | 0 | 1 | 1 | 0 | 0.032891 | 1
3921 | 0.16395 | 0.060964 | 0 | 0.93303 | 0 | 0 | 1 | 0.16395 | 0.060964 | 1
3922 | 0.27764 | 0.1231 | 0 | 0.93303 | 0 | 0 | 1 | 0.27764 | 0.1231 | 1
3923 | 0.24942 | 0.16694 | 0 | 0.93303 | 0 | 0 | 1 | 0.24942 | 0.16694 | 1
3924 | 0.28109 | 0.23047 | 0 | 0.93303 | 0 | 0 | 1 | 0.28109 | 0.23047 | 1
3925 | 0.28263 | 0.24143 | 0 | 0.93303 | 0 | 0 | 1 | 0.28263 | 0.24143 | 1
3926 | 0.27107 | 0.27882 | 0 | 0.93303 | 0 | 0 | 1 | 0.27107 | 0.27882 | 1
3927 | 0.28738 | 0.26192 | 0 | 0.93303 | 0 | 0 | 1 | 0.28738 | 0.26192 | 1
3928 | 0.17569 | 0.24274 | 0 | 0.93303 | 0 | 1 | 1 | 0.17569 | 0.24274 | 1
3929 | 0.035494 | 0.22369 | 0 | 0.93303 | 0 | 1 | 1 | 0.035494 | 0.22369 | 1
3930 | 0 | 0.1676 | 0 | 0.93303 | 0 | 1 | 1 | 0 | 0.1676 | 1
3931 | 0 | 0.12982 | 0 | 0.93303 | 0 | 1 | 1 | 0 | 0.12982 | 1
3932 | 0 | 0.18193 | 0 | 0.93303 | 0 | 0 | 1 | 0 | 0.18193 | 1
3933 | 0 | 0.16033 | 0 | 0.93303 | 0 | 0 | 1 | 0 | 0.16033 | 1
3934 | 0 | 0.15321 | 0 | 0.93303 | 0 | 0 | 1 | 0 | 0.15321 | 1
3935 | 0 | 0.1332 | 0 | 0.93303 | 0 | 0 | 1 | 0 | 0.1332 | 1
3936 | 0 | 0.07663 | 0 | 0.93303 | 0 | 0 | 1 | 0 | 0.07663 | 1
3937 | 0 | 0.094376 | 0 | 0.93303 | 0 | 0 | 1 | 0 | 0.094376 | 1
3938 | 0 | 0.018109 | 0 | 0.93303 | 0 | 0 | 1 | 0 | 0.018109 | 1
3939 | 0 | 0.00026909 | 0 | 0.93303 | 0 | 0 | 1 | 0 | 0.00026909 | 1
3940 | 0 | 0.027127 | 0 | 0.93303 | 0 | 0 | 1 | 0 | 0.027127 | 1
3941 | 0 | 0.049353 | 0 | 0.93303 | 0 | 0 | 1 | 0 | 0.049353 | 1
3942 | 0 | 0.040585 | 0 | 0.93303 | 0 | 1 | 1 | 0 | 0.040585 | 1
3943 | 0 | 0.059321 | 0 | 0.93303 | 0 | 1 | 1 | 0 | 0.059321 | 1
3944 | 0 | 0.049435 | 0 | 0.93303 | 0 | 1 | 1 | 0 | 0.049435 | 1
3945 | 0.12257 | 0.068723 | 0 | 0.93303 | 0 | 0 | 1 | 0.12257 | 0.068723 | 1
3946 | 0.26237 | 0.12473 | 0 | 0.93303 | 0 | 0 | 1 | 0.26237 | 0.12473 | 1
3947 | 0.29916 | 0.16028 | 0 | 0.93303 | 0 | 0 | 1 | 0.29916 | 0.16028 | 1
3948 | 0.2551 | 0.21369 | 0 | 0.93303 | 0 | 0 | 1 | 0.2551 | 0.21369 | 1
3949 | 0.19195 | 0.22584 | 0 | 0.93303 | 0 | 0 | 1 | 0.19195 | 0.22584 | 1
3950 | 0.14254 | 0.24484 | 0 | 0.93303 | 0 | 0 | 1 | 0.14254 | 0.24484 | 1
3951 | 0.20118 | 0.23522 | 0 | 0.93303 | 0 | 0 | 1 | 0.20118 | 0.23522 | 1
3952 | 0.083276 | 0.2093 | 0 | 0.93303 | 0 | 1 | 1 | 0.083276 | 0.2093 | 1
3953 | 0.0077622 | 0.17345 | 0 | 0.93303 | 0 | 1 | 1 | 0.0077622 | 0.17345 | 1
3954 | 0 | 0.15074 | 0 | 0.93303 | 0 | 1 | 1 | 0 | 0.15074 | 1
3955 | 0 | 0.13905 | 0 | 0.93303 | 0 | 1 | 1 | 0 | 0.13905 | 1
3956 | 0 | 0.19342 | 0 | 0.93303 | 0 | 0 | 1 | 0 | 0.19342 | 1
3957 | 0 | 0.14147 | 0.0019289 | 0.93303 | 0 | 0 | 1 | 0 | 0.14147 | 1
3958 | 0 | 0.11313 | 0 | 0.93303 | 0 | 0 | 1 | 0 | 0.11313 | 1
3959 | 0 | 0.087099 | 0 | 0.93303 | 0 | 0 | 1 | 0 | 0.087099 | 1
3960 | 0 | 0.023305 | 4.3223e-06 | 0.93303 | 0 | 0 | 1 | 0 | 0.023305 | 1
3961 | 0 | 0.065639 | 0.0009765 | 0.93303 | 0 | 0 | 1 | 0 | 0.065639 | 1
3962 | 0 | 0.0094611 | 0.0024821 | 0.93303 | 0 | 0 | 1 | 0 | 0.0094611 | 1
3963 | 0 | 0 | 0.0037367 | 0.93303 | 0 | 0 | 1 | 0 | 0 | 1
3964 | 0 | 0 | 0.0044392 | 0.93303 | 0 | 0 | 1 | 0 | 0 | 1
3965 | 0 | 0.003895 | 0.0050161 | 0.93303 | 0 | 0 | 1 | 0 | 0.003895 | 1
3966 | 0 | 0.0072562 | 0.0056908 | 0.93303 | 0 | 1 | 1 | 0 | 0.0072562 | 1
3967 | 0 | 0.035716 | 0.0065163 | 0.93303 | 0 | 1 | 1 | 0 | 0.035716 | 1
3968 | 0 | 0.021163 | 0.0077514 | 0.93303 | 0 | 1 | 1 | 0 | 0.021163 | 1
3969 | 0.12699 | 0.059329 | 0.01006 | 0.93303 | 0 | 0 | 1 | 0.12699 | 0.059329 | 1
3970 | 0.29477 | 0.10656 | 0.011889 | 0.93303 | 0 | 0 | 1 | 0.29477 | 0.10656 | 1
3971 | 0.3573 | 0.14935 | 0.011255 | 0.93303 | 0 | 0 | 1 | 0.3573 | 0.14935 | 1
3972 | 0.28816 | 0.19367 | 0.011839 | 0.93303 | 0 | 0 | 1 | 0.28816 | 0.19367 | 1
3973 | 0.21453 | 0.20731 | 0.011536 | 0.93303 | 0 | 0 | 1 | 0.21453 | 0.20731 | 1
3974 | 0.13064 | 0.2202 | 0.0095077 | 0.93303 | 0 | 0 | 1 | 0.13064 | 0.2202 | 1
3975 | 0.18181 | 0.20997 | 0.0067862 | 0.93303 | 0 | 0 | 1 | 0.18181 | 0.20997 | 1
3976 | 0.10796 | 0.17353 | 0.0029322 | 0.93303 | 0 | 1 | 1 | 0.10796 | 0.17353 | 1
3977 | 0.056113 | 0.16784 | 0.00063477 | 0.93303 | 0 | 1 | 1 | 0.056113 | 0.16784 | 1
3978 | 0 | 0.13368 | 0.001649 | 0.93303 | 0 | 1 | 1 | 0 | 0.13368 | 1
3979 | 0 | 0.11996 | 0.0050857 | 0.93303 | 0 | 1 | 1 | 0 | 0.11996 | 1
3980 | 0 | 0.1598 | 0 | 0.93303 | 0 | 0 | 1 | 0 | 0.1598 | 1
3981 | 0 | 0.1338 | 0 | 0.93303 | 0 | 0 | 1 | 0 | 0.1338 | 1
3982 | 0 | 0.10964 | 0 | 0.93303 | 0 | 0 | 1 | 0 | 0.10964 | 1
3983 | 0 | 0.083761 | 0 | 0.93303 | 0 | 0 | 1 | 0 | 0.083761 | 1
3984 | 0 | 0.013359 | 0 | 0.93303 | 0 | 0 | 1 | 0 | 0.013359 | 1
3985 | 0 | 0.039009 | 0 | 0.93303 | 0 | 0 | 1 | 0 | 0.039009 | 1
3986 | 0 | 0.015355 | 0 | 0.93303 | 0 | 0 | 1 | 0 | 0.015355 | 1
3987 | 0 | 0 | 0 | 0.93303 | 0 | 0 | 1 | 0 | 0 | 1
3988 | 0 | 0.0002928 | 0 | 0.93303 | 0 | 0 | 1 | 0 | 0.0002928 | 1
3989 | 0 | 0.0072203 | 0 | 0.93303 | 0 | 0 | 1 | 0 | 0.0072203 | 1
3990 | 0 | 0.013669 | 0 | 0.93303 | 0 | 1 | 1 | 0 | 0.013669 | 1
3991 | 0 | 0.036507 | 0 | 0.93303 | 0 | 1 | 1 | 0 | 0.036507 | 1
3992 | 0 | 0.03471 | 0 | 0.93303 | 0 | 1 | 1 | 0 | 0.03471 | 1
3993 | 0.080843 | 0.046978 | 0 | 0.93303 | 0 | 0 | 1 | 0.080843 | 0.046978 | 1
3994 | 0.27289 | 0.095487 | 0 | 0.93303 | 0 | 0 | 1 | 0.27289 | 0.095487 | 1
3995 | 0.36136 | 0.13422 | 0 | 0.93303 | 0 | 0 | 1 | 0.36136 | 0.13422 | 1
3996 | 0.29473 | 0.18096 | 0 | 0.93303 | 0 | 0 | 1 | 0.29473 | 0.18096 | 1
3997 | 0.22753 | 0.20234 | 0 | 0.93303 | 0 | 0 | 1 | 0.22753 | 0.20234 | 1
3998 | 0.13782 | 0.20408 | 0 | 0.93303 | 0 | 0 | 1 | 0.13782 | 0.20408 | 1
3999 | 0.15906 | 0.20515 | 0 | 0.93303 | 0 | 0 | 1 | 0.15906 | 0.20515 | 1
4000 | 0.075637 | 0.16743 | 0 | 0.93303 | 0 | 1 | 1 | 0.075637 | 0.16743 | 1
4001 | 0.057363 | 0.16729 | 0 | 0.93303 | 0 | 1 | 1 | 0.057363 | 0.16729 | 1
4002 | 0 | 0.18088 | 0 | 0.93303 | 0 | 1 | 1 | 0 | 0.18088 | 1
4003 | 0 | 0.17076 | 0 | 0.93303 | 0 | 1 | 1 | 0 | 0.17076 | 1
4004 | 0 | 0.15165 | 0 | 0.93303 | 0 | 0 | 1 | 0 | 0.15165 | 1
4005 | 0 | 0.13722 | 0 | 0.93303 | 0 | 0 | 1 | 0 | 0.13722 | 1
4006 | 0 | 0.088872 | 0 | 0.93303 | 0 | 0 | 1 | 0 | 0.088872 | 1
4007 | 0 | 0.069924 | 0 | 0.93303 | 0 | 0 | 1 | 0 | 0.069924 | 1
4008 | 0 | 0.042488 | 0 | 0.93303 | 0 | 0 | 1 | 0 | 0.042488 | 1
4009 | 0 | 0.035332 | 0 | 0.93303 | 0 | 0 | 1 | 0 | 0.035332 | 1
4010 | 0 | 0.039217 | 0 | 0.93303 | 0 | 0 | 1 | 0 | 0.039217 | 1
4011 | 0 | 0.019349 | 0 | 0.93303 | 0 | 0 | 1 | 0 | 0.019349 | 1
4012 | 0 | 0.0071998 | 0 | 0.93303 | 0 | 0 | 1 | 0 | 0.0071998 | 1
4013 | 0 | 0 | 0 | 0.93303 | 0 | 0 | 1 | 0 | 0 | 1
4014 | 0 | 0.012948 | 0 | 0.93303 | 0 | 1 | 1 | 0 | 0.012948 | 1
4015 | 0 | 0.025214 | 0 | 0.93303 | 0 | 1 | 1 | 0 | 0.025214 | 1
4016 | 0 | 0.037359 | 0.00046178 | 0.93303 | 0 | 1 | 1 | 0 | 0.037359 | 1
4017 | 0.05174 | 0.061674 | 0.00067652 | 0.93303 | 0 | 0 | 1 | 0.05174 | 0.061674 | 1
4018 | 0.24108 | 0.10545 | 0.00032141 | 0.93303 | 0 | 0 | 1 | 0.24108 | 0.10545 | 1
4019 | 0.3016 | 0.14053 | 0.00028283 | 0.93303 | 0 | 0 | 1 | 0.3016 | 0.14053 | 1
4020 | 0.2866 | 0.17124 | 0.00026828 | 0.93303 | 0 | 0 | 1 | 0.2866 | 0.17124 | 1
4021 | 0.32198 | 0.19071 | 0.00059845 | 0.93303 | 0 | 0 | 1 | 0.32198 | 0.19071 | 1
4022 | 0.27458 | 0.20411 | 0.00090144 | 0.93303 | 0 | 0 | 1 | 0.27458 | 0.20411 | 1
4023 | 0.25814 | 0.19692 | 0.00092638 | 0.93303 | 0 | 0 | 1 | 0.25814 | 0.19692 | 1
4024 | 0.21027 | 0.16496 | 0.0005129 | 0.93303 | 0 | 1 | 1 | 0.21027 | 0.16496 | 1
4025 | 0.09511 | 0.18364 | 0 | 0.93303 | 0 | 1 | 1 | 0.09511 | 0.18364 | 1
4026 | 0 | 0.16769 | 0 | 0.93303 | 0 | 1 | 1 | 0 | 0.16769 | 1
4027 | 0 | 0.13983 | 0 | 0.93303 | 0 | 1 | 1 | 0 | 0.13983 | 1
4028 | 0 | 0.11302 | 0 | 0.93303 | 0 | 0 | 1 | 0 | 0.11302 | 1
4029 | 0 | 0.11264 | 0 | 0.93303 | 0 | 0 | 1 | 0 | 0.11264 | 1
4030 | 0 | 0.092154 | 0 | 0.93303 | 0 | 0 | 1 | 0 | 0.092154 | 1
4031 | 0 | 0.069752 | 0 | 0.93303 | 0 | 0 | 1 | 0 | 0.069752 | 1
4032 | 0 | 0.054632 | 0 | 0.93303 | 0 | 0 | 1 | 0 | 0.054632 | 1
4033 | 0 | 0.076628 | 0 | 0.93303 | 0 | 0 | 1 | 0 | 0.076628 | 1
4034 | 0 | 0.029764 | 0 | 0.93303 | 0 | 0 | 1 | 0 | 0.029764 | 1
4035 | 0 | 0.024519 | 0 | 0.93303 | 0 | 0 | 1 | 0 | 0.024519 | 1
4036 | 0 | 0.018582 | 0 | 0.93303 | 0 | 0 | 1 | 0 | 0.018582 | 1
4037 | 0 | 0.0079395 | 0 | 0.93303 | 0 | 0 | 1 | 0 | 0.0079395 | 1
4038 | 0 | 0.032921 | 0 | 0.93303 | 0 | 1 | 1 | 0 | 0.032921 | 1
4039 | 0 | 0.013391 | 0 | 0.93303 | 0 | 1 | 1 | 0 | 0.013391 | 1
4040 | 0 | 0.046922 | 0 | 0.93303 | 0 | 1 | 1 | 0 | 0.046922 | 1
4041 | 0.05108 | 0.051687 | 0 | 0.93303 | 0 | 0 | 1 | 0.05108 | 0.051687 | 1
4042 | 0.24935 | 0.065365 | 0 | 0.93303 | 0 | 0 | 1 | 0.24935 | 0.065365 | 1
4043 | 0.32383 | 0.087029 | 0 | 0.93303 | 0 | 0 | 1 | 0.32383 | 0.087029 | 1
4044 | 0.31555 | 0.11619 | 0 | 0.93303 | 0 | 0 | 1 | 0.31555 | 0.11619 | 1
4045 | 0.34627 | 0.11986 | 0 | 0.93303 | 0 | 0 | 1 | 0.34627 | 0.11986 | 1
4046 | 0.34102 | 0.12925 | 0 | 0.93303 | 0 | 0 | 1 | 0.34102 | 0.12925 | 1
4047 | 0.34685 | 0.12857 | 0 | 0.93303 | 0 | 0 | 1 | 0.34685 | 0.12857 | 1
4048 | 0.25589 | 0.11033 | 0 | 0.93303 | 0 | 1 | 1 | 0.25589 | 0.11033 | 1
4049 | 0.1034 | 0.10121 | 0 | 0.93303 | 0 | 1 | 1 | 0.1034 | 0.10121 | 1
4050 | 0 | 0.08176 | 0 | 0.93303 | 0 | 1 | 1 | 0 | 0.08176 | 1
4051 | 0 | 0.067186 | 0 | 0.93303 | 0 | 1 | 1 | 0 | 0.067186 | 1
4052 | 0 | 0.088984 | 0 | 0.93303 | 0 | 0 | 1 | 0 | 0.088984 | 1
4053 | 0 | 0.10313 | 0 | 0.93303 | 0 | 0 | 1 | 0 | 0.10313 | 1
4054 | 0 | 0.074463 | 0 | 0.93303 | 0 | 0 | 1 | 0 | 0.074463 | 1
4055 | 0 | 0.0565 | 0 | 0.93303 | 0 | 0 | 1 | 0 | 0.0565 | 1
4056 | 0 | 0.049516 | 0 | 0.93303 | 0 | 0 | 1 | 0 | 0.049516 | 1
4057 | 0 | 0.06141 | 0 | 0.93303 | 0 | 0 | 1 | 0 | 0.06141 | 1
4058 | 0 | 0.022225 | 0 | 0.93303 | 0 | 0 | 1 | 0 | 0.022225 | 1
4059 | 0 | 0.01807 | 0 | 0.93303 | 0 | 0 | 1 | 0 | 0.01807 | 1
4060 | 0 | 0.019446 | 0 | 0.93303 | 0 | 0 | 1 | 0 | 0.019446 | 1
4061 | 0 | 0.00548 | 0 | 0.93303 | 0 | 0 | 1 | 0 | 0.00548 | 1
4062 | 0 | 0.011402 | 0 | 0.93303 | 0 | 1 | 1 | 0 | 0.011402 | 1
4063 | 0 | 0.020185 | 0 | 0.93303 | 0 | 1 | 1 | 0 | 0.020185 | 1
4064 | 0 | 0.048693 | 0 | 0.93303 | 0 | 1 | 1 | 0 | 0.048693 | 1
4065 | 0.060597 | 0.069989 | 0 | 0.93303 | 0 | 0 | 1 | 0.060597 | 0.069989 | 1
4066 | 0.2822 | 0.055251 | 0 | 0.93303 | 0 | 0 | 1 | 0.2822 | 0.055251 | 1
4067 | 0.36961 | 0.065001 | 0 | 0.93303 | 0 | 0 | 1 | 0.36961 | 0.065001 | 1
4068 | 0.27011 | 0.09531 | 0 | 0.93303 | 0 | 0 | 1 | 0.27011 | 0.09531 | 1
4069 | 0.33748 | 0.097948 | 0 | 0.93303 | 0 | 0 | 1 | 0.33748 | 0.097948 | 1
4070 | 0.28484 | 0.12088 | 0 | 0.93303 | 0 | 0 | 1 | 0.28484 | 0.12088 | 1
4071 | 0.28155 | 0.12147 | 0 | 0.93303 | 0 | 0 | 1 | 0.28155 | 0.12147 | 1
4072 | 0.23053 | 0.12049 | 0 | 0.93303 | 0 | 1 | 1 | 0.23053 | 0.12049 | 1
4073 | 0.106 | 0.10805 | 0 | 0.93303 | 0 | 1 | 1 | 0.106 | 0.10805 | 1
4074 | 0 | 0.079466 | 0 | 0.93303 | 0 | 1 | 1 | 0 | 0.079466 | 1
4075 | 0 | 0.059777 | 0 | 0.93303 | 0 | 1 | 1 | 0 | 0.059777 | 1
4076 | 0 | 0.086995 | 0 | 0.93303 | 0 | 0 | 1 | 0 | 0.086995 | 1
4077 | 0 | 0.098737 | 0 | 0.93303 | 0 | 0 | 1 | 0 | 0.098737 | 1
4078 | 0 | 0.081914 | 0 | 0.93303 | 0 | 0 | 1 | 0 | 0.081914 | 1
4079 | 0 | 0.070597 | 0 | 0.93303 | 0 | 0 | 1 | 0 | 0.070597 | 1
4080 | 0 | 0.052824 | 0 | 0.93303 | 0 | 0 | 1 | 0 | 0.052824 | 1
4081 | 0 | 0.040105 | 0 | 0.93303 | 0 | 0 | 1 | 0 | 0.040105 | 1
4082 | 0 | 0.029454 | 0 | 0.93303 | 0 | 0 | 1 | 0 | 0.029454 | 1
4083 | 0 | 0.030403 | 0 | 0.93303 | 0 | 0 | 1 | 0 | 0.030403 | 1
4084 | 0 | 0.032771 | 0 | 0.93303 | 0 | 0 | 1 | 0 | 0.032771 | 1
4085 | 0 | 0.013417 | 0 | 0.93303 | 0 | 0 | 1 | 0 | 0.013417 | 1
4086 | 0 | 0.0027146 | 0 | 0.93303 | 0 | 1 | 1 | 0 | 0.0027146 | 1
4087 | 0 | 0.015323 | 0 | 0.93303 | 0 | 1 | 1 | 0 | 0.015323 | 1
4088 | 0 | 0.012525 | 0 | 0.93303 | 0 | 1 | 1 | 0 | 0.012525 | 1
4089 | 0.13314 | 0.02324 | 0 | 0.93303 | 0 | 0 | 1 | 0.13314 | 0.02324 | 1
4090 | 0.35731 | 0.0041245 | 0 | 0.93303 | 0 | 0 | 1 | 0.35731 | 0.0041245 | 1
4091 | 0.43122 | 0.026161 | 0.00058074 | 0.93303 | 0 | 0 | 1 | 0.43122 | 0.026161 | 1
4092 | 0.29843 | 0.063699 | 0.00034471 | 0.93303 | 0 | 0 | 1 | 0.29843 | 0.063699 | 1
4093 | 0.31487 | 0.071751 | 0 | 0.93303 | 0 | 0 | 1 | 0.31487 | 0.071751 | 1
4094 | 0.21042 | 0.087213 | 0 | 0.93303 | 0 | 0 | 1 | 0.21042 | 0.087213 | 1
4095 | 0.19148 | 0.097077 | 0 | 0.93303 | 0 | 0 | 1 | 0.19148 | 0.097077 | 1
4096 | 0.15376 | 0.082647 | 0 | 0.93303 | 0 | 1 | 1 | 0.15376 | 0.082647 | 1
4097 | 0.081181 | 0.071159 | 0 | 0.93303 | 0 | 1 | 1 | 0.081181 | 0.071159 | 1
4098 | 0 | 0.070862 | 0 | 0.93303 | 0 | 1 | 1 | 0 | 0.070862 | 1
4099 | 0 | 0.08441 | 0 | 0.93303 | 0 | 1 | 1 | 0 | 0.08441 | 1
4100 | 0 | 0.099837 | 0 | 0.93303 | 0 | 0 | 1 | 0 | 0.099837 | 1
4101 | 0 | 0.096733 | 0 | 0.93303 | 0 | 0 | 1 | 0 | 0.096733 | 1
4102 | 0 | 0.075989 | 0 | 0.93303 | 0 | 0 | 1 | 0 | 0.075989 | 1
4103 | 0 | 0.077134 | 0 | 0.93303 | 0 | 0 | 1 | 0 | 0.077134 | 1
4104 | 0 | 0.075829 | 0 | 0.93303 | 0 | 0 | 1 | 0 | 0.075829 | 1
4105 | 0 | 0.035497 | 0 | 0.93303 | 0 | 0 | 1 | 0 | 0.035497 | 1
4106 | 0 | 0.050964 | 0 | 0.93303 | 0 | 0 | 1 | 0 | 0.050964 | 1
4107 | 0 | 0.036418 | 0 | 0.93303 | 0 | 0 | 1 | 0 | 0.036418 | 1
4108 | 0 | 0.042079 | 0 | 0.93303 | 0 | 0 | 1 | 0 | 0.042079 | 1
4109 | 0 | 0.021603 | 0 | 0.93303 | 0 | 0 | 1 | 0 | 0.021603 | 1
4110 | 0 | 0.016666 | 0 | 0.93303 | 0 | 1 | 1 | 0 | 0.016666 | 1
4111 | 0 | 0.046976 | 0.0073992 | 0.93303 | 0 | 1 | 1 | 0 | 0.046976 | 1
4112 | 0 | 0.027454 | 0.016799 | 0.93303 | 0 | 1 | 1 | 0 | 0.027454 | 1
4113 | 0.13791 | 0.038597 | 0.017927 | 0.93303 | 0 | 0 | 1 | 0.13791 | 0.038597 | 1
4114 | 0.34957 | 0.036269 | 0.016594 | 0.93303 | 0 | 0 | 1 | 0.34957 | 0.036269 | 1
4115 | 0.42667 | 0.057275 | 0.0033624 | 0.93303 | 0 | 0 | 1 | 0.42667 | 0.057275 | 1
4116 | 0.30555 | 0.10575 | 0.00089394 | 0.93303 | 0 | 0 | 1 | 0.30555 | 0.10575 | 1
4117 | 0.31889 | 0.12859 | 0.01046 | 0.93303 | 0 | 0 | 1 | 0.31889 | 0.12859 | 1
4118 | 0.13354 | 0.12736 | 0 | 0.93303 | 0 | 0 | 1 | 0.13354 | 0.12736 | 1
4119 | 0.16267 | 0.14955 | 5.0522e-05 | 0.93303 | 0 | 0 | 1 | 0.16267 | 0.14955 | 1
4120 | 0.12691 | 0.13778 | 0 | 0.93303 | 0 | 1 | 1 | 0.12691 | 0.13778 | 1
4121 | 0.062533 | 0.13007 | 0 | 0.93303 | 0 | 1 | 1 | 0.062533 | 0.13007 | 1
4122 | 0 | 0.12555 | 0 | 0.93303 | 0 | 1 | 1 | 0 | 0.12555 | 1
4123 | 0 | 0.12249 | 0 | 0.93303 | 0 | 1 | 1 | 0 | 0.12249 | 1
4124 | 0 | 0.095088 | 0 | 0.93303 | 0 | 0 | 1 | 0 | 0.095088 | 1
4125 | 0 | 0.087869 | 0 | 0.93303 | 0 | 0 | 1 | 0 | 0.087869 | 1
4126 | 0 | 0.08988 | 0 | 0.93303 | 0 | 0 | 1 | 0 | 0.08988 | 1
4127 | 0 | 0.08015 | 0 | 0.93303 | 0 | 0 | 1 | 0 | 0.08015 | 1
4128 | 0 | 0.071223 | 0 | 0.93303 | 0 | 0 | 1 | 0 | 0.071223 | 1
4129 | 0 | 0.068031 | 0.00025615 | 0.93303 | 0 | 0 | 1 | 0 | 0.068031 | 1
4130 | 0 | 0.066076 | 0.0010347 | 0.93303 | 0 | 0 | 1 | 0 | 0.066076 | 1
4131 | 0 | 0.060295 | 0.0011287 | 0.93303 | 0 | 0 | 1 | 0 | 0.060295 | 1
4132 | 0 | 0.061279 | 0.0011405 | 0.93303 | 0 | 0 | 1 | 0 | 0.061279 | 1
4133 | 0 | 0.041192 | 0.0016203 | 0.93303 | 0 | 0 | 1 | 0 | 0.041192 | 1
4134 | 0 | 0.035578 | 0.0019307 | 0.93303 | 0 | 1 | 1 | 0 | 0.035578 | 1
4135 | 0 | 0.060877 | 0.0028451 | 0.93303 | 0 | 1 | 1 | 0 | 0.060877 | 1
4136 | 0 | 0.04684 | 0.0034647 | 0.93303 | 0 | 1 | 1 | 0 | 0.04684 | 1
4137 | 0.13655 | 0.059624 | 0.0047418 | 0.93303 | 0 | 0 | 1 | 0.13655 | 0.059624 | 1
4138 | 0.36232 | 0.08003 | 0.0066312 | 0.93303 | 0 | 0 | 1 | 0.36232 | 0.08003 | 1
4139 | 0.38941 | 0.10342 | 0.0076871 | 0.93303 | 0 | 0 | 1 | 0.38941 | 0.10342 | 1
4140 | 0.40226 | 0.1474 | 0.011568 | 0.93303 | 0 | 0 | 1 | 0.40226 | 0.1474 | 1
4141 | 0.38477 | 0.17031 | 0.015033 | 0.93303 | 0 | 0 | 1 | 0.38477 | 0.17031 | 1
4142 | 0.22702 | 0.15469 | 0.013365 | 0.93303 | 0 | 0 | 1 | 0.22702 | 0.15469 | 1
4143 | 0.27127 | 0.18645 | 1.4765e-05 | 0.93303 | 0 | 0 | 1 | 0.27127 | 0.18645 | 1
4144 | 0.19747 | 0.16637 | 0 | 0.93303 | 0 | 1 | 1 | 0.19747 | 0.16637 | 1
4145 | 0.079877 | 0.15676 | 0 | 0.93303 | 0 | 1 | 1 | 0.079877 | 0.15676 | 1
4146 | 0 | 0.14467 | 0 | 0.93303 | 0 | 1 | 1 | 0 | 0.14467 | 1
4147 | 0 | 0.13613 | 0 | 0.93303 | 0 | 1 | 1 | 0 | 0.13613 | 1
4148 | 0 | 0.10521 | 0 | 0.93303 | 0 | 0 | 1 | 0 | 0.10521 | 1
4149 | 0 | 0.10058 | 0 | 0.93303 | 0 | 0 | 1 | 0 | 0.10058 | 1
4150 | 0 | 0.10769 | 0 | 0.93303 | 0 | 0 | 1 | 0 | 0.10769 | 1
4151 | 0 | 0.087894 | 0 | 0.93303 | 0 | 0 | 1 | 0 | 0.087894 | 1
4152 | 0 | 0.092809 | 0 | 0.93303 | 0 | 0 | 1 | 0 | 0.092809 | 1
4153 | 0 | 0.076097 | 0 | 0.93303 | 0 | 0 | 1 | 0 | 0.076097 | 1
4154 | 0 | 0.082608 | 0 | 0.93303 | 0 | 0 | 1 | 0 | 0.082608 | 1
4155 | 0 | 0.067621 | 0 | 0.93303 | 0 | 0 | 1 | 0 | 0.067621 | 1
4156 | 0 | 0.068515 | 0 | 0.93303 | 0 | 0 | 1 | 0 | 0.068515 | 1
4157 | 0 | 0.0535 | 0 | 0.93303 | 0 | 0 | 1 | 0 | 0.0535 | 1
4158 | 0 | 0.042744 | 0 | 0.93303 | 0 | 1 | 1 | 0 | 0.042744 | 1
4159 | 0 | 0.061464 | 0 | 0.93303 | 0 | 1 | 1 | 0 | 0.061464 | 1
4160 | 0 | 0.09296 | 0 | 0.93303 | 0 | 1 | 1 | 0 | 0.09296 | 1
4161 | 0.11865 | 0.11546 | 0 | 0.93303 | 0 | 0 | 1 | 0.11865 | 0.11546 | 1
4162 | 0.33221 | 0.13137 | 0 | 0.93303 | 0 | 0 | 1 | 0.33221 | 0.13137 | 1
4163 | 0.34619 | 0.16227 | 0 | 0.93303 | 0 | 0 | 1 | 0.34619 | 0.16227 | 1
4164 | 0.4445 | 0.20589 | 0 | 0.93303 | 0 | 0 | 1 | 0.4445 | 0.20589 | 1
4165 | 0.38801 | 0.22652 | 0 | 0.93303 | 0 | 0 | 1 | 0.38801 | 0.22652 | 1
4166 | 0.2352 | 0.2184 | 0 | 0.93303 | 0 | 0 | 1 | 0.2352 | 0.2184 | 1
4167 | 0.29074 | 0.22883 | 0 | 0.93303 | 0 | 0 | 1 | 0.29074 | 0.22883 | 1
4168 | 0.19088 | 0.22773 | 0 | 0.93303 | 0 | 1 | 1 | 0.19088 | 0.22773 | 1
4169 | 0.10395 | 0.20539 | 0 | 0.93303 | 0 | 1 | 1 | 0.10395 | 0.20539 | 1
4170 | 0 | 0.18077 | 0 | 0.93303 | 0 | 1 | 1 | 0 | 0.18077 | 1
4171 | 0 | 0.15187 | 0 | 0.93303 | 0 | 1 | 1 | 0 | 0.15187 | 1
4172 | 0 | 0.11819 | 0 | 0.93303 | 0 | 0 | 1 | 0 | 0.11819 | 1
4173 | 0 | 0.11928 | 0 | 0.93303 | 0 | 0 | 1 | 0 | 0.11928 | 1
4174 | 0 | 0.12506 | 0 | 0.93303 | 0 | 0 | 1 | 0 | 0.12506 | 1
4175 | 0 | 0.10369 | 0 | 0.93303 | 0 | 0 | 1 | 0 | 0.10369 | 1
4176 | 0 | 0.10674 | 0 | 0.93303 | 0 | 0 | 1 | 0 | 0.10674 | 1
4177 | 0 | 0.095806 | 0 | 0.93303 | 0 | 0 | 1 | 0 | 0.095806 | 1
4178 | 0 | 0.075728 | 0 | 0.93303 | 0 | 0 | 1 | 0 | 0.075728 | 1
4179 | 0 | 0.064083 | 0 | 0.93303 | 0 | 0 | 1 | 0 | 0.064083 | 1
4180 | 0 | 0.054791 | 0 | 0.93303 | 0 | 0 | 1 | 0 | 0.054791 | 1
4181 | 0 | 0.04964 | 0 | 0.93303 | 0 | 0 | 1 | 0 | 0.04964 | 1
4182 | 0 | 0.036932 | 0 | 0.93303 | 0 | 1 | 1 | 0 | 0.036932 | 1
4183 | 0 | 0.054152 | 0 | 0.93303 | 0 | 1 | 1 | 0 | 0.054152 | 1
4184 | 0 | 0.095344 | 0 | 0.93303 | 0 | 1 | 1 | 0 | 0.095344 | 1
4185 | 0.10544 | 0.1378 | 0 | 0.93303 | 0 | 0 | 1 | 0.10544 | 0.1378 | 1
4186 | 0.30038 | 0.15536 | 0 | 0.93303 | 0 | 0 | 1 | 0.30038 | 0.15536 | 1
4187 | 0.31457 | 0.19844 | 0 | 0.93303 | 0 | 0 | 1 | 0.31457 | 0.19844 | 1
4188 | 0.4136 | 0.22993 | 0 | 0.93303 | 0 | 0 | 1 | 0.4136 | 0.22993 | 1
4189 | 0.38599 | 0.24801 | 0 | 0.93303 | 0 | 0 | 1 | 0.38599 | 0.24801 | 1
4190 | 0.3275 | 0.27925 | 0 | 0.93303 | 0 | 0 | 1 | 0.3275 | 0.27925 | 1
4191 | 0.29581 | 0.26692 | 0 | 0.93303 | 0 | 0 | 1 | 0.29581 | 0.26692 | 1
4192 | 0.19357 | 0.24953 | 0 | 0.93303 | 0 | 1 | 1 | 0.19357 | 0.24953 | 1
4193 | 0.10347 | 0.22224 | 0 | 0.93303 | 0 | 1 | 1 | 0.10347 | 0.22224 | 1
4194 | 0 | 0.21472 | 0 | 0.93303 | 0 | 1 | 1 | 0 | 0.21472 | 1
4195 | 0 | 0.19473 | 0 | 0.93303 | 0 | 1 | 1 | 0 | 0.19473 | 1
4196 | 0 | 0.17154 | 0 | 0.93303 | 0 | 0 | 1 | 0 | 0.17154 | 1
4197 | 0 | 0.17772 | 0 | 0.93303 | 0 | 0 | 1 | 0 | 0.17772 | 1
4198 | 0 | 0.16029 | 0 | 0.93303 | 0 | 0 | 1 | 0 | 0.16029 | 1
4199 | 0 | 0.14197 | 0 | 0.93303 | 0 | 0 | 1 | 0 | 0.14197 | 1
4200 | 0 | 0.15286 | 0 | 0.93303 | 0 | 0 | 1 | 0 | 0.15286 | 1
4201 | 0 | 0.086369 | 0 | 1 | 0 | 0 | 1 | 0 | 0.086369 | 1
4202 | 0 | 0.12007 | 0 | 1 | 0 | 0 | 1 | 0 | 0.12007 | 1
4203 | 0 | 0.063466 | 0 | 1 | 0 | 0 | 1 | 0 | 0.063466 | 1
4204 | 0 | 0.043794 | 0 | 1 | 0 | 0 | 1 | 0 | 0.043794 | 1
4205 | 0 | 0.04543 | 0 | 1 | 0 | 0 | 1 | 0 | 0.04543 | 1
4206 | 0 | 0.025698 | 0 | 1 | 0 | 1 | 1 | 0 | 0.025698 | 1
4207 | 0 | 0.045331 | 0 | 1 | 0 | 1 | 1 | 0 | 0.045331 | 1
4208 | 0 | 0.073754 | 0 | 1 | 0 | 1 | 1 | 0 | 0.073754 | 1
4209 | 0.10154 | 0.13408 | 0 | 1 | 0 | 0 | 1 | 0.10154 | 0.13408 | 1
4210 | 0.25397 | 0.13983 | 0 | 1 | 0 | 0 | 1 | 0.25397 | 0.13983 | 1
4211 | 0.23306 | 0.18735 | 0 | 1 | 0 | 0 | 1 | 0.23306 | 0.18735 | 1
4212 | 0.35934 | 0.2208 | 0 | 1 | 0 | 0 | 1 | 0.35934 | 0.2208 | 1
4213 | 0.34914 | 0.24426 | 0 | 1 | 0 | 0 | 1 | 0.34914 | 0.24426 | 1
4214 | 0.29501 | 0.28655 | 0 | 1 | 0 | 0 | 1 | 0.29501 | 0.28655 | 1
4215 | 0.24518 | 0.25486 | 0 | 1 | 0 | 0 | 1 | 0.24518 | 0.25486 | 1
4216 | 0.13621 | 0.22765 | 0 | 1 | 0 | 1 | 1 | 0.13621 | 0.22765 | 1
4217 | 0.079547 | 0.18297 | 0 | 1 | 0 | 1 | 1 | 0.079547 | 0.18297 | 1
4218 | 0 | 0.19882 | 0 | 1 | 0 | 1 | 1 | 0 | 0.19882 | 1
4219 | 0 | 0.19388 | 0 | 1 | 0 | 1 | 1 | 0 | 0.19388 | 1
4220 | 0 | 0.14873 | 0 | 1 | 0 | 0 | 1 | 0 | 0.14873 | 1
4221 | 0 | 0.1295 | 0 | 1 | 0 | 0 | 1 | 0 | 0.1295 | 1
4222 | 0 | 0.11698 | 0 | 1 | 0 | 0 | 1 | 0 | 0.11698 | 1
4223 | 0 | 0.11 | 0 | 1 | 0 | 0 | 1 | 0 | 0.11 | 1
4224 | 0 | 0.12454 | 0 | 1 | 0 | 0 | 1 | 0 | 0.12454 | 1
4225 | 0 | 0.12381 | 0 | 1 | 0 | 0 | 1 | 0 | 0.12381 | 1
4226 | 0 | 0.1033 | 0 | 1 | 0 | 0 | 1 | 0 | 0.1033 | 1
4227 | 0 | 0.049468 | 0 | 1 | 0 | 0 | 1 | 0 | 0.049468 | 1
4228 | 0 | 0.033944 | 0 | 1 | 0 | 0 | 1 | 0 | 0.033944 | 1
4229 | 0 | 0.032011 | 0 | 1 | 0 | 0 | 1 | 0 | 0.032011 | 1
4230 | 0 | 0.017968 | 0 | 1 | 0 | 1 | 1 | 0 | 0.017968 | 1
4231 | 0 | 0.048989 | 0 | 1 | 0 | 1 | 1 | 0 | 0.048989 | 1
4232 | 0 | 0.060079 | 0 | 1 | 0 | 1 | 1 | 0 | 0.060079 | 1
4233 | 0.1075 | 0.10868 | 0 | 1 | 0 | 0 | 1 | 0.1075 | 0.10868 | 1
4234 | 0.27363 | 0.13544 | 0 | 1 | 0 | 0 | 1 | 0.27363 | 0.13544 | 1
4235 | 0.25826 | 0.17366 | 0 | 1 | 0 | 0 | 1 | 0.25826 | 0.17366 | 1
4236 | 0.30497 | 0.19848 | 0 | 1 | 0 | 0 | 1 | 0.30497 | 0.19848 | 1
4237 | 0.30174 | 0.2238 | 0 | 1 | 0 | 0 | 1 | 0.30174 | 0.2238 | 1
4238 | 0.27544 | 0.26049 | 0 | 1 | 0 | 0 | 1 | 0.27544 | 0.26049 | 1
4239 | 0.21098 | 0.25639 | 0 | 1 | 0 | 0 | 1 | 0.21098 | 0.25639 | 1
4240 | 0.15145 | 0.22868 | 0 | 1 | 0 | 1 | 1 | 0.15145 | 0.22868 | 1
4241 | 0.01145 | 0.21371 | 0 | 1 | 0 | 1 | 1 | 0.01145 | 0.21371 | 1
4242 | 0 | 0.21367 | 0 | 1 | 0 | 1 | 1 | 0 | 0.21367 | 1
4243 | 0 | 0.16762 | 0 | 1 | 0 | 1 | 1 | 0 | 0.16762 | 1
4244 | 0 | 0.14953 | 0 | 1 | 0 | 0 | 1 | 0 | 0.14953 | 1
4245 | 0 | 0.1187 | 0 | 1 | 0 | 0 | 1 | 0 | 0.1187 | 1
4246 | 0 | 0.077007 | 0 | 1 | 0 | 0 | 1 | 0 | 0.077007 | 1
4247 | 0 | 0.059176 | 0 | 1 | 0 | 0 | 1 | 0 | 0.059176 | 1
4248 | 0 | 0.061808 | 0 | 1 | 0 | 0 | 1 | 0 | 0.061808 | 1
4249 | 0 | 0.10126 | 0 | 1 | 0 | 0 | 1 | 0 | 0.10126 | 1
4250 | 0 | 0.071018 | 0 | 1 | 0 | 0 | 1 | 0 | 0.071018 | 1
4251 | 0 | 0.028091 | 0 | 1 | 0 | 0 | 1 | 0 | 0.028091 | 1
4252 | 0 | 0.015747 | 0 | 1 | 0 | 0 | 1 | 0 | 0.015747 | 1
4253 | 0 | 0.028656 | 0 | 1 | 0 | 0 | 1 | 0 | 0.028656 | 1
4254 | 0 | 0.012942 | 0 | 1 | 0 | 1 | 1 | 0 | 0.012942 | 1
4255 | 0 | 0.034479 | 0 | 1 | 0 | 1 | 1 | 0 | 0.034479 | 1
4256 | 0 | 0.034179 | 0 | 1 | 0 | 1 | 1 | 0 | 0.034179 | 1
4257 | 0.098363 | 0.071906 | 0 | 1 | 0 | 0 | 1 | 0.098363 | 0.071906 | 1
4258 | 0.29001 | 0.10066 | 0 | 1 | 0 | 0 | 1 | 0.29001 | 0.10066 | 1
4259 | 0.24561 | 0.14392 | 0 | 1 | 0 | 0 | 1 | 0.24561 | 0.14392 | 1
4260 | 0.23819 | 0.1778 | 0 | 1 | 0 | 0 | 1 | 0.23819 | 0.1778 | 1
4261 | 0.2087 | 0.20393 | 0 | 1 | 0 | 0 | 1 | 0.2087 | 0.20393 | 1
4262 | 0.15975 | 0.23048 | 0 | 1 | 0 | 0 | 1 | 0.15975 | 0.23048 | 1
4263 | 0.14343 | 0.22743 | 0 | 1 | 0 | 0 | 1 | 0.14343 | 0.22743 | 1
4264 | 0.10623 | 0.19519 | 0 | 1 | 0 | 1 | 1 | 0.10623 | 0.19519 | 1
4265 | 0.004948 | 0.19004 | 0 | 1 | 0 | 1 | 1 | 0.004948 | 0.19004 | 1
4266 | 0 | 0.20455 | 0 | 1 | 0 | 1 | 1 | 0 | 0.20455 | 1
4267 | 0 | 0.14605 | 0 | 1 | 0 | 1 | 1 | 0 | 0.14605 | 1
4268 | 0 | 0.10498 | 0 | 1 | 0 | 0 | 1 | 0 | 0.10498 | 1
4269 | 0 | 0.053753 | 0 | 1 | 0 | 0 | 1 | 0 | 0.053753 | 1
4270 | 0 | 0.010112 | 0 | 1 | 0 | 0 | 1 | 0 | 0.010112 | 1
4271 | 0 | 0 | 0 | 1 | 0 | 0 | 1 | 0 | 0 | 1
4272 | 0 | 0.002093 | 0 | 1 | 0 | 0 | 1 | 0 | 0.002093 | 1
4273 | 0 | 0.047223 | 0 | 1 | 0 | 0 | 1 | 0 | 0.047223 | 1
4274 | 0 | 0 | 0 | 1 | 0 | 0 | 1 | 0 | 0 | 1
4275 | 0 | 0 | 0 | 1 | 0 | 0 | 1 | 0 | 0 | 1
4276 | 0 | 0 | 0 | 1 | 0 | 0 | 1 | 0 | 0 | 1
4277 | 0 | 0 | 0 | 1 | 0 | 0 | 1 | 0 | 0 | 1
4278 | 0 | 0 | 0 | 1 | 0 | 1 | 1 | 0 | 0 | 1
4279 | 0 | 0.012102 | 0 | 1 | 0 | 1 | 1 | 0 | 0.012102 | 1
4280 | 0 | 0.0064299 | 0 | 1 | 0 | 1 | 1 | 0 | 0.0064299 | 1
4281 | 0.10963 | 0.025343 | 0 | 1 | 0 | 0 | 1 | 0.10963 | 0.025343 | 1
4282 | 0.32472 | 0.070471 | 0 | 1 | 0 | 0 | 1 | 0.32472 | 0.070471 | 1
4283 | 0.33165 | 0.10583 | 0 | 1 | 0 | 0 | 1 | 0.33165 | 0.10583 | 1
4284 | 0.22384 | 0.1369 | 0 | 1 | 0 | 0 | 1 | 0.22384 | 0.1369 | 1
4285 | 0.16593 | 0.15161 | 0 | 1 | 0 | 0 | 1 | 0.16593 | 0.15161 | 1
4286 | 0.11876 | 0.16986 | 0 | 1 | 0 | 0 | 1 | 0.11876 | 0.16986 | 1
4287 | 0.14723 | 0.16405 | 0 | 1 | 0 | 0 | 1 | 0.14723 | 0.16405 | 1
4288 | 0.13295 | 0.15151 | 0 | 1 | 0 | 1 | 1 | 0.13295 | 0.15151 | 1
4289 | 0.017689 | 0.15214 | 0 | 1 | 0 | 1 | 1 | 0.017689 | 0.15214 | 1
4290 | 0 | 0.14896 | 0 | 1 | 0 | 1 | 1 | 0 | 0.14896 | 1
4291 | 0 | 0.10017 | 0 | 1 | 0 | 1 | 1 | 0 | 0.10017 | 1
4292 | 0 | 0.070602 | 0 | 1 | 0 | 0 | 1 | 0 | 0.070602 | 1
4293 | 0 | 0.040826 | 0 | 1 | 0 | 0 | 1 | 0 | 0.040826 | 1
4294 | 0 | 0 | 0 | 1 | 0 | 0 | 1 | 0 | 0 | 1
4295 | 0 | 0 | 0 | 1 | 0 | 0 | 1 | 0 | 0 | 1
4296 | 0 | 0 | 0 | 1 | 0 | 0 | 1 | 0 | 0 | 1
4297 | 0 | 0 | 0 | 1 | 0 | 0 | 1 | 0 | 0 | 1
4298 | 0 | 0 | 0 | 1 | 0 | 0 | 1 | 0 | 0 | 1
4299 | 0 | 0 | 0 | 1 | 0 | 0 | 1 | 0 | 0 | 1
4300 | 0 | 0 | 0 | 1 | 0 | 0 | 1 | 0 | 0 | 1
4301 | 0 | 0.0023913 | 0 | 1 | 0 | 0 | 1 | 0 | 0.0023913 | 1
4302 | 0 | 0 | 0 | 1 | 0 | 1 | 1 | 0 | 0 | 1
4303 | 0 | 0.014868 | 0 | 1 | 0 | 1 | 1 | 0 | 0.014868 | 1
4304 | 0 | 0.013487 | 0 | 1 | 0 | 1 | 1 | 0 | 0.013487 | 1
4305 | 0.11341 | 0.026014 | 0 | 1 | 0 | 0 | 1 | 0.11341 | 0.026014 | 1
4306 | 0.23185 | 0.060239 | 0 | 1 | 0 | 0 | 1 | 0.23185 | 0.060239 | 1
4307 | 0.33811 | 0.09279 | 0 | 1 | 0 | 0 | 1 | 0.33811 | 0.09279 | 1
4308 | 0.27143 | 0.1338 | 0 | 1 | 0 | 0 | 1 | 0.27143 | 0.1338 | 1
4309 | 0.20638 | 0.14728 | 0 | 1 | 0 | 0 | 1 | 0.20638 | 0.14728 | 1
4310 | 0.18506 | 0.15582 | 0 | 1 | 0 | 0 | 1 | 0.18506 | 0.15582 | 1
4311 | 0.19615 | 0.14264 | 0 | 1 | 0 | 0 | 1 | 0.19615 | 0.14264 | 1
4312 | 0.13481 | 0.1271 | 0 | 1 | 0 | 1 | 1 | 0.13481 | 0.1271 | 1
4313 | 0.058228 | 0.10764 | 0 | 1 | 0 | 1 | 1 | 0.058228 | 0.10764 | 1
4314 | 0 | 0.10012 | 0 | 1 | 0 | 1 | 1 | 0 | 0.10012 | 1
4315 | 0 | 0.065432 | 0 | 1 | 0 | 1 | 1 | 0 | 0.065432 | 1
4316 | 0 | 0.024386 | 0 | 1 | 0 | 0 | 1 | 0 | 0.024386 | 1
4317 | 0 | 0.002836 | 0 | 1 | 0 | 0 | 1 | 0 | 0.002836 | 1
4318 | 0 | 0 | 0 | 1 | 0 | 0 | 1 | 0 | 0 | 1
4319 | 0 | 0 | 0 | 1 | 0 | 0 | 1 | 0 | 0 | 1
4320 | 0 | 0 | 0 | 1 | 0 | 0 | 1 | 0 | 0 | 1
4321 | 0 | 0 | 0 | 1 | 0 | 0 | 1 | 0 | 0 | 1
4322 | 0 | 0 | 0 | 1 | 0 | 0 | 1 | 0 | 0 | 1
4323 | 0 | 0 | 0 | 1 | 0 | 0 | 1 | 0 | 0 | 1
4324 | 0 | 0 | 0 | 1 | 0 | 0 | 1 | 0 | 0 | 1
4325 | 0 | 0 | 0 | 1 | 0 | 0 | 1 | 0 | 0 | 1
4326 | 0 | 0 | 0 | 1 | 0 | 1 | 1 | 0 | 0 | 1
4327 | 0 | 0.007891 | 0 | 1 | 0 | 1 | 1 | 0 | 0.007891 | 1
4328 | 0 | 0.012145 | 0 | 1 | 0 | 1 | 1 | 0 | 0.012145 | 1
4329 | 0.11142 | 0.01923 | 0 | 1 | 0 | 0 | 1 | 0.11142 | 0.01923 | 1
4330 | 0.15917 | 0.050702 | 0 | 1 | 0 | 0 | 1 | 0.15917 | 0.050702 | 1
4331 | 0.29728 | 0.08824 | 0 | 1 | 0 | 0 | 1 | 0.29728 | 0.08824 | 1
4332 | 0.29685 | 0.10542 | 0 | 1 | 0 | 0 | 1 | 0.29685 | 0.10542 | 1
4333 | 0.21044 | 0.12444 | 0 | 1 | 0 | 0 | 1 | 0.21044 | 0.12444 | 1
4334 | 0.23282 | 0.12173 | 0 | 1 | 0 | 0 | 1 | 0.23282 | 0.12173 | 1
4335 | 0.18756 | 0.10119 | 0 | 1 | 0 | 0 | 1 | 0.18756 | 0.10119 | 1
4336 | 0.13833 | 0.095358 | 0 | 1 | 0 | 1 | 1 | 0.13833 | 0.095358 | 1
4337 | 0.043511 | 0.062827 | 0 | 1 | 0 | 1 | 1 | 0.043511 | 0.062827 | 1
4338 | 0 | 0.05117 | 0 | 1 | 0 | 1 | 1 | 0 | 0.05117 | 1
4339 | 0 | 0.043215 | 0 | 1 | 0 | 1 | 1 | 0 | 0.043215 | 1
4340 | 0 | 0.0077586 | 0 | 1 | 0 | 0 | 1 | 0 | 0.0077586 | 1
4341 | 0 | 0.0015927 | 0 | 1 | 0 | 0 | 1 | 0 | 0.0015927 | 1
4342 | 0 | 0.0048556 | 0 | 1 | 0 | 0 | 1 | 0 | 0.0048556 | 1
4343 | 0 | 0.0032103 | 0 | 1 | 0 | 0 | 1 | 0 | 0.0032103 | 1
4344 | 0 | 0 | 0 | 1 | 0 | 0 | 1 | 0 | 0 | 1
4345 | 0 | 0 | 0 | 1 | 0 | 0 | 1 | 0 | 0 | 1
4346 | 0 | 0 | 0 | 1 | 0 | 0 | 1 | 0 | 0 | 1
4347 | 0 | 0 | 0 | 1 | 0 | 0 | 1 | 0 | 0 | 1
4348 | 0 | 0 | 0 | 1 | 0 | 0 | 1 | 0 | 0 | 1
4349 | 0 | 0 | 0 | 1 | 0 | 0 | 1 | 0 | 0 | 1
4350 | 0 | 0 | 0 | 1 | 0 | 1 | 1 | 0 | 0 | 1
4351 | 0 | 0.0099996 | 0 | 1 | 0 | 1 | 1 | 0 | 0.0099996 | 1
4352 | 0 | 0.011283 | 0 | 1 | 0 | 1 | 1 | 0 | 0.011283 | 1
4353 | 0.13084 | 0.016927 | 0 | 1 | 0 | 0 | 1 | 0.13084 | 0.016927 | 1
4354 | 0.14279 | 0.046506 | 0 | 1 | 0 | 0 | 1 | 0.14279 | 0.046506 | 1
4355 | 0.26356 | 0.070925 | 0 | 1 | 0 | 0 | 1 | 0.26356 | 0.070925 | 1
4356 | 0.29066 | 0.083506 | 0 | 1 | 0 | 0 | 1 | 0.29066 | 0.083506 | 1
4357 | 0.231 | 0.11132 | 0 | 1 | 0 | 0 | 1 | 0.231 | 0.11132 | 1
4358 | 0.255 | 0.097945 | 0 | 1 | 0 | 0 | 1 | 0.255 | 0.097945 | 1
4359 | 0.20207 | 0.09906 | 0 | 1 | 0 | 0 | 1 | 0.20207 | 0.09906 | 1
4360 | 0.12721 | 0.10805 | 0 | 1 | 0 | 1 | 1 | 0.12721 | 0.10805 | 1
4361 | 0.047101 | 0.076223 | 0 | 1 | 0 | 1 | 1 | 0.047101 | 0.076223 | 1
4362 | 0 | 0.058923 | 0 | 1 | 0 | 1 | 1 | 0 | 0.058923 | 1
4363 | 0 | 0.054586 | 0 | 1 | 0 | 1 | 1 | 0 | 0.054586 | 1
4364 | 0 | 0.012571 | 0 | 1 | 0 | 0 | 1 | 0 | 0.012571 | 1
4365 | 0 | 0.015142 | 0 | 1 | 0 | 0 | 1 | 0 | 0.015142 | 1
4366 | 0 | 0.016528 | 0 | 1 | 0 | 0 | 1 | 0 | 0.016528 | 1
4367 | 0 | 0.038983 | 0 | 1 | 0 | 0 | 1 | 0 | 0.038983 | 1
4368 | 0 | 0.028019 | 0 | 1 | 0 | 0 | 1 | 0 | 0.028019 | 1
4369 | 0 | 0 | 0 | 1 | 0 | 0 | 1 | 0 | 0 | 1
4370 | 0 | 0.0061443 | 0 | 1 | 0 | 0 | 1 | 0 | 0.0061443 | 1
4371 | 0 | 0 | 0 | 1 | 0 | 0 | 1 | 0 | 0 | 1
4372 | 0 | 0 | 0 | 1 | 0 | 0 | 1 | 0 | 0 | 1
4373 | 0 | 0 | 0 | 1 | 0 | 0 | 1 | 0 | 0 | 1
4374 | 0 | 0.0060446 | 0 | 1 | 0 | 1 | 1 | 0 | 0.0060446 | 1
4375 | 0 | 0.05407 | 0 | 1 | 0 | 1 | 1 | 0 | 0.05407 | 1
4376 | 0 | 0.048185 | 0 | 1 | 0 | 1 | 1 | 0 | 0.048185 | 1
4377 | 0.069735 | 0.059049 | 0 | 1 | 0 | 0 | 1 | 0.069735 | 0.059049 | 1
4378 | 0.10741 | 0.086226 | 0 | 1 | 0 | 0 | 1 | 0.10741 | 0.086226 | 1
4379 | 0.16367 | 0.10647 | 0 | 1 | 0 | 0 | 1 | 0.16367 | 0.10647 | 1
4380 | 0.2602 | 0.1073 | 0 | 1 | 0 | 0 | 1 | 0.2602 | 0.1073 | 1
4381 | 0.21637 | 0.14022 | 0 | 1 | 0 | 0 | 1 | 0.21637 | 0.14022 | 1
4382 | 0.20982 | 0.12975 | 0 | 1 | 0 | 0 | 1 | 0.20982 | 0.12975 | 1
4383 | 0.18257 | 0.13433 | 0 | 1 | 0 | 0 | 1 | 0.18257 | 0.13433 | 1
4384 | 0.13263 | 0.14168 | 0 | 1 | 0 | 1 | 1 | 0.13263 | 0.14168 | 1
4385 | 0.053714 | 0.11985 | 0 | 1 | 0 | 1 | 1 | 0.053714 | 0.11985 | 1
4386 | 0 | 0.10447 | 0 | 1 | 0 | 1 | 1 | 0 | 0.10447 | 1
4387 | 0 | 0.10657 | 0 | 1 | 0 | 1 | 1 | 0 | 0.10657 | 1
4388 | 0 | 0.062674 | 0 | 1 | 0 | 0 | 1 | 0 | 0.062674 | 1
4389 | 0 | 0.067593 | 0 | 1 | 0 | 0 | 1 | 0 | 0.067593 | 1
4390 | 0 | 0.063453 | 0 | 1 | 0 | 0 | 1 | 0 | 0.063453 | 1
4391 | 0 | 0.077223 | 0 | 1 | 0 | 0 | 1 | 0 | 0.077223 | 1
4392 | 0 | 0.054604 | 0 | 1 | 0 | 0 | 1 | 0 | 0.054604 | 1
4393 | 0 | 0 | 0 | 1 | 0 | 0 | 1 | 0 | 0 | 1
4394 | 0 | 0.025126 | 0 | 1 | 0 | 0 | 1 | 0 | 0.025126 | 1
4395 | 0 | 0.011896 | 0 | 1 | 0 | 0 | 1 | 0 | 0.011896 | 1
4396 | 0 | 0.013141 | 0 | 1 | 0 | 0 | 1 | 0 | 0.013141 | 1
4397 | 0 | 0.024325 | 0 | 1 | 0 | 0 | 1 | 0 | 0.024325 | 1
4398 | 0 | 0.036308 | 0 | 1 | 0 | 1 | 1 | 0 | 0.036308 | 1
4399 | 0 | 0.0864 | 0 | 1 | 0 | 1 | 1 | 0 | 0.0864 | 1
4400 | 0 | 0.075277 | 0 | 1 | 0 | 1 | 1 | 0 | 0.075277 | 1
4401 | 0.044916 | 0.10416 | 0 | 1 | 0 | 0 | 1 | 0.044916 | 0.10416 | 1
4402 | 0.12703 | 0.13386 | 0 | 1 | 0 | 0 | 1 | 0.12703 | 0.13386 | 1
4403 | 0.17512 | 0.13915 | 0 | 1 | 0 | 0 | 1 | 0.17512 | 0.13915 | 1
4404 | 0.23525 | 0.16327 | 0 | 1 | 0 | 0 | 1 | 0.23525 | 0.16327 | 1
4405 | 0.25234 | 0.189 | 0 | 1 | 0 | 0 | 1 | 0.25234 | 0.189 | 1
4406 | 0.22977 | 0.17478 | 0 | 1 | 0 | 0 | 1 | 0.22977 | 0.17478 | 1
4407 | 0.20738 | 0.20241 | 0 | 1 | 0 | 0 | 1 | 0.20738 | 0.20241 | 1
4408 | 0.15272 | 0.21233 | 0 | 1 | 0 | 1 | 1 | 0.15272 | 0.21233 | 1
4409 | 0.059058 | 0.19686 | 0 | 1 | 0 | 1 | 1 | 0.059058 | 0.19686 | 1
4410 | 0 | 0.16127 | 0 | 1 | 0 | 1 | 1 | 0 | 0.16127 | 1
4411 | 0 | 0.13799 | 0 | 1 | 0 | 1 | 1 | 0 | 0.13799 | 1
4412 | 0 | 0.097933 | 0 | 1 | 0 | 0 | 1 | 0 | 0.097933 | 1
4413 | 0 | 0.099399 | 0 | 1 | 0 | 0 | 1 | 0 | 0.099399 | 1
4414 | 0 | 0.099841 | 0 | 1 | 0 | 0 | 1 | 0 | 0.099841 | 1
4415 | 0 | 0.10451 | 0 | 1 | 0 | 0 | 1 | 0 | 0.10451 | 1
4416 | 0 | 0.10642 | 0 | 1 | 0 | 0 | 1 | 0 | 0.10642 | 1
4417 | 0 | 0.023249 | 0 | 1 | 0 | 0 | 1 | 0 | 0.023249 | 1
4418 | 0 | 0.069001 | 0 | 1 | 0 | 0 | 1 | 0 | 0.069001 | 1
4419 | 0 | 0.053244 | 0 | 1 | 0 | 0 | 1 | 0 | 0.053244 | 1
4420 | 0 | 0.05012 | 0 | 1 | 0 | 0 | 1 | 0 | 0.05012 | 1
4421 | 0 | 0.058092 | 0 | 1 | 0 | 0 | 1 | 0 | 0.058092 | 1
4422 | 0 | 0.063543 | 0 | 1 | 0 | 1 | 1 | 0 | 0.063543 | 1
4423 | 0 | 0.10567 | 0 | 1 | 0 | 1 | 1 | 0 | 0.10567 | 1
4424 | 0 | 0.10259 | 0 | 1 | 0 | 1 | 1 | 0 | 0.10259 | 1
4425 | 0.026086 | 0.10443 | 0 | 1 | 0 | 0 | 1 | 0.026086 | 0.10443 | 1
4426 | 0.11973 | 0.131 | 0 | 1 | 0 | 0 | 1 | 0.11973 | 0.131 | 1
4427 | 0.18359 | 0.15502 | 0 | 1 | 0 | 0 | 1 | 0.18359 | 0.15502 | 1
4428 | 0.23555 | 0.18162 | 0 | 1 | 0 | 0 | 1 | 0.23555 | 0.18162 | 1
4429 | 0.24922 | 0.1899 | 0 | 1 | 0 | 0 | 1 | 0.24922 | 0.1899 | 1
4430 | 0.22963 | 0.19765 | 0 | 1 | 0 | 0 | 1 | 0.22963 | 0.19765 | 1
4431 | 0.17512 | 0.21155 | 0 | 1 | 0 | 0 | 1 | 0.17512 | 0.21155 | 1
4432 | 0.15254 | 0.21416 | 0 | 1 | 0 | 1 | 1 | 0.15254 | 0.21416 | 1
4433 | 0.058696 | 0.18472 | 0 | 1 | 0 | 1 | 1 | 0.058696 | 0.18472 | 1
4434 | 0 | 0.18139 | 0 | 1 | 0 | 1 | 1 | 0 | 0.18139 | 1
4435 | 0 | 0.14022 | 6.8078e-05 | 1 | 0 | 1 | 1 | 0 | 0.14022 | 1
4436 | 0 | 0.11354 | 0.00061073 | 1 | 0 | 0 | 1 | 0 | 0.11354 | 1
4437 | 0 | 0.10416 | 0.0014268 | 1 | 0 | 0 | 1 | 0 | 0.10416 | 1
4438 | 0 | 0.10067 | 0.00093696 | 1 | 0 | 0 | 1 | 0 | 0.10067 | 1
4439 | 0 | 0.08441 | 0 | 1 | 0 | 0 | 1 | 0 | 0.08441 | 1
4440 | 0 | 0.06941 | 0 | 1 | 0 | 0 | 1 | 0 | 0.06941 | 1
4441 | 0 | 0.083083 | 0 | 1 | 0 | 0 | 1 | 0 | 0.083083 | 1
4442 | 0 | 0.034613 | 0 | 1 | 0 | 0 | 1 | 0 | 0.034613 | 1
4443 | 0 | 0.034323 | 0 | 1 | 0 | 0 | 1 | 0 | 0.034323 | 1
4444 | 0 | 0.032757 | 0 | 1 | 0 | 0 | 1 | 0 | 0.032757 | 1
4445 | 0 | 0.030765 | 0 | 1 | 0 | 0 | 1 | 0 | 0.030765 | 1
4446 | 0 | 0.01979 | 0 | 1 | 0 | 1 | 1 | 0 | 0.01979 | 1
4447 | 0 | 0.055764 | 0 | 1 | 0 | 1 | 1 | 0 | 0.055764 | 1
4448 | 0 | 0.071526 | 0 | 1 | 0 | 1 | 1 | 0 | 0.071526 | 1
4449 | 0.038409 | 0.068319 | 0 | 1 | 0 | 0 | 1 | 0.038409 | 0.068319 | 1
4450 | 0.15515 | 0.10092 | 0 | 1 | 0 | 0 | 1 | 0.15515 | 0.10092 | 1
4451 | 0.25901 | 0.12337 | 0 | 1 | 0 | 0 | 1 | 0.25901 | 0.12337 | 1
4452 | 0.24635 | 0.16395 | 0 | 1 | 0 | 0 | 1 | 0.24635 | 0.16395 | 1
4453 | 0.29544 | 0.17568 | 0 | 1 | 0 | 0 | 1 | 0.29544 | 0.17568 | 1
4454 | 0.28015 | 0.1794 | 0 | 1 | 0 | 0 | 1 | 0.28015 | 0.1794 | 1
4455 | 0.23957 | 0.17513 | 0 | 1 | 0 | 0 | 1 | 0.23957 | 0.17513 | 1
4456 | 0.17359 | 0.17988 | 0 | 1 | 0 | 1 | 1 | 0.17359 | 0.17988 | 1
4457 | 0.037887 | 0.15348 | 0 | 1 | 0 | 1 | 1 | 0.037887 | 0.15348 | 1
4458 | 0 | 0.14043 | 0 | 1 | 0 | 1 | 1 | 0 | 0.14043 | 1
4459 | 0 | 0.10739 | 0 | 1 | 0 | 1 | 1 | 0 | 0.10739 | 1
4460 | 0 | 0.095558 | 0 | 1 | 0 | 0 | 1 | 0 | 0.095558 | 1
4461 | 0 | 0.094212 | 0 | 1 | 0 | 0 | 1 | 0 | 0.094212 | 1
4462 | 0 | 0.085991 | 0 | 1 | 0 | 0 | 1 | 0 | 0.085991 | 1
4463 | 0 | 0.082769 | 0 | 1 | 0 | 0 | 1 | 0 | 0.082769 | 1
4464 | 0 | 0.077737 | 0 | 1 | 0 | 0 | 1 | 0 | 0.077737 | 1
4465 | 0 | 0.048229 | 0 | 1 | 0 | 0 | 1 | 0 | 0.048229 | 1
4466 | 0 | 0.055375 | 0 | 1 | 0 | 0 | 1 | 0 | 0.055375 | 1
4467 | 0 | 0.060519 | 0 | 1 | 0 | 0 | 1 | 0 | 0.060519 | 1
4468 | 0 | 0.056053 | 0 | 1 | 0 | 0 | 1 | 0 | 0.056053 | 1
4469 | 0 | 0.053013 | 0 | 1 | 0 | 0 | 1 | 0 | 0.053013 | 1
4470 | 0 | 0.056143 | 0 | 1 | 0 | 1 | 1 | 0 | 0.056143 | 1
4471 | 0 | 0.057857 | 0 | 1 | 0 | 1 | 1 | 0 | 0.057857 | 1
4472 | 0 | 0.085083 | 0 | 1 | 0 | 1 | 1 | 0 | 0.085083 | 1
4473 | 0.057023 | 0.064652 | 0 | 1 | 0 | 0 | 1 | 0.057023 | 0.064652 | 1
4474 | 0.13739 | 0.080891 | 0 | 1 | 0 | 0 | 1 | 0.13739 | 0.080891 | 1
4475 | 0.29362 | 0.10527 | 0 | 1 | 0 | 0 | 1 | 0.29362 | 0.10527 | 1
4476 | 0.31176 | 0.13657 | 0 | 1 | 0 | 0 | 1 | 0.31176 | 0.13657 | 1
4477 | 0.33907 | 0.15969 | 0 | 1 | 0 | 0 | 1 | 0.33907 | 0.15969 | 1
4478 | 0.2994 | 0.17449 | 0 | 1 | 0 | 0 | 1 | 0.2994 | 0.17449 | 1
4479 | 0.29493 | 0.16659 | 0 | 1 | 0 | 0 | 1 | 0.29493 | 0.16659 | 1
4480 | 0.18997 | 0.14924 | 0 | 1 | 0 | 1 | 1 | 0.18997 | 0.14924 | 1
4481 | 0.086344 | 0.1278 | 0 | 1 | 0 | 1 | 1 | 0.086344 | 0.1278 | 1
4482 | 0 | 0.14203 | 0 | 1 | 0 | 1 | 1 | 0 | 0.14203 | 1
4483 | 0 | 0.1265 | 0 | 1 | 0 | 1 | 1 | 0 | 0.1265 | 1
4484 | 0 | 0.11346 | 0 | 1 | 0 | 0 | 1 | 0 | 0.11346 | 1
4485 | 0 | 0.11273 | 0 | 1 | 0 | 0 | 1 | 0 | 0.11273 | 1
4486 | 0 | 0.092707 | 0 | 1 | 0 | 0 | 1 | 0 | 0.092707 | 1
4487 | 0 | 0.088747 | 0 | 1 | 0 | 0 | 1 | 0 | 0.088747 | 1
4488 | 0 | 0.068647 | 0 | 1 | 0 | 0 | 1 | 0 | 0.068647 | 1
4489 | 0 | 0.048479 | 0 | 1 | 0 | 0 | 1 | 0 | 0.048479 | 1
4490 | 0 | 0.036456 | 0 | 1 | 0 | 0 | 1 | 0 | 0.036456 | 1
4491 | 0 | 0.041808 | 0 | 1 | 0 | 0 | 1 | 0 | 0.041808 | 1
4492 | 0 | 0.04532 | 0 | 1 | 0 | 0 | 1 | 0 | 0.04532 | 1
4493 | 0 | 0.054066 | 0 | 1 | 0 | 0 | 1 | 0 | 0.054066 | 1
4494 | 0 | 0.054944 | 0 | 1 | 0 | 1 | 1 | 0 | 0.054944 | 1
4495 | 0 | 0.051758 | 0 | 1 | 0 | 1 | 1 | 0 | 0.051758 | 1
4496 | 0 | 0.081533 | 0 | 1 | 0 | 1 | 1 | 0 | 0.081533 | 1
4497 | 0.040556 | 0.094164 | 0 | 1 | 0 | 0 | 1 | 0.040556 | 0.094164 | 1
4498 | 0.10292 | 0.10996 | 0 | 1 | 0 | 0 | 1 | 0.10292 | 0.10996 | 1
4499 | 0.31965 | 0.12596 | 0 | 1 | 0 | 0 | 1 | 0.31965 | 0.12596 | 1
4500 | 0.31218 | 0.15595 | 0 | 1 | 0 | 0 | 1 | 0.31218 | 0.15595 | 1
4501 | 0.35269 | 0.19081 | 0 | 1 | 0 | 0 | 1 | 0.35269 | 0.19081 | 1
4502 | 0.31629 | 0.20111 | 0 | 1 | 0 | 0 | 1 | 0.31629 | 0.20111 | 1
4503 | 0.32113 | 0.18867 | 0 | 1 | 0 | 0 | 1 | 0.32113 | 0.18867 | 1
4504 | 0.16891 | 0.16912 | 0 | 1 | 0 | 1 | 1 | 0.16891 | 0.16912 | 1
4505 | 0.066689 | 0.16151 | 0 | 1 | 0 | 1 | 1 | 0.066689 | 0.16151 | 1
4506 | 0 | 0.14843 | 0 | 1 | 0 | 1 | 1 | 0 | 0.14843 | 1
4507 | 0 | 0.14565 | 0 | 1 | 0 | 1 | 1 | 0 | 0.14565 | 1
4508 | 0 | 0.13898 | 0 | 1 | 0 | 0 | 1 | 0 | 0.13898 | 1
4509 | 0 | 0.14391 | 0 | 1 | 0 | 0 | 1 | 0 | 0.14391 | 1
4510 | 0 | 0.1402 | 0 | 1 | 0 | 0 | 1 | 0 | 0.1402 | 1
4511 | 0 | 0.15124 | 0 | 1 | 0 | 0 | 1 | 0 | 0.15124 | 1
4512 | 0 | 0.13942 | 0 | 1 | 0 | 0 | 1 | 0 | 0.13942 | 1
4513 | 0 | 0.030284 | 0 | 1 | 0 | 0 | 1 | 0 | 0.030284 | 1
4514 | 0 | 0.092623 | 0 | 1 | 0 | 0 | 1 | 0 | 0.092623 | 1
4515 | 0 | 0.088088 | 0 | 1 | 0 | 0 | 1 | 0 | 0.088088 | 1
4516 | 0 | 0.092045 | 0 | 1 | 0 | 0 | 1 | 0 | 0.092045 | 1
4517 | 0 | 0.090764 | 0 | 1 | 0 | 0 | 1 | 0 | 0.090764 | 1
4518 | 0 | 0.090059 | 0 | 1 | 0 | 1 | 1 | 0 | 0.090059 | 1
4519 | 0 | 0.095187 | 0 | 1 | 0 | 1 | 1 | 0 | 0.095187 | 1
4520 | 0 | 0.10017 | 0 | 1 | 0 | 1 | 1 | 0 | 0.10017 | 1
4521 | 0.097807 | 0.12478 | 0 | 1 | 0 | 0 | 1 | 0.097807 | 0.12478 | 1
4522 | 0.16889 | 0.14487 | 0 | 1 | 0 | 0 | 1 | 0.16889 | 0.14487 | 1
4523 | 0.28458 | 0.16681 | 0 | 1 | 0 | 0 | 1 | 0.28458 | 0.16681 | 1
4524 | 0.27927 | 0.19421 | 0 | 1 | 0 | 0 | 1 | 0.27927 | 0.19421 | 1
4525 | 0.28274 | 0.22719 | 0 | 1 | 0 | 0 | 1 | 0.28274 | 0.22719 | 1
4526 | 0.29786 | 0.2485 | 0 | 1 | 0 | 0 | 1 | 0.29786 | 0.2485 | 1
4527 | 0.31596 | 0.24626 | 0 | 1 | 0 | 0 | 1 | 0.31596 | 0.24626 | 1
4528 | 0.16764 | 0.22124 | 0 | 1 | 0 | 1 | 1 | 0.16764 | 0.22124 | 1
4529 | 0.10059 | 0.21286 | 0 | 1 | 0 | 1 | 1 | 0.10059 | 0.21286 | 1
4530 | 0 | 0.21511 | 0 | 1 | 0 | 1 | 1 | 0 | 0.21511 | 1
4531 | 0 | 0.20131 | 0 | 1 | 0 | 1 | 1 | 0 | 0.20131 | 1
4532 | 0 | 0.18971 | 0 | 1 | 0 | 0 | 1 | 0 | 0.18971 | 1
4533 | 0 | 0.1832 | 0 | 1 | 0 | 0 | 1 | 0 | 0.1832 | 1
4534 | 0 | 0.17406 | 0 | 1 | 0 | 0 | 1 | 0 | 0.17406 | 1
4535 | 0 | 0.17009 | 0 | 1 | 0 | 0 | 1 | 0 | 0.17009 | 1
4536 | 0 | 0.1588 | 0 | 1 | 0 | 0 | 1 | 0 | 0.1588 | 1
4537 | 0 | 0.090375 | 0 | 1 | 0 | 0 | 1 | 0 | 0.090375 | 1
4538 | 0 | 0.07441 | 0 | 1 | 0 | 0 | 1 | 0 | 0.07441 | 1
4539 | 0 | 0.080307 | 0 | 1 | 0 | 0 | 1 | 0 | 0.080307 | 1
4540 | 0 | 0.069932 | 0 | 1 | 0 | 0 | 1 | 0 | 0.069932 | 1
4541 | 0 | 0.07463 | 0 | 1 | 0 | 0 | 1 | 0 | 0.07463 | 1
4542 | 0 | 0.086877 | 0 | 1 | 0 | 1 | 1 | 0 | 0.086877 | 1
4543 | 0 | 0.089295 | 0 | 1 | 0 | 1 | 1 | 0 | 0.089295 | 1
4544 | 0 | 0.1026 | 0 | 1 | 0 | 1 | 1 | 0 | 0.1026 | 1
4545 | 0.10276 | 0.12647 | 0 | 1 | 0 | 0 | 1 | 0.10276 | 0.12647 | 1
4546 | 0.20288 | 0.16431 | 0 | 1 | 0 | 0 | 1 | 0.20288 | 0.16431 | 1
4547 | 0.27956 | 0.18653 | 0 | 1 | 0 | 0 | 1 | 0.27956 | 0.18653 | 1
4548 | 0.27685 | 0.21807 | 0 | 1 | 0 | 0 | 1 | 0.27685 | 0.21807 | 1
4549 | 0.27249 | 0.24932 | 0 | 1 | 0 | 0 | 1 | 0.27249 | 0.24932 | 1
4550 | 0.37077 | 0.26139 | 0 | 1 | 0 | 0 | 1 | 0.37077 | 0.26139 | 1
4551 | 0.38512 | 0.24172 | 0 | 1 | 0 | 0 | 1 | 0.38512 | 0.24172 | 1
4552 | 0.22166 | 0.23259 | 0 | 1 | 0 | 1 | 1 | 0.22166 | 0.23259 | 1
4553 | 0.088532 | 0.21154 | 0 | 1 | 0 | 1 | 1 | 0.088532 | 0.21154 | 1
4554 | 0 | 0.2008 | 0 | 1 | 0 | 1 | 1 | 0 | 0.2008 | 1
4555 | 0 | 0.19341 | 0 | 1 | 0 | 1 | 1 | 0 | 0.19341 | 1
4556 | 0 | 0.1765 | 0 | 1 | 0 | 0 | 1 | 0 | 0.1765 | 1
4557 | 0 | 0.15948 | 0 | 1 | 0 | 0 | 1 | 0 | 0.15948 | 1
4558 | 0 | 0.15737 | 0 | 1 | 0 | 0 | 1 | 0 | 0.15737 | 1
4559 | 0 | 0.15235 | 0 | 1 | 0 | 0 | 1 | 0 | 0.15235 | 1
4560 | 0 | 0.13888 | 0 | 1 | 0 | 0 | 1 | 0 | 0.13888 | 1
4561 | 0 | 0.098448 | 0 | 1 | 0 | 0 | 1 | 0 | 0.098448 | 1
4562 | 0 | 0.04914 | 0 | 1 | 0 | 0 | 1 | 0 | 0.04914 | 1
4563 | 0 | 0.059779 | 0 | 1 | 0 | 0 | 1 | 0 | 0.059779 | 1
4564 | 0 | 0.053367 | 0 | 1 | 0 | 0 | 1 | 0 | 0.053367 | 1
4565 | 0 | 0.045955 | 0 | 1 | 0 | 0 | 1 | 0 | 0.045955 | 1
4566 | 0 | 0.044452 | 0 | 1 | 0 | 1 | 1 | 0 | 0.044452 | 1
4567 | 0 | 0.038361 | 0 | 1 | 0 | 1 | 1 | 0 | 0.038361 | 1
4568 | 0 | 0.062426 | 0 | 1 | 0 | 1 | 1 | 0 | 0.062426 | 1
4569 | 0.085009 | 0.080747 | 0 | 1 | 0 | 0 | 1 | 0.085009 | 0.080747 | 1
4570 | 0.23543 | 0.1148 | 0 | 1 | 0 | 0 | 1 | 0.23543 | 0.1148 | 1
4571 | 0.2222 | 0.14048 | 0 | 1 | 0 | 0 | 1 | 0.2222 | 0.14048 | 1
4572 | 0.25585 | 0.17464 | 0 | 1 | 0 | 0 | 1 | 0.25585 | 0.17464 | 1
4573 | 0.24397 | 0.19411 | 0 | 1 | 0 | 0 | 1 | 0.24397 | 0.19411 | 1
4574 | 0.33581 | 0.20805 | 0 | 1 | 0 | 0 | 1 | 0.33581 | 0.20805 | 1
4575 | 0.33322 | 0.19161 | 0 | 1 | 0 | 0 | 1 | 0.33322 | 0.19161 | 1
4576 | 0.23233 | 0.18788 | 0 | 1 | 0 | 1 | 1 | 0.23233 | 0.18788 | 1
4577 | 0.14388 | 0.12055 | 0 | 1 | 0 | 1 | 1 | 0.14388 | 0.12055 | 1
4578 | 0 | 0.15416 | 0 | 1 | 0 | 1 | 1 | 0 | 0.15416 | 1
4579 | 0 | 0.15567 | 0 | 1 | 0 | 1 | 1 | 0 | 0.15567 | 1
4580 | 0 | 0.12769 | 0 | 1 | 0 | 0 | 1 | 0 | 0.12769 | 1
4581 | 0 | 0.11203 | 0 | 1 | 0 | 0 | 1 | 0 | 0.11203 | 1
4582 | 0 | 0.095443 | 0 | 1 | 0 | 0 | 1 | 0 | 0.095443 | 1
4583 | 0 | 0.088328 | 0 | 1 | 0 | 0 | 1 | 0 | 0.088328 | 1
4584 | 0 | 0.077302 | 0 | 1 | 0 | 0 | 1 | 0 | 0.077302 | 1
4585 | 0 | 0.071113 | 0 | 1 | 0 | 0 | 1 | 0 | 0.071113 | 1
4586 | 0 | 0 | 0 | 1 | 0 | 0 | 1 | 0 | 0 | 1
4587 | 0 | 0.0060272 | 0 | 1 | 0 | 0 | 1 | 0 | 0.0060272 | 1
4588 | 0 | 0.00088237 | 0 | 1 | 0 | 0 | 1 | 0 | 0.00088237 | 1
4589 | 0 | 0.007461 | 0 | 1 | 0 | 0 | 1 | 0 | 0.007461 | 1
4590 | 0 | 0.011496 | 0 | 1 | 0 | 1 | 1 | 0 | 0.011496 | 1
4591 | 0 | 0 | 0 | 1 | 0 | 1 | 1 | 0 | 0 | 1
4592 | 0 | 0.012224 | 0 | 1 | 0 | 1 | 1 | 0 | 0.012224 | 1
4593 | 0.078241 | 0.034023 | 0 | 1 | 0 | 0 | 1 | 0.078241 | 0.034023 | 1
4594 | 0.22017 | 0.057738 | 0 | 1 | 0 | 0 | 1 | 0.22017 | 0.057738 | 1
4595 | 0.23416 | 0.073885 | 0 | 1 | 0 | 0 | 1 | 0.23416 | 0.073885 | 1
4596 | 0.27266 | 0.065769 | 0 | 1 | 0 | 0 | 1 | 0.27266 | 0.065769 | 1
4597 | 0.22159 | 0.07909 | 0 | 1 | 0 | 0 | 1 | 0.22159 | 0.07909 | 1
4598 | 0.26617 | 0.10508 | 0 | 1 | 0 | 0 | 1 | 0.26617 | 0.10508 | 1
4599 | 0.31958 | 0.10767 | 0 | 1 | 0 | 0 | 1 | 0.31958 | 0.10767 | 1
4600 | 0.21986 | 0.098038 | 0 | 1 | 0 | 1 | 1 | 0.21986 | 0.098038 | 1
4601 | 0.12197 | 0.056988 | 0 | 1 | 0 | 1 | 1 | 0.12197 | 0.056988 | 1
4602 | 0 | 0.061008 | 0 | 1 | 0 | 1 | 1 | 0 | 0.061008 | 1
4603 | 0 | 0.064093 | 0 | 1 | 0 | 1 | 1 | 0 | 0.064093 | 1
4604 | 0 | 0.060507 | 0 | 1 | 0 | 0 | 1 | 0 | 0.060507 | 1
4605 | 0 | 0.059187 | 0 | 1 | 0 | 0 | 1 | 0 | 0.059187 | 1
4606 | 0 | 0.063492 | 0 | 1 | 0 | 0 | 1 | 0 | 0.063492 | 1
4607 | 0 | 0.054984 | 0 | 1 | 0 | 0 | 1 | 0 | 0.054984 | 1
4608 | 0 | 0.054054 | 0 | 1 | 0 | 0 | 1 | 0 | 0.054054 | 1
4609 | 0 | 0.023907 | 0 | 1 | 0 | 0 | 1 | 0 | 0.023907 | 1
4610 | 0 | 0.00028863 | 0 | 1 | 0 | 0 | 1 | 0 | 0.00028863 | 1
4611 | 0 | 0.013669 | 0 | 1 | 0 | 0 | 1 | 0 | 0.013669 | 1
4612 | 0 | 0.00079168 | 0 | 1 | 0 | 0 | 1 | 0 | 0.00079168 | 1
4613 | 0 | 0.0042414 | 0 | 1 | 0 | 0 | 1 | 0 | 0.0042414 | 1
4614 | 0 | 0.0024554 | 0 | 1 | 0 | 1 | 1 | 0 | 0.0024554 | 1
4615 | 0 | 0 | 0 | 1 | 0 | 1 | 1 | 0 | 0 | 1
4616 | 0 | 0.0072383 | 0 | 1 | 0 | 1 | 1 | 0 | 0.0072383 | 1
4617 | 0.070453 | 0.024225 | 0 | 1 | 0 | 0 | 1 | 0.070453 | 0.024225 | 1
4618 | 0.15146 | 0.036503 | 0 | 1 | 0 | 0 | 1 | 0.15146 | 0.036503 | 1
4619 | 0.19027 | 0.063256 | 0 | 1 | 0 | 0 | 1 | 0.19027 | 0.063256 | 1
4620 | 0.23794 | 0.051476 | 0 | 1 | 0 | 0 | 1 | 0.23794 | 0.051476 | 1
4621 | 0.2383 | 0.059941 | 0 | 1 | 0 | 0 | 1 | 0.2383 | 0.059941 | 1
4622 | 0.24678 | 0.094623 | 0 | 1 | 0 | 0 | 1 | 0.24678 | 0.094623 | 1
4623 | 0.28095 | 0.11368 | 0 | 1 | 0 | 0 | 1 | 0.28095 | 0.11368 | 1
4624 | 0.22138 | 0.11744 | 0 | 1 | 0 | 1 | 1 | 0.22138 | 0.11744 | 1
4625 | 0.12143 | 0.082145 | 0 | 1 | 0 | 1 | 1 | 0.12143 | 0.082145 | 1
4626 | 0 | 0.080829 | 0 | 1 | 0 | 1 | 1 | 0 | 0.080829 | 1
4627 | 0 | 0.065104 | 0 | 1 | 0 | 1 | 1 | 0 | 0.065104 | 1
4628 | 0 | 0.063285 | 0 | 1 | 0 | 0 | 1 | 0 | 0.063285 | 1
4629 | 0 | 0.061625 | 0 | 1 | 0 | 0 | 1 | 0 | 0.061625 | 1
4630 | 0 | 0.070056 | 0 | 1 | 0 | 0 | 1 | 0 | 0.070056 | 1
4631 | 0 | 0.069122 | 0 | 1 | 0 | 0 | 1 | 0 | 0.069122 | 1
4632 | 0 | 0.064958 | 0 | 1 | 0 | 0 | 1 | 0 | 0.064958 | 1
4633 | 0 | 0.030188 | 0 | 1 | 0 | 0 | 1 | 0 | 0.030188 | 1
4634 | 0 | 0.043704 | 0 | 1 | 0 | 0 | 1 | 0 | 0.043704 | 1
4635 | 0 | 0.052845 | 0 | 1 | 0 | 0 | 1 | 0 | 0.052845 | 1
4636 | 0 | 0.023519 | 0 | 1 | 0 | 0 | 1 | 0 | 0.023519 | 1
4637 | 0 | 0.032991 | 0 | 1 | 0 | 0 | 1 | 0 | 0.032991 | 1
4638 | 0 | 0.030646 | 0 | 1 | 0 | 1 | 1 | 0 | 0.030646 | 1
4639 | 0 | 0.028174 | 0 | 1 | 0 | 1 | 1 | 0 | 0.028174 | 1
4640 | 0 | 0.015837 | 0 | 1 | 0 | 1 | 1 | 0 | 0.015837 | 1
4641 | 0.10034 | 0.04032 | 0 | 1 | 0 | 0 | 1 | 0.10034 | 0.04032 | 1
4642 | 0.12175 | 0.052275 | 0 | 1 | 0 | 0 | 1 | 0.12175 | 0.052275 | 1
4643 | 0.19505 | 0.075548 | 0 | 1 | 0 | 0 | 1 | 0.19505 | 0.075548 | 1
4644 | 0.22305 | 0.056009 | 0 | 1 | 0 | 0 | 1 | 0.22305 | 0.056009 | 1
4645 | 0.21307 | 0.078738 | 0 | 1 | 0 | 0 | 1 | 0.21307 | 0.078738 | 1
4646 | 0.2175 | 0.10666 | 0 | 1 | 0 | 0 | 1 | 0.2175 | 0.10666 | 1
4647 | 0.30007 | 0.14029 | 0 | 1 | 0 | 0 | 1 | 0.30007 | 0.14029 | 1
4648 | 0.19127 | 0.13717 | 0 | 1 | 0 | 1 | 1 | 0.19127 | 0.13717 | 1
4649 | 0.092831 | 0.1232 | 0 | 1 | 0 | 1 | 1 | 0.092831 | 0.1232 | 1
4650 | 0 | 0.10195 | 0 | 1 | 0 | 1 | 1 | 0 | 0.10195 | 1
4651 | 0 | 0.081283 | 0 | 1 | 0 | 1 | 1 | 0 | 0.081283 | 1
4652 | 0 | 0.088534 | 0 | 1 | 0 | 0 | 1 | 0 | 0.088534 | 1
4653 | 0 | 0.10023 | 0 | 1 | 0 | 0 | 1 | 0 | 0.10023 | 1
4654 | 0 | 0.11935 | 0 | 1 | 0 | 0 | 1 | 0 | 0.11935 | 1
4655 | 0 | 0.10323 | 0 | 1 | 0 | 0 | 1 | 0 | 0.10323 | 1
4656 | 0 | 0.090045 | 0 | 1 | 0 | 0 | 1 | 0 | 0.090045 | 1
4657 | 0 | 0.067975 | 0 | 1 | 0 | 0 | 1 | 0 | 0.067975 | 1
4658 | 0 | 0.10045 | 0 | 1 | 0 | 0 | 1 | 0 | 0.10045 | 1
4659 | 0 | 0.086304 | 0 | 1 | 0 | 0 | 1 | 0 | 0.086304 | 1
4660 | 0 | 0.061439 | 0 | 1 | 0 | 0 | 1 | 0 | 0.061439 | 1
4661 | 0 | 0.082403 | 0 | 1 | 0 | 0 | 1 | 0 | 0.082403 | 1
4662 | 0 | 0.052175 | 0 | 1 | 0 | 1 | 1 | 0 | 0.052175 | 1
4663 | 0 | 0.058685 | 0 | 1 | 0 | 1 | 1 | 0 | 0.058685 | 1
4664 | 0 | 0.052537 | 0 | 1 | 0 | 1 | 1 | 0 | 0.052537 | 1
4665 | 0.11697 | 0.078365 | 0 | 1 | 0 | 0 | 1 | 0.11697 | 0.078365 | 1
4666 | 0.13861 | 0.099125 | 0 | 1 | 0 | 0 | 1 | 0.13861 | 0.099125 | 1
4667 | 0.22158 | 0.13887 | 0 | 1 | 0 | 0 | 1 | 0.22158 | 0.13887 | 1
4668 | 0.22655 | 0.14934 | 0 | 1 | 0 | 0 | 1 | 0.22655 | 0.14934 | 1
4669 | 0.256 | 0.16921 | 0 | 1 | 0 | 0 | 1 | 0.256 | 0.16921 | 1
4670 | 0.23297 | 0.17136 | 0 | 1 | 0 | 0 | 1 | 0.23297 | 0.17136 | 1
4671 | 0.22197 | 0.20668 | 0 | 1 | 0 | 0 | 1 | 0.22197 | 0.20668 | 1
4672 | 0.1935 | 0.19717 | 0 | 1 | 0 | 1 | 1 | 0.1935 | 0.19717 | 1
4673 | 0.10313 | 0.17383 | 0 | 1 | 0 | 1 | 1 | 0.10313 | 0.17383 | 1
4674 | 0 | 0.18138 | 0 | 1 | 0 | 1 | 1 | 0 | 0.18138 | 1
4675 | 0 | 0.16539 | 0 | 1 | 0 | 1 | 1 | 0 | 0.16539 | 1
4676 | 0 | 0.14748 | 0 | 1 | 0 | 0 | 1 | 0 | 0.14748 | 1
4677 | 0 | 0.14834 | 0 | 1 | 0 | 0 | 1 | 0 | 0.14834 | 1
4678 | 0 | 0.12923 | 0 | 1 | 0 | 0 | 1 | 0 | 0.12923 | 1
4679 | 0 | 0.11986 | 0 | 1 | 0 | 0 | 1 | 0 | 0.11986 | 1
4680 | 0 | 0.10904 | 0 | 1 | 0 | 0 | 1 | 0 | 0.10904 | 1
4681 | 0 | 0.096744 | 0 | 1 | 0 | 0 | 1 | 0 | 0.096744 | 1
4682 | 0 | 0.10588 | 0 | 1 | 0 | 0 | 1 | 0 | 0.10588 | 1
4683 | 0 | 0.096509 | 0 | 1 | 0 | 0 | 1 | 0 | 0.096509 | 1
4684 | 0 | 0.076553 | 0 | 1 | 0 | 0 | 1 | 0 | 0.076553 | 1
4685 | 0 | 0.11796 | 0 | 1 | 0 | 0 | 1 | 0 | 0.11796 | 1
4686 | 0 | 0.085343 | 0 | 1 | 0 | 1 | 1 | 0 | 0.085343 | 1
4687 | 0 | 0.095856 | 0 | 1 | 0 | 1 | 1 | 0 | 0.095856 | 1
4688 | 0 | 0.082011 | 0 | 1 | 0 | 1 | 1 | 0 | 0.082011 | 1
4689 | 0.11188 | 0.10995 | 0 | 1 | 0 | 0 | 1 | 0.11188 | 0.10995 | 1
4690 | 0.20444 | 0.11781 | 0 | 1 | 0 | 0 | 1 | 0.20444 | 0.11781 | 1
4691 | 0.24026 | 0.15866 | 0 | 1 | 0 | 0 | 1 | 0.24026 | 0.15866 | 1
4692 | 0.26748 | 0.16457 | 0 | 1 | 0 | 0 | 1 | 0.26748 | 0.16457 | 1
4693 | 0.27792 | 0.18934 | 0 | 1 | 0 | 0 | 1 | 0.27792 | 0.18934 | 1
4694 | 0.23344 | 0.18641 | 0 | 1 | 0 | 0 | 1 | 0.23344 | 0.18641 | 1
4695 | 0.22409 | 0.19995 | 0 | 1 | 0 | 0 | 1 | 0.22409 | 0.19995 | 1
4696 | 0.15911 | 0.20179 | 0 | 1 | 0 | 1 | 1 | 0.15911 | 0.20179 | 1
4697 | 0.07664 | 0.17069 | 0 | 1 | 0 | 1 | 1 | 0.07664 | 0.17069 | 1
4698 | 0 | 0.18104 | 0 | 1 | 0 | 1 | 1 | 0 | 0.18104 | 1
4699 | 0 | 0.16341 | 0 | 1 | 0 | 1 | 1 | 0 | 0.16341 | 1
4700 | 0 | 0.15906 | 0 | 1 | 0 | 0 | 1 | 0 | 0.15906 | 1
4701 | 0 | 0.14827 | 0 | 1 | 0 | 0 | 1 | 0 | 0.14827 | 1
4702 | 0 | 0.12436 | 0 | 1 | 0 | 0 | 1 | 0 | 0.12436 | 1
4703 | 0 | 0.10734 | 0 | 1 | 0 | 0 | 1 | 0 | 0.10734 | 1
4704 | 0 | 0.10335 | 0 | 1 | 0 | 0 | 1 | 0 | 0.10335 | 1
4705 | 0 | 0.1164 | 0 | 1 | 0 | 0 | 1 | 0 | 0.1164 | 1
4706 | 0 | 0.097711 | 0 | 1 | 0 | 0 | 1 | 0 | 0.097711 | 1
4707 | 0 | 0.075463 | 0 | 1 | 0 | 0 | 1 | 0 | 0.075463 | 1
4708 | 0 | 0.075079 | 0 | 1 | 0 | 0 | 1 | 0 | 0.075079 | 1
4709 | 0 | 0.094121 | 0 | 1 | 0 | 0 | 1 | 0 | 0.094121 | 1
4710 | 0 | 0.075059 | 0 | 1 | 0 | 1 | 1 | 0 | 0.075059 | 1
4711 | 0 | 0.10695 | 0 | 1 | 0 | 1 | 1 | 0 | 0.10695 | 1
4712 | 0 | 0.11363 | 0 | 1 | 0 | 1 | 1 | 0 | 0.11363 | 1
4713 | 0.083412 | 0.14436 | 0 | 1 | 0 | 0 | 1 | 0.083412 | 0.14436 | 1
4714 | 0.21103 | 0.17201 | 0 | 1 | 0 | 0 | 1 | 0.21103 | 0.17201 | 1
4715 | 0.24606 | 0.21082 | 0 | 1 | 0 | 0 | 1 | 0.24606 | 0.21082 | 1
4716 | 0.32441 | 0.22427 | 0 | 1 | 0 | 0 | 1 | 0.32441 | 0.22427 | 1
4717 | 0.3682 | 0.22542 | 0 | 1 | 0 | 0 | 1 | 0.3682 | 0.22542 | 1
4718 | 0.29702 | 0.21885 | 0 | 1 | 0 | 0 | 1 | 0.29702 | 0.21885 | 1
4719 | 0.22148 | 0.21669 | 0 | 1 | 0 | 0 | 1 | 0.22148 | 0.21669 | 1
4720 | 0.19933 | 0.22075 | 0 | 1 | 0 | 1 | 1 | 0.19933 | 0.22075 | 1
4721 | 0.066184 | 0.20367 | 0 | 1 | 0 | 1 | 1 | 0.066184 | 0.20367 | 1
4722 | 0 | 0.20635 | 0 | 1 | 0 | 1 | 1 | 0 | 0.20635 | 1
4723 | 0 | 0.18491 | 0 | 1 | 0 | 1 | 1 | 0 | 0.18491 | 1
4724 | 0 | 0.16808 | 0 | 1 | 0 | 0 | 1 | 0 | 0.16808 | 1
4725 | 0 | 0.13147 | 0 | 1 | 0 | 0 | 1 | 0 | 0.13147 | 1
4726 | 0 | 0.11577 | 0 | 1 | 0 | 0 | 1 | 0 | 0.11577 | 1
4727 | 0 | 0.12986 | 0 | 1 | 0 | 0 | 1 | 0 | 0.12986 | 1
4728 | 0 | 0.12277 | 0 | 1 | 0 | 0 | 1 | 0 | 0.12277 | 1
4729 | 0 | 0.10562 | 0 | 1 | 0 | 0 | 1 | 0 | 0.10562 | 1
4730 | 0 | 0.095922 | 0 | 1 | 0 | 0 | 1 | 0 | 0.095922 | 1
4731 | 0 | 0.099263 | 0 | 1 | 0 | 0 | 1 | 0 | 0.099263 | 1
4732 | 0 | 0.093856 | 0 | 1 | 0 | 0 | 1 | 0 | 0.093856 | 1
4733 | 0 | 0.085534 | 0 | 1 | 0 | 0 | 1 | 0 | 0.085534 | 1
4734 | 0 | 0.0849 | 0 | 1 | 0 | 1 | 1 | 0 | 0.0849 | 1
4735 | 0 | 0.10387 | 0 | 1 | 0 | 1 | 1 | 0 | 0.10387 | 1
4736 | 0 | 0.089207 | 0 | 1 | 0 | 1 | 1 | 0 | 0.089207 | 1
4737 | 0.04191 | 0.13014 | 0 | 1 | 0 | 0 | 1 | 0.04191 | 0.13014 | 1
4738 | 0.18017 | 0.16172 | 0 | 1 | 0 | 0 | 1 | 0.18017 | 0.16172 | 1
4739 | 0.18123 | 0.16748 | 0 | 1 | 0 | 0 | 1 | 0.18123 | 0.16748 | 1
4740 | 0.26538 | 0.15714 | 0 | 1 | 0 | 0 | 1 | 0.26538 | 0.15714 | 1
4741 | 0.35186 | 0.16929 | 0 | 1 | 0 | 0 | 1 | 0.35186 | 0.16929 | 1
4742 | 0.33659 | 0.17248 | 0 | 1 | 0 | 0 | 1 | 0.33659 | 0.17248 | 1
4743 | 0.25538 | 0.16569 | 0 | 1 | 0 | 0 | 1 | 0.25538 | 0.16569 | 1
4744 | 0.14506 | 0.1624 | 0 | 1 | 0 | 1 | 1 | 0.14506 | 0.1624 | 1
4745 | 0.025519 | 0.14852 | 0 | 1 | 0 | 1 | 1 | 0.025519 | 0.14852 | 1
4746 | 0 | 0.16626 | 0 | 1 | 0 | 1 | 1 | 0 | 0.16626 | 1
4747 | 0 | 0.15266 | 0 | 1 | 0 | 1 | 1 | 0 | 0.15266 | 1
4748 | 0 | 0.11267 | 0 | 1 | 0 | 0 | 1 | 0 | 0.11267 | 1
4749 | 0 | 0.088177 | 0 | 1 | 0 | 0 | 1 | 0 | 0.088177 | 1
4750 | 0 | 0.089424 | 0 | 1 | 0 | 0 | 1 | 0 | 0.089424 | 1
4751 | 0 | 0.10316 | 0 | 1 | 0 | 0 | 1 | 0 | 0.10316 | 1
4752 | 0 | 0.08908 | 0 | 1 | 0 | 0 | 1 | 0 | 0.08908 | 1
4753 | 0 | 0.10488 | 0 | 1 | 0 | 0 | 1 | 0 | 0.10488 | 1
4754 | 0 | 0.073561 | 0 | 1 | 0 | 0 | 1 | 0 | 0.073561 | 1
4755 | 0 | 0.069217 | 0 | 1 | 0 | 0 | 1 | 0 | 0.069217 | 1
4756 | 0 | 0.056062 | 0 | 1 | 0 | 0 | 1 | 0 | 0.056062 | 1
4757 | 0 | 0.034456 | 0 | 1 | 0 | 0 | 1 | 0 | 0.034456 | 1
4758 | 0 | 0.027332 | 0 | 1 | 0 | 1 | 1 | 0 | 0.027332 | 1
4759 | 0 | 0.053634 | 0 | 1 | 0 | 1 | 1 | 0 | 0.053634 | 1
4760 | 0 | 0.030849 | 0 | 1 | 0 | 1 | 1 | 0 | 0.030849 | 1
4761 | 0.061406 | 0.090491 | 0 | 1 | 0 | 0 | 1 | 0.061406 | 0.090491 | 1
4762 | 0.18047 | 0.13864 | 0 | 1 | 0 | 0 | 1 | 0.18047 | 0.13864 | 1
4763 | 0.23564 | 0.14979 | 0 | 1 | 0 | 0 | 1 | 0.23564 | 0.14979 | 1
4764 | 0.28985 | 0.15852 | 0 | 1 | 0 | 0 | 1 | 0.28985 | 0.15852 | 1
4765 | 0.34507 | 0.16943 | 0 | 1 | 0 | 0 | 1 | 0.34507 | 0.16943 | 1
4766 | 0.32058 | 0.18074 | 0 | 1 | 0 | 0 | 1 | 0.32058 | 0.18074 | 1
4767 | 0.22995 | 0.17323 | 0 | 1 | 0 | 0 | 1 | 0.22995 | 0.17323 | 1
4768 | 0.17673 | 0.14357 | 0 | 1 | 0 | 1 | 1 | 0.17673 | 0.14357 | 1
4769 | 0.060091 | 0.14249 | 0 | 1 | 0 | 1 | 1 | 0.060091 | 0.14249 | 1
4770 | 0 | 0.15604 | 0 | 1 | 0 | 1 | 1 | 0 | 0.15604 | 1
4771 | 0 | 0.14734 | 0 | 1 | 0 | 1 | 1 | 0 | 0.14734 | 1
4772 | 0 | 0.099007 | 0 | 1 | 0 | 0 | 1 | 0 | 0.099007 | 1
4773 | 0 | 0.083921 | 0 | 1 | 0 | 0 | 1 | 0 | 0.083921 | 1
4774 | 0 | 0.10669 | 0 | 1 | 0 | 0 | 1 | 0 | 0.10669 | 1
4775 | 0 | 0.10839 | 0 | 1 | 0 | 0 | 1 | 0 | 0.10839 | 1
4776 | 0 | 0.095247 | 0 | 1 | 0 | 0 | 1 | 0 | 0.095247 | 1
4777 | 0 | 0.071448 | 0 | 1 | 0 | 0 | 1 | 0 | 0.071448 | 1
4778 | 0 | 0.067681 | 0 | 1 | 0 | 0 | 1 | 0 | 0.067681 | 1
4779 | 0 | 0.068121 | 0 | 1 | 0 | 0 | 1 | 0 | 0.068121 | 1
4780 | 0 | 0.043453 | 0 | 1 | 0 | 0 | 1 | 0 | 0.043453 | 1
4781 | 0 | 0.032034 | 0 | 1 | 0 | 0 | 1 | 0 | 0.032034 | 1
4782 | 0 | 0.024808 | 0 | 1 | 0 | 1 | 1 | 0 | 0.024808 | 1
4783 | 0 | 0.028465 | 0 | 1 | 0 | 1 | 1 | 0 | 0.028465 | 1
4784 | 0 | 0.021912 | 0 | 1 | 0 | 1 | 1 | 0 | 0.021912 | 1
4785 | 0.10198 | 0.071336 | 0 | 1 | 0 | 0 | 1 | 0.10198 | 0.071336 | 1
4786 | 0.25155 | 0.1221 | 0 | 1 | 0 | 0 | 1 | 0.25155 | 0.1221 | 1
4787 | 0.24343 | 0.14423 | 0 | 1 | 0 | 0 | 1 | 0.24343 | 0.14423 | 1
4788 | 0.28565 | 0.15556 | 0 | 1 | 0 | 0 | 1 | 0.28565 | 0.15556 | 1
4789 | 0.29315 | 0.15971 | 0 | 1 | 0 | 0 | 1 | 0.29315 | 0.15971 | 1
4790 | 0.24119 | 0.17086 | 0 | 1 | 0 | 0 | 1 | 0.24119 | 0.17086 | 1
4791 | 0.20737 | 0.1715 | 0 | 1 | 0 | 0 | 1 | 0.20737 | 0.1715 | 1
4792 | 0.15991 | 0.15225 | 0 | 1 | 0 | 1 | 1 | 0.15991 | 0.15225 | 1
4793 | 0.073855 | 0.15507 | 0 | 1 | 0 | 1 | 1 | 0.073855 | 0.15507 | 1
4794 | 0 | 0.17108 | 0 | 1 | 0 | 1 | 1 | 0 | 0.17108 | 1
4795 | 0 | 0.16798 | 0 | 1 | 0 | 1 | 1 | 0 | 0.16798 | 1
4796 | 0 | 0.091339 | 0 | 1 | 0 | 0 | 1 | 0 | 0.091339 | 1
4797 | 0 | 0.06472 | 0 | 1 | 0 | 0 | 1 | 0 | 0.06472 | 1
4798 | 0 | 0.088739 | 0 | 1 | 0 | 0 | 1 | 0 | 0.088739 | 1
4799 | 0 | 0.090491 | 0 | 1 | 0 | 0 | 1 | 0 | 0.090491 | 1
4800 | 0 | 0.073062 | 0 | 1 | 0 | 0 | 1 | 0 | 0.073062 | 1
4801 | 0 | 0.073934 | 0 | 1 | 0 | 0 | 1 | 0 | 0.073934 | 1
4802 | 0 | 0.050044 | 0 | 1 | 0 | 0 | 1 | 0 | 0.050044 | 1
4803 | 0 | 0.056111 | 0 | 1 | 0 | 0 | 1 | 0 | 0.056111 | 1
4804 | 0 | 0.027719 | 0 | 1 | 0 | 0 | 1 | 0 | 0.027719 | 1
4805 | 0 | 0.034358 | 0 | 1 | 0 | 0 | 1 | 0 | 0.034358 | 1
4806 | 0 | 0 | 0 | 1 | 0 | 1 | 1 | 0 | 0 | 1
4807 | 0 | 0.023348 | 0 | 1 | 0 | 1 | 1 | 0 | 0.023348 | 1
4808 | 0 | 0.032932 | 0 | 1 | 0 | 1 | 1 | 0 | 0.032932 | 1
4809 | 0.14217 | 0.084278 | 0 | 1 | 0 | 0 | 1 | 0.14217 | 0.084278 | 1
4810 | 0.28549 | 0.14873 | 0 | 1 | 0 | 0 | 1 | 0.28549 | 0.14873 | 1
4811 | 0.28837 | 0.19052 | 0 | 1 | 0 | 0 | 1 | 0.28837 | 0.19052 | 1
4812 | 0.40296 | 0.21735 | 0 | 1 | 0 | 0 | 1 | 0.40296 | 0.21735 | 1
4813 | 0.32754 | 0.22283 | 0 | 1 | 0 | 0 | 1 | 0.32754 | 0.22283 | 1
4814 | 0.24167 | 0.2254 | 0 | 1 | 0 | 0 | 1 | 0.24167 | 0.2254 | 1
4815 | 0.21883 | 0.2141 | 0 | 1 | 0 | 0 | 1 | 0.21883 | 0.2141 | 1
4816 | 0.19137 | 0.19513 | 0 | 1 | 0 | 1 | 1 | 0.19137 | 0.19513 | 1
4817 | 0.12854 | 0.20593 | 0 | 1 | 0 | 1 | 1 | 0.12854 | 0.20593 | 1
4818 | 0 | 0.18916 | 0 | 1 | 0 | 1 | 1 | 0 | 0.18916 | 1
4819 | 0 | 0.1602 | 0 | 1 | 0 | 1 | 1 | 0 | 0.1602 | 1
4820 | 0 | 0.090223 | 0 | 1 | 0 | 0 | 1 | 0 | 0.090223 | 1
4821 | 0 | 0.068308 | 0 | 1 | 0 | 0 | 1 | 0 | 0.068308 | 1
4822 | 0 | 0.086598 | 0 | 1 | 0 | 0 | 1 | 0 | 0.086598 | 1
4823 | 0 | 0.097101 | 0 | 1 | 0 | 0 | 1 | 0 | 0.097101 | 1
4824 | 0 | 0.074983 | 0 | 1 | 0 | 0 | 1 | 0 | 0.074983 | 1
4825 | 0 | 0.061051 | 0 | 1 | 0 | 0 | 1 | 0 | 0.061051 | 1
4826 | 0 | 0.04519 | 0 | 1 | 0 | 0 | 1 | 0 | 0.04519 | 1
4827 | 0 | 0.043095 | 0 | 1 | 0 | 0 | 1 | 0 | 0.043095 | 1
4828 | 0 | 0.024116 | 0 | 1 | 0 | 0 | 1 | 0 | 0.024116 | 1
4829 | 0 | 0.039126 | 0 | 1 | 0 | 0 | 1 | 0 | 0.039126 | 1
4830 | 0 | 0.0023632 | 0 | 1 | 0 | 1 | 1 | 0 | 0.0023632 | 1
4831 | 0 | 0.025545 | 0 | 1 | 0 | 1 | 1 | 0 | 0.025545 | 1
4832 | 0 | 0.057174 | 0 | 1 | 0 | 1 | 1 | 0 | 0.057174 | 1
4833 | 0.096611 | 0.08948 | 0 | 1 | 0 | 0 | 1 | 0.096611 | 0.08948 | 1
4834 | 0.28007 | 0.11356 | 0 | 1 | 0 | 0 | 1 | 0.28007 | 0.11356 | 1
4835 | 0.27616 | 0.15728 | 0 | 1 | 0 | 0 | 1 | 0.27616 | 0.15728 | 1
4836 | 0.34087 | 0.17823 | 0 | 1 | 0 | 0 | 1 | 0.34087 | 0.17823 | 1
4837 | 0.27857 | 0.19572 | 0 | 1 | 0 | 0 | 1 | 0.27857 | 0.19572 | 1
4838 | 0.19756 | 0.21564 | 0 | 1 | 0 | 0 | 1 | 0.19756 | 0.21564 | 1
4839 | 0.17867 | 0.21755 | 0 | 1 | 0 | 0 | 1 | 0.17867 | 0.21755 | 1
4840 | 0.12786 | 0.20884 | 0 | 1 | 0 | 1 | 1 | 0.12786 | 0.20884 | 1
4841 | 0.044701 | 0.19978 | 0 | 1 | 0 | 1 | 1 | 0.044701 | 0.19978 | 1
4842 | 0 | 0.17103 | 0 | 1 | 0 | 1 | 1 | 0 | 0.17103 | 1
4843 | 0 | 0.15089 | 0 | 1 | 0 | 1 | 1 | 0 | 0.15089 | 1
4844 | 0 | 0.084888 | 0 | 1 | 0 | 0 | 1 | 0 | 0.084888 | 1
4845 | 0 | 0.06253 | 0 | 1 | 0 | 0 | 1 | 0 | 0.06253 | 1
4846 | 0 | 0.071526 | 0 | 1 | 0 | 0 | 1 | 0 | 0.071526 | 1
4847 | 0 | 0.099529 | 0 | 1 | 0 | 0 | 1 | 0 | 0.099529 | 1
4848 | 0 | 0.072479 | 0 | 1 | 0 | 0 | 1 | 0 | 0.072479 | 1
4849 | 0 | 0.056126 | 0 | 1 | 0 | 0 | 1 | 0 | 0.056126 | 1
4850 | 0 | 0.057211 | 0 | 1 | 0 | 0 | 1 | 0 | 0.057211 | 1
4851 | 0 | 0.047478 | 0 | 1 | 0 | 0 | 1 | 0 | 0.047478 | 1
4852 | 0 | 0.03388 | 0 | 1 | 0 | 0 | 1 | 0 | 0.03388 | 1
4853 | 0 | 0.036787 | 0 | 1 | 0 | 0 | 1 | 0 | 0.036787 | 1
4854 | 0 | 0.0051408 | 0 | 1 | 0 | 1 | 1 | 0 | 0.0051408 | 1
4855 | 0 | 0.039073 | 0 | 1 | 0 | 1 | 1 | 0 | 0.039073 | 1
4856 | 0 | 0.060361 | 0 | 1 | 0 | 1 | 1 | 0 | 0.060361 | 1
4857 | 0.041749 | 0.11156 | 0 | 1 | 0 | 0 | 1 | 0.041749 | 0.11156 | 1
4858 | 0.16848 | 0.12281 | 0 | 1 | 0 | 0 | 1 | 0.16848 | 0.12281 | 1
4859 | 0.22556 | 0.16384 | 0 | 1 | 0 | 0 | 1 | 0.22556 | 0.16384 | 1
4860 | 0.33156 | 0.18171 | 0 | 1 | 0 | 0 | 1 | 0.33156 | 0.18171 | 1
4861 | 0.29501 | 0.21924 | 0 | 1 | 0 | 0 | 1 | 0.29501 | 0.21924 | 1
4862 | 0.25078 | 0.23157 | 0 | 1 | 0 | 0 | 1 | 0.25078 | 0.23157 | 1
4863 | 0.2384 | 0.22125 | 0 | 1 | 0 | 0 | 1 | 0.2384 | 0.22125 | 1
4864 | 0.12159 | 0.20012 | 0 | 1 | 0 | 1 | 1 | 0.12159 | 0.20012 | 1
4865 | 0.025609 | 0.18932 | 0 | 1 | 0 | 1 | 1 | 0.025609 | 0.18932 | 1
4866 | 0 | 0.17056 | 0 | 1 | 0 | 1 | 1 | 0 | 0.17056 | 1
4867 | 0 | 0.13942 | 0 | 1 | 0 | 1 | 1 | 0 | 0.13942 | 1
4868 | 0 | 0.10253 | 0 | 1 | 0 | 0 | 1 | 0 | 0.10253 | 1
4869 | 0 | 0.089877 | 0 | 1 | 0 | 0 | 1 | 0 | 0.089877 | 1
4870 | 0 | 0.097627 | 0 | 1 | 0 | 0 | 1 | 0 | 0.097627 | 1
4871 | 0 | 0.10567 | 0 | 1 | 0 | 0 | 1 | 0 | 0.10567 | 1
4872 | 0 | 0.08063 | 0 | 1 | 0 | 0 | 1 | 0 | 0.08063 | 1
4873 | 0 | 0.046505 | 0 | 1 | 0 | 0 | 1 | 0 | 0.046505 | 1
4874 | 0 | 0.077811 | 0 | 1 | 0 | 0 | 1 | 0 | 0.077811 | 1
4875 | 0 | 0.056031 | 0 | 1 | 0 | 0 | 1 | 0 | 0.056031 | 1
4876 | 0 | 0.036203 | 0 | 1 | 0 | 0 | 1 | 0 | 0.036203 | 1
4877 | 0 | 0.031651 | 0 | 1 | 0 | 0 | 1 | 0 | 0.031651 | 1
4878 | 0 | 0.020926 | 0 | 1 | 0 | 1 | 1 | 0 | 0.020926 | 1
4879 | 0 | 0.048097 | 0 | 1 | 0 | 1 | 1 | 0 | 0.048097 | 1
4880 | 0 | 0.068112 | 0 | 1 | 0 | 1 | 1 | 0 | 0.068112 | 1
4881 | 0 | 0.10496 | 0 | 1 | 0 | 0 | 1 | 0 | 0.10496 | 1
4882 | 0.11075 | 0.11546 | 0 | 1 | 0 | 0 | 1 | 0.11075 | 0.11546 | 1
4883 | 0.16559 | 0.15353 | 0 | 1 | 0 | 0 | 1 | 0.16559 | 0.15353 | 1
4884 | 0.18882 | 0.14637 | 0 | 1 | 0 | 0 | 1 | 0.18882 | 0.14637 | 1
4885 | 0.2269 | 0.186 | 0 | 1 | 0 | 0 | 1 | 0.2269 | 0.186 | 1
4886 | 0.2212 | 0.21006 | 0 | 1 | 0 | 0 | 1 | 0.2212 | 0.21006 | 1
4887 | 0.21188 | 0.22875 | 0 | 1 | 0 | 0 | 1 | 0.21188 | 0.22875 | 1
4888 | 0.11873 | 0.23386 | 0 | 1 | 0 | 1 | 1 | 0.11873 | 0.23386 | 1
4889 | 0.0041791 | 0.19919 | 0 | 1 | 0 | 1 | 1 | 0.0041791 | 0.19919 | 1
4890 | 0 | 0.17169 | 0 | 1 | 0 | 1 | 1 | 0 | 0.17169 | 1
4891 | 0 | 0.12066 | 0 | 1 | 0 | 1 | 1 | 0 | 0.12066 | 1
4892 | 0 | 0.076432 | 0 | 1 | 0 | 0 | 1 | 0 | 0.076432 | 1
4893 | 0 | 0.068798 | 0 | 1 | 0 | 0 | 1 | 0 | 0.068798 | 1
4894 | 0 | 0.081149 | 0 | 1 | 0 | 0 | 1 | 0 | 0.081149 | 1
4895 | 0 | 0.09908 | 0 | 1 | 0 | 0 | 1 | 0 | 0.09908 | 1
4896 | 0 | 0.063825 | 0 | 1 | 0 | 0 | 1 | 0 | 0.063825 | 1
4897 | 0 | 0.06834 | 0 | 1 | 0 | 0 | 1 | 0 | 0.06834 | 1
4898 | 0 | 0.0729 | 0 | 1 | 0 | 0 | 1 | 0 | 0.0729 | 1
4899 | 0 | 0.053088 | 0 | 1 | 0 | 0 | 1 | 0 | 0.053088 | 1
4900 | 0 | 0.041069 | 0 | 1 | 0 | 0 | 1 | 0 | 0.041069 | 1
4901 | 0 | 0.033366 | 0 | 1 | 0 | 0 | 1 | 0 | 0.033366 | 1
4902 | 0 | 0.024133 | 0 | 1 | 0 | 1 | 1 | 0 | 0.024133 | 1
4903 | 0 | 0.048847 | 0 | 1 | 0 | 1 | 1 | 0 | 0.048847 | 1
4904 | 0 | 0.074675 | 0 | 1 | 0 | 1 | 1 | 0 | 0.074675 | 1
4905 | 0 | 0.084712 | 0 | 1 | 0 | 0 | 1 | 0 | 0.084712 | 1
4906 | 0.12608 | 0.12333 | 0 | 1 | 0 | 0 | 1 | 0.12608 | 0.12333 | 1
4907 | 0.17616 | 0.14026 | 0 | 1 | 0 | 0 | 1 | 0.17616 | 0.14026 | 1
4908 | 0.23533 | 0.13481 | 0 | 1 | 0 | 0 | 1 | 0.23533 | 0.13481 | 1
4909 | 0.2664 | 0.16292 | 0 | 1 | 0 | 0 | 1 | 0.2664 | 0.16292 | 1
4910 | 0.25275 | 0.16277 | 0 | 1 | 0 | 0 | 1 | 0.25275 | 0.16277 | 1
4911 | 0.28456 | 0.18055 | 0 | 1 | 0 | 0 | 1 | 0.28456 | 0.18055 | 1
4912 | 0.18414 | 0.16073 | 0 | 1 | 0 | 1 | 1 | 0.18414 | 0.16073 | 1
4913 | 0.067474 | 0.14027 | 0 | 1 | 0 | 1 | 1 | 0.067474 | 0.14027 | 1
4914 | 0 | 0.11743 | 0 | 1 | 0 | 1 | 1 | 0 | 0.11743 | 1
4915 | 0 | 0.087959 | 0 | 1 | 0 | 1 | 1 | 0 | 0.087959 | 1
4916 | 0 | 0.047606 | 0 | 1 | 0 | 0 | 1 | 0 | 0.047606 | 1
4917 | 0 | 0.038936 | 0 | 1 | 0 | 0 | 1 | 0 | 0.038936 | 1
4918 | 0 | 0.038908 | 0 | 1 | 0 | 0 | 1 | 0 | 0.038908 | 1
4919 | 0 | 0.063659 | 0 | 1 | 0 | 0 | 1 | 0 | 0.063659 | 1
4920 | 0 | 0.034621 | 0 | 1 | 0 | 0 | 1 | 0 | 0.034621 | 1
4921 | 0 | 0.062404 | 0 | 1 | 0 | 0 | 1 | 0 | 0.062404 | 1
4922 | 0 | 0.050646 | 0 | 1 | 0 | 0 | 1 | 0 | 0.050646 | 1
4923 | 0 | 0.038663 | 0 | 1 | 0 | 0 | 1 | 0 | 0.038663 | 1
4924 | 0 | 0.0058103 | 0 | 1 | 0 | 0 | 1 | 0 | 0.0058103 | 1
4925 | 0 | 0.014604 | 0 | 1 | 0 | 0 | 1 | 0 | 0.014604 | 1
4926 | 0 | 0.012345 | 0 | 1 | 0 | 1 | 1 | 0 | 0.012345 | 1
4927 | 0 | 0.030741 | 0 | 1 | 0 | 1 | 1 | 0 | 0.030741 | 1
4928 | 0 | 0.029966 | 0 | 1 | 0 | 1 | 1 | 0 | 0.029966 | 1
4929 | 0 | 0.050314 | 0 | 1 | 0 | 0 | 1 | 0 | 0.050314 | 1
4930 | 0.14703 | 0.087293 | 0 | 1 | 0 | 0 | 1 | 0.14703 | 0.087293 | 1
4931 | 0.19682 | 0.12209 | 0 | 1 | 0 | 0 | 1 | 0.19682 | 0.12209 | 1
4932 | 0.23759 | 0.12105 | 0 | 1 | 0 | 0 | 1 | 0.23759 | 0.12105 | 1
4933 | 0.29819 | 0.13677 | 0 | 1 | 0 | 0 | 1 | 0.29819 | 0.13677 | 1
4934 | 0.29711 | 0.14228 | 0 | 1 | 0 | 0 | 1 | 0.29711 | 0.14228 | 1
4935 | 0.26529 | 0.14913 | 0 | 1 | 0 | 0 | 1 | 0.26529 | 0.14913 | 1
4936 | 0.25704 | 0.13046 | 0 | 1 | 0 | 1 | 1 | 0.25704 | 0.13046 | 1
4937 | 0.094365 | 0.10632 | 0 | 1 | 0 | 1 | 1 | 0.094365 | 0.10632 | 1
4938 | 0 | 0.08193 | 0 | 1 | 0 | 1 | 1 | 0 | 0.08193 | 1
4939 | 0 | 0.064322 | 0 | 1 | 0 | 1 | 1 | 0 | 0.064322 | 1
4940 | 0 | 0.0060231 | 0 | 1 | 0 | 0 | 1 | 0 | 0.0060231 | 1
4941 | 0 | 0.0047676 | 0 | 1 | 0 | 0 | 1 | 0 | 0.0047676 | 1
4942 | 0 | 0.0053538 | 0 | 1 | 0 | 0 | 1 | 0 | 0.0053538 | 1
4943 | 0 | 0.037301 | 0 | 1 | 0 | 0 | 1 | 0 | 0.037301 | 1
4944 | 0 | 0.0035736 | 0 | 1 | 0 | 0 | 1 | 0 | 0.0035736 | 1
4945 | 0 | 0.027379 | 0 | 1 | 0 | 0 | 1 | 0 | 0.027379 | 1
4946 | 0 | 0.0039331 | 0 | 1 | 0 | 0 | 1 | 0 | 0.0039331 | 1
4947 | 0 | 0 | 0 | 1 | 0 | 0 | 1 | 0 | 0 | 1
4948 | 0 | 0 | 0 | 1 | 0 | 0 | 1 | 0 | 0 | 1
4949 | 0 | 0.0031428 | 0 | 1 | 0 | 0 | 1 | 0 | 0.0031428 | 1
4950 | 0 | 0.012762 | 0 | 1 | 0 | 1 | 1 | 0 | 0.012762 | 1
4951 | 0 | 0.010968 | 0 | 1 | 0 | 1 | 1 | 0 | 0.010968 | 1
4952 | 0 | 0.009654 | 0 | 1 | 0 | 1 | 1 | 0 | 0.009654 | 1
4953 | 0.059711 | 0.047096 | 0 | 1 | 0 | 0 | 1 | 0.059711 | 0.047096 | 1
4954 | 0.22573 | 0.068621 | 0 | 1 | 0 | 0 | 1 | 0.22573 | 0.068621 | 1
4955 | 0.31958 | 0.10897 | 0 | 1 | 0 | 0 | 1 | 0.31958 | 0.10897 | 1
4956 | 0.36191 | 0.14052 | 0 | 1 | 0 | 0 | 1 | 0.36191 | 0.14052 | 1
4957 | 0.39012 | 0.15365 | 0 | 1 | 0 | 0 | 1 | 0.39012 | 0.15365 | 1
4958 | 0.37893 | 0.1552 | 0 | 1 | 0 | 0 | 1 | 0.37893 | 0.1552 | 1
4959 | 0.33523 | 0.12224 | 0 | 1 | 0 | 0 | 1 | 0.33523 | 0.12224 | 1
4960 | 0.22688 | 0.10012 | 0 | 1 | 0 | 1 | 1 | 0.22688 | 0.10012 | 1
4961 | 0.074394 | 0.08562 | 0 | 1 | 0 | 1 | 1 | 0.074394 | 0.08562 | 1
4962 | 0 | 0.063128 | 0 | 1 | 0 | 1 | 1 | 0 | 0.063128 | 1
4963 | 0 | 0.05297 | 0 | 1 | 0 | 1 | 1 | 0 | 0.05297 | 1
4964 | 0 | 0.011362 | 0 | 1 | 0 | 0 | 1 | 0 | 0.011362 | 1
4965 | 0 | 0.0010298 | 0 | 1 | 0 | 0 | 1 | 0 | 0.0010298 | 1
4966 | 0 | 0 | 0 | 1 | 0 | 0 | 1 | 0 | 0 | 1
4967 | 0 | 0.013138 | 0 | 1 | 0 | 0 | 1 | 0 | 0.013138 | 1
4968 | 0 | 0 | 0 | 1 | 0 | 0 | 1 | 0 | 0 | 1
4969 | 0 | 0 | 0 | 1 | 0 | 0 | 1 | 0 | 0 | 1
4970 | 0 | 0.0018955 | 0 | 1 | 0 | 0 | 1 | 0 | 0.0018955 | 1
4971 | 0 | 0 | 0 | 1 | 0 | 0 | 1 | 0 | 0 | 1
4972 | 0 | 0 | 0 | 1 | 0 | 0 | 1 | 0 | 0 | 1
4973 | 0 | 0.0030875 | 0 | 1 | 0 | 0 | 1 | 0 | 0.0030875 | 1
4974 | 0 | 0.010052 | 0 | 1 | 0 | 1 | 1 | 0 | 0.010052 | 1
4975 | 0 | 0.016989 | 0 | 1 | 0 | 1 | 1 | 0 | 0.016989 | 1
4976 | 0 | 0.019463 | 0 | 1 | 0 | 1 | 1 | 0 | 0.019463 | 1
4977 | 0.052615 | 0.068754 | 0 | 1 | 0 | 0 | 1 | 0.052615 | 0.068754 | 1
4978 | 0.21495 | 0.11139 | 0 | 1 | 0 | 0 | 1 | 0.21495 | 0.11139 | 1
4979 | 0.29852 | 0.15831 | 0 | 1 | 0 | 0 | 1 | 0.29852 | 0.15831 | 1
4980 | 0.32749 | 0.18644 | 0 | 1 | 0 | 0 | 1 | 0.32749 | 0.18644 | 1
4981 | 0.34724 | 0.2033 | 0 | 1 | 0 | 0 | 1 | 0.34724 | 0.2033 | 1
4982 | 0.36916 | 0.22048 | 0 | 1 | 0 | 0 | 1 | 0.36916 | 0.22048 | 1
4983 | 0.31536 | 0.16739 | 0.0029837 | 1 | 0 | 0 | 1 | 0.31536 | 0.16739 | 1
4984 | 0.22867 | 0.16933 | 0.0021639 | 1 | 0 | 1 | 1 | 0.22867 | 0.16933 | 1
4985 | 0.10139 | 0.14929 | 0.0055978 | 1 | 0 | 1 | 1 | 0.10139 | 0.14929 | 1
4986 | 0 | 0.12604 | 0.0017773 | 1 | 0 | 1 | 1 | 0 | 0.12604 | 1
4987 | 0 | 0.095903 | 0 | 1 | 0 | 1 | 1 | 0 | 0.095903 | 1
4988 | 0 | 0.079596 | 0 | 1 | 0 | 0 | 1 | 0 | 0.079596 | 1
4989 | 0 | 0.057295 | 0 | 1 | 0 | 0 | 1 | 0 | 0.057295 | 1
4990 | 0 | 0.061047 | 0 | 1 | 0 | 0 | 1 | 0 | 0.061047 | 1
4991 | 0 | 0.061898 | 0 | 1 | 0 | 0 | 1 | 0 | 0.061898 | 1
4992 | 0 | 0.054963 | 0 | 1 | 0 | 0 | 1 | 0 | 0.054963 | 1
4993 | 0 | 0 | 0 | 1 | 0 | 0 | 1 | 0 | 0 | 1
4994 | 0 | 0.046452 | 0 | 1 | 0 | 0 | 1 | 0 | 0.046452 | 1
4995 | 0 | 0.026659 | 0.00074458 | 1 | 0 | 0 | 1 | 0 | 0.026659 | 1
4996 | 0 | 0.0097674 | 0.0018118 | 1 | 0 | 0 | 1 | 0 | 0.0097674 | 1
4997 | 0 | 0.027831 | 0.0029072 | 1 | 0 | 0 | 1 | 0 | 0.027831 | 1
4998 | 0 | 0.043872 | 0.0039035 | 1 | 0 | 1 | 1 | 0 | 0.043872 | 1
4999 | 0 | 0.055218 | 0.0052249 | 1 | 0 | 1 | 1 | 0 | 0.055218 | 1
5000 | 0 | 0.061559 | 0.0065287 | 1 | 0 | 1 | 1 | 0 | 0.061559 | 1
5001 | 0.108 | 0.12441 | 0.0082847 | 1 | 0 | 0 | 1 | 0.108 | 0.12441 | 1
5002 | 0.31462 | 0.18867 | 0.018773 | 1 | 0 | 0 | 1 | 0.31462 | 0.18867 | 1
5003 | 0.39227 | 0.20163 | 0.0056845 | 1 | 0 | 0 | 1 | 0.39227 | 0.20163 | 1
5004 | 0.38023 | 0.22946 | 0.006368 | 1 | 0 | 0 | 1 | 0.38023 | 0.22946 | 1
5005 | 0.36137 | 0.24898 | 0.0073473 | 1 | 0 | 0 | 1 | 0.36137 | 0.24898 | 1
5006 | 0.36242 | 0.27329 | 0.0085338 | 1 | 0 | 0 | 1 | 0.36242 | 0.27329 | 1
5007 | 0.3556 | 0.21255 | 0.0095677 | 1 | 0 | 0 | 1 | 0.3556 | 0.21255 | 1
5008 | 0.21421 | 0.22344 | 0.022285 | 1 | 0 | 1 | 1 | 0.21421 | 0.22344 | 1
5009 | 0.10066 | 0.22044 | 0.026178 | 1 | 0 | 1 | 1 | 0.10066 | 0.22044 | 1
5010 | 0 | 0.18176 | 0.018141 | 1 | 0 | 1 | 1 | 0 | 0.18176 | 1
5011 | 0 | 0.13487 | 0.0034205 | 1 | 0 | 1 | 1 | 0 | 0.13487 | 1
5012 | 0 | 0.14169 | 0 | 1 | 0 | 0 | 1 | 0 | 0.14169 | 1
5013 | 0 | 0.12225 | 0 | 1 | 0 | 0 | 1 | 0 | 0.12225 | 1
5014 | 0 | 0.12177 | 0 | 1 | 0 | 0 | 1 | 0 | 0.12177 | 1
5015 | 0 | 0.1042 | 0 | 1 | 0 | 0 | 1 | 0 | 0.1042 | 1
5016 | 0 | 0.1136 | 0 | 1 | 0 | 0 | 1 | 0 | 0.1136 | 1
5017 | 0 | 0.038204 | 0 | 1 | 0 | 0 | 1 | 0 | 0.038204 | 1
5018 | 0 | 0.092111 | 0 | 1 | 0 | 0 | 1 | 0 | 0.092111 | 1
5019 | 0 | 0.066655 | 0 | 1 | 0 | 0 | 1 | 0 | 0.066655 | 1
5020 | 0 | 0.050228 | 0 | 1 | 0 | 0 | 1 | 0 | 0.050228 | 1
5021 | 0 | 0.053767 | 0 | 1 | 0 | 0 | 1 | 0 | 0.053767 | 1
5022 | 0 | 0.056125 | 0 | 1 | 0 | 1 | 1 | 0 | 0.056125 | 1
5023 | 0 | 0.082971 | 0 | 1 | 0 | 1 | 1 | 0 | 0.082971 | 1
5024 | 0 | 0.10644 | 0 | 1 | 0 | 1 | 1 | 0 | 0.10644 | 1
5025 | 0.076809 | 0.15917 | 0 | 1 | 0 | 0 | 1 | 0.076809 | 0.15917 | 1
5026 | 0.28442 | 0.21935 | 0 | 1 | 0 | 0 | 1 | 0.28442 | 0.21935 | 1
5027 | 0.33811 | 0.22402 | 0 | 1 | 0 | 0 | 1 | 0.33811 | 0.22402 | 1
5028 | 0.38012 | 0.23735 | 0 | 1 | 0 | 0 | 1 | 0.38012 | 0.23735 | 1
5029 | 0.39412 | 0.28165 | 0 | 1 | 0 | 0 | 1 | 0.39412 | 0.28165 | 1
5030 | 0.39474 | 0.31101 | 0 | 1 | 0 | 0 | 1 | 0.39474 | 0.31101 | 1
5031 | 0.33191 | 0.28821 | 0 | 1 | 0 | 0 | 1 | 0.33191 | 0.28821 | 1
5032 | 0.28988 | 0.2693 | 0 | 1 | 0 | 1 | 1 | 0.28988 | 0.2693 | 1
5033 | 0.13358 | 0.27689 | 0 | 1 | 0 | 1 | 1 | 0.13358 | 0.27689 | 1
5034 | 0 | 0.25575 | 0 | 1 | 0 | 1 | 1 | 0 | 0.25575 | 1
5035 | 0 | 0.20743 | 0 | 1 | 0 | 1 | 1 | 0 | 0.20743 | 1
5036 | 0 | 0.19739 | 0 | 1 | 0 | 0 | 1 | 0 | 0.19739 | 1
5037 | 0 | 0.18223 | 0 | 1 | 0 | 0 | 1 | 0 | 0.18223 | 1
5038 | 0 | 0.1769 | 0 | 1 | 0 | 0 | 1 | 0 | 0.1769 | 1
5039 | 0 | 0.15842 | 0 | 1 | 0 | 0 | 1 | 0 | 0.15842 | 1
5040 | 0 | 0.18739 | 0 | 1 | 0 | 0 | 1 | 0 | 0.18739 | 1
5041 | 0 | 0.083338 | 0 | 1 | 0 | 0 | 1 | 0 | 0.083338 | 1
5042 | 0 | 0.11801 | 0 | 1 | 0 | 0 | 1 | 0 | 0.11801 | 1
5043 | 0 | 0.10029 | 0 | 1 | 0 | 0 | 1 | 0 | 0.10029 | 1
5044 | 0 | 0.075264 | 0 | 1 | 0 | 0 | 1 | 0 | 0.075264 | 1
5045 | 0 | 0.076593 | 0 | 1 | 0 | 0 | 1 | 0 | 0.076593 | 1
5046 | 0 | 0.090423 | 0 | 1 | 0 | 1 | 1 | 0 | 0.090423 | 1
5047 | 0 | 0.1082 | 0 | 1 | 0 | 1 | 1 | 0 | 0.1082 | 1
5048 | 0 | 0.11508 | 0 | 1 | 0 | 1 | 1 | 0 | 0.11508 | 1
5049 | 0.085745 | 0.17231 | 0 | 1 | 0 | 0 | 1 | 0.085745 | 0.17231 | 1
5050 | 0.27951 | 0.20612 | 0 | 1 | 0 | 0 | 1 | 0.27951 | 0.20612 | 1
5051 | 0.30589 | 0.21492 | 0 | 1 | 0 | 0 | 1 | 0.30589 | 0.21492 | 1
5052 | 0.32661 | 0.22946 | 0 | 1 | 0 | 0 | 1 | 0.32661 | 0.22946 | 1
5053 | 0.4083 | 0.24343 | 0 | 1 | 0 | 0 | 1 | 0.4083 | 0.24343 | 1
5054 | 0.41093 | 0.23974 | 0 | 1 | 0 | 0 | 1 | 0.41093 | 0.23974 | 1
5055 | 0.2536 | 0.25232 | 0 | 1 | 0 | 0 | 1 | 0.2536 | 0.25232 | 1
5056 | 0.21692 | 0.2638 | 0 | 1 | 0 | 1 | 1 | 0.21692 | 0.2638 | 1
5057 | 0.087093 | 0.27769 | 0 | 1 | 0 | 1 | 1 | 0.087093 | 0.27769 | 1
5058 | 0 | 0.20904 | 0 | 1 | 0 | 1 | 1 | 0 | 0.20904 | 1
5059 | 0 | 0.16277 | 0 | 1 | 0 | 1 | 1 | 0 | 0.16277 | 1
5060 | 0 | 0.15784 | 0 | 1 | 0 | 0 | 1 | 0 | 0.15784 | 1
5061 | 0 | 0.1525 | 0 | 1 | 0 | 0 | 1 | 0 | 0.1525 | 1
5062 | 0 | 0.16058 | 0 | 1 | 0 | 0 | 1 | 0 | 0.16058 | 1
5063 | 0 | 0.15604 | 0 | 1 | 0 | 0 | 1 | 0 | 0.15604 | 1
5064 | 0 | 0.15826 | 0 | 1 | 0 | 0 | 1 | 0 | 0.15826 | 1
5065 | 0 | 0.14583 | 0 | 1 | 0 | 0 | 1 | 0 | 0.14583 | 1
5066 | 0 | 0.092838 | 0 | 1 | 0 | 0 | 1 | 0 | 0.092838 | 1
5067 | 0 | 0.087881 | 0 | 1 | 0 | 0 | 1 | 0 | 0.087881 | 1
5068 | 0 | 0.098852 | 0 | 1 | 0 | 0 | 1 | 0 | 0.098852 | 1
5069 | 0 | 0.084853 | 0 | 1 | 0 | 0 | 1 | 0 | 0.084853 | 1
5070 | 0 | 0.069903 | 0 | 1 | 0 | 1 | 1 | 0 | 0.069903 | 1
5071 | 0 | 0.066884 | 0 | 1 | 0 | 1 | 1 | 0 | 0.066884 | 1
5072 | 0 | 0.098003 | 0 | 1 | 0 | 1 | 1 | 0 | 0.098003 | 1
5073 | 0.00041796 | 0.136 | 0 | 1 | 0 | 0 | 1 | 0.00041796 | 0.136 | 1
5074 | 0.12531 | 0.16592 | 0 | 1 | 0 | 0 | 1 | 0.12531 | 0.16592 | 1
5075 | 0.15654 | 0.18703 | 0 | 1 | 0 | 0 | 1 | 0.15654 | 0.18703 | 1
5076 | 0.2267 | 0.20004 | 0 | 1 | 0 | 0 | 1 | 0.2267 | 0.20004 | 1
5077 | 0.25342 | 0.20308 | 0 | 1 | 0 | 0 | 1 | 0.25342 | 0.20308 | 1
5078 | 0.27642 | 0.21859 | 0 | 1 | 0 | 0 | 1 | 0.27642 | 0.21859 | 1
5079 | 0.18059 | 0.23992 | 0 | 1 | 0 | 0 | 1 | 0.18059 | 0.23992 | 1
5080 | 0.17193 | 0.23873 | 0 | 1 | 0 | 1 | 1 | 0.17193 | 0.23873 | 1
5081 | 0.068863 | 0.24433 | 0 | 1 | 0 | 1 | 1 | 0.068863 | 0.24433 | 1
5082 | 0 | 0.19929 | 0 | 1 | 0 | 1 | 1 | 0 | 0.19929 | 1
5083 | 0 | 0.16756 | 0.003028 | 1 | 0 | 1 | 1 | 0 | 0.16756 | 1
5084 | 0 | 0.16025 | 0.0065671 | 1 | 0 | 0 | 1 | 0 | 0.16025 | 1
5085 | 0 | 0.15789 | 0.0081587 | 1 | 0 | 0 | 1 | 0 | 0.15789 | 1
5086 | 0 | 0.15875 | 0.0095512 | 1 | 0 | 0 | 1 | 0 | 0.15875 | 1
5087 | 0 | 0.12207 | 0.011522 | 1 | 0 | 0 | 1 | 0 | 0.12207 | 1
5088 | 0 | 0.10191 | 0.012284 | 1 | 0 | 0 | 1 | 0 | 0.10191 | 1
5089 | 0 | 0.14283 | 0 | 1 | 0 | 0 | 1 | 0 | 0.14283 | 1
5090 | 0 | 0.050845 | 0 | 1 | 0 | 0 | 1 | 0 | 0.050845 | 1
5091 | 0 | 0.059297 | 0.00030001 | 1 | 0 | 0 | 1 | 0 | 0.059297 | 1
5092 | 0 | 0.061997 | 0.0012756 | 1 | 0 | 0 | 1 | 0 | 0.061997 | 1
5093 | 0 | 0.046391 | 0.0017211 | 1 | 0 | 0 | 1 | 0 | 0.046391 | 1
5094 | 0 | 0.037232 | 0.0013232 | 1 | 0 | 1 | 1 | 0 | 0.037232 | 1
5095 | 0 | 0.040312 | 0.00056059 | 1 | 0 | 1 | 1 | 0 | 0.040312 | 1
5096 | 0 | 0.068875 | 0.00031604 | 1 | 0 | 1 | 1 | 0 | 0.068875 | 1
5097 | 0 | 0.098721 | 0.00042443 | 1 | 0 | 0 | 1 | 0 | 0.098721 | 1
5098 | 0.084774 | 0.14349 | 0.00071696 | 1 | 0 | 0 | 1 | 0.084774 | 0.14349 | 1
5099 | 0.1152 | 0.16978 | 0.00073477 | 1 | 0 | 0 | 1 | 0.1152 | 0.16978 | 1
5100 | 0.16239 | 0.2116 | 0.0011924 | 1 | 0 | 0 | 1 | 0.16239 | 0.2116 | 1
5101 | 0.16967 | 0.19752 | 0.0020714 | 1 | 0 | 0 | 1 | 0.16967 | 0.19752 | 1
5102 | 0.18792 | 0.19473 | 0.0030765 | 1 | 0 | 0 | 1 | 0.18792 | 0.19473 | 1
5103 | 0.12841 | 0.19816 | 0.0041365 | 1 | 0 | 0 | 1 | 0.12841 | 0.19816 | 1
5104 | 0.092615 | 0.21049 | 0.0041315 | 1 | 0 | 1 | 1 | 0.092615 | 0.21049 | 1
5105 | 0.0086046 | 0.22987 | 0 | 1 | 0 | 1 | 1 | 0.0086046 | 0.22987 | 1
5106 | 0 | 0.17943 | 0 | 1 | 0 | 1 | 1 | 0 | 0.17943 | 1
5107 | 0 | 0.15347 | 0 | 1 | 0 | 1 | 1 | 0 | 0.15347 | 1
5108 | 0 | 0.17185 | 0 | 1 | 0 | 0 | 1 | 0 | 0.17185 | 1
5109 | 0 | 0.16462 | 0 | 1 | 0 | 0 | 1 | 0 | 0.16462 | 1
5110 | 0 | 0.15632 | 0 | 1 | 0 | 0 | 1 | 0 | 0.15632 | 1
5111 | 0 | 0.11854 | 0 | 1 | 0 | 0 | 1 | 0 | 0.11854 | 1
5112 | 0 | 0.090141 | 0 | 1 | 0 | 0 | 1 | 0 | 0.090141 | 1
5113 | 0 | 0.1005 | 0 | 1 | 0 | 0 | 1 | 0 | 0.1005 | 1
5114 | 0 | 0.060474 | 0 | 1 | 0 | 0 | 1 | 0 | 0.060474 | 1
5115 | 0 | 0.028919 | 0 | 1 | 0 | 0 | 1 | 0 | 0.028919 | 1
5116 | 0 | 0.039401 | 0 | 1 | 0 | 0 | 1 | 0 | 0.039401 | 1
5117 | 0 | 0.039962 | 0 | 1 | 0 | 0 | 1 | 0 | 0.039962 | 1
5118 | 0 | 0.034626 | 0 | 1 | 0 | 1 | 1 | 0 | 0.034626 | 1
5119 | 0 | 0.045566 | 0 | 1 | 0 | 1 | 1 | 0 | 0.045566 | 1
5120 | 0 | 0.067767 | 0 | 1 | 0 | 1 | 1 | 0 | 0.067767 | 1
5121 | 0 | 0.081287 | 0 | 1 | 0 | 0 | 1 | 0 | 0.081287 | 1
5122 | 0.038425 | 0.12368 | 0 | 1 | 0 | 0 | 1 | 0.038425 | 0.12368 | 1
5123 | 0.082785 | 0.1519 | 0 | 1 | 0 | 0 | 1 | 0.082785 | 0.1519 | 1
5124 | 0.13653 | 0.19735 | 0 | 1 | 0 | 0 | 1 | 0.13653 | 0.19735 | 1
5125 | 0.096092 | 0.19369 | 0 | 1 | 0 | 0 | 1 | 0.096092 | 0.19369 | 1
5126 | 0.1304 | 0.20136 | 0 | 1 | 0 | 0 | 1 | 0.1304 | 0.20136 | 1
5127 | 0.078084 | 0.19417 | 0 | 1 | 0 | 0 | 1 | 0.078084 | 0.19417 | 1
5128 | 0.047162 | 0.20041 | 0 | 1 | 0 | 1 | 1 | 0.047162 | 0.20041 | 1
5129 | 0 | 0.21006 | 0 | 1 | 0 | 1 | 1 | 0 | 0.21006 | 1
5130 | 0 | 0.16683 | 0 | 1 | 0 | 1 | 1 | 0 | 0.16683 | 1
5131 | 0 | 0.16143 | 0 | 1 | 0 | 1 | 1 | 0 | 0.16143 | 1
5132 | 0 | 0.14312 | 0 | 1 | 0 | 0 | 1 | 0 | 0.14312 | 1
5133 | 0 | 0.15435 | 0 | 1 | 0 | 0 | 1 | 0 | 0.15435 | 1
5134 | 0 | 0.13224 | 0 | 1 | 0 | 0 | 1 | 0 | 0.13224 | 1
5135 | 0 | 0.097701 | 0 | 1 | 0 | 0 | 1 | 0 | 0.097701 | 1
5136 | 0 | 0.071106 | 0 | 1 | 0 | 0 | 1 | 0 | 0.071106 | 1
5137 | 0 | 0.096965 | 0 | 1 | 0 | 0 | 1 | 0 | 0.096965 | 1
5138 | 0 | 0.063796 | 0 | 1 | 0 | 0 | 1 | 0 | 0.063796 | 1
5139 | 0 | 0.022631 | 0 | 1 | 0 | 0 | 1 | 0 | 0.022631 | 1
5140 | 0 | 0.025783 | 0 | 1 | 0 | 0 | 1 | 0 | 0.025783 | 1
5141 | 0 | 0.024696 | 0 | 1 | 0 | 0 | 1 | 0 | 0.024696 | 1
5142 | 0 | 0.019387 | 0 | 1 | 0 | 1 | 1 | 0 | 0.019387 | 1
5143 | 0 | 0.050661 | 0 | 1 | 0 | 1 | 1 | 0 | 0.050661 | 1
5144 | 0 | 0.058973 | 0 | 1 | 0 | 1 | 1 | 0 | 0.058973 | 1
5145 | 0.021725 | 0.064857 | 0 | 1 | 0 | 0 | 1 | 0.021725 | 0.064857 | 1
5146 | 0.11076 | 0.11099 | 0 | 1 | 0 | 0 | 1 | 0.11076 | 0.11099 | 1
5147 | 0.13752 | 0.14575 | 0 | 1 | 0 | 0 | 1 | 0.13752 | 0.14575 | 1
5148 | 0.19082 | 0.19341 | 0 | 1 | 0 | 0 | 1 | 0.19082 | 0.19341 | 1
5149 | 0.1644 | 0.21414 | 0 | 1 | 0 | 0 | 1 | 0.1644 | 0.21414 | 1
5150 | 0.16925 | 0.20857 | 0 | 1 | 0 | 0 | 1 | 0.16925 | 0.20857 | 1
5151 | 0.086059 | 0.20103 | 0 | 1 | 0 | 0 | 1 | 0.086059 | 0.20103 | 1
5152 | 0.040922 | 0.21406 | 0 | 1 | 0 | 1 | 1 | 0.040922 | 0.21406 | 1
5153 | 0 | 0.21151 | 0 | 1 | 0 | 1 | 1 | 0 | 0.21151 | 1
5154 | 0 | 0.15736 | 0 | 1 | 0 | 1 | 1 | 0 | 0.15736 | 1
5155 | 0 | 0.1625 | 0 | 1 | 0 | 1 | 1 | 0 | 0.1625 | 1
5156 | 0 | 0.15225 | 0 | 1 | 0 | 0 | 1 | 0 | 0.15225 | 1
5157 | 0 | 0.16794 | 0 | 1 | 0 | 0 | 1 | 0 | 0.16794 | 1
5158 | 0 | 0.14994 | 0 | 1 | 0 | 0 | 1 | 0 | 0.14994 | 1
5159 | 0 | 0.13799 | 0 | 1 | 0 | 0 | 1 | 0 | 0.13799 | 1
5160 | 0 | 0.13586 | 0 | 1 | 0 | 0 | 1 | 0 | 0.13586 | 1
5161 | 0 | 0.077216 | 0 | 1 | 0 | 0 | 1 | 0 | 0.077216 | 1
5162 | 0 | 0.12262 | 0 | 1 | 0 | 0 | 1 | 0 | 0.12262 | 1
5163 | 0 | 0.068685 | 0 | 1 | 0 | 0 | 1 | 0 | 0.068685 | 1
5164 | 0 | 0.07014 | 0 | 1 | 0 | 0 | 1 | 0 | 0.07014 | 1
5165 | 0 | 0.069925 | 0 | 1 | 0 | 0 | 1 | 0 | 0.069925 | 1
5166 | 0 | 0.065395 | 0 | 1 | 0 | 1 | 1 | 0 | 0.065395 | 1
5167 | 0 | 0.085869 | 0 | 1 | 0 | 1 | 1 | 0 | 0.085869 | 1
5168 | 0 | 0.086544 | 0 | 1 | 0 | 1 | 1 | 0 | 0.086544 | 1
5169 | 0.05022 | 0.11896 | 0 | 1 | 0 | 0 | 1 | 0.05022 | 0.11896 | 1
5170 | 0.15903 | 0.13183 | 0 | 1 | 0 | 0 | 1 | 0.15903 | 0.13183 | 1
5171 | 0.21065 | 0.19031 | 0 | 1 | 0 | 0 | 1 | 0.21065 | 0.19031 | 1
5172 | 0.25809 | 0.22004 | 0 | 1 | 0 | 0 | 1 | 0.25809 | 0.22004 | 1
5173 | 0.24353 | 0.23726 | 0 | 1 | 0 | 0 | 1 | 0.24353 | 0.23726 | 1
5174 | 0.25901 | 0.24492 | 0 | 1 | 0 | 0 | 1 | 0.25901 | 0.24492 | 1
5175 | 0.17785 | 0.23272 | 0 | 1 | 0 | 0 | 1 | 0.17785 | 0.23272 | 1
5176 | 0.11599 | 0.23319 | 0 | 1 | 0 | 1 | 1 | 0.11599 | 0.23319 | 1
5177 | 0.0035835 | 0.2382 | 0 | 1 | 0 | 1 | 1 | 0.0035835 | 0.2382 | 1
5178 | 0 | 0.17022 | 0 | 1 | 0 | 1 | 1 | 0 | 0.17022 | 1
5179 | 0 | 0.14005 | 0 | 1 | 0 | 1 | 1 | 0 | 0.14005 | 1
5180 | 0 | 0.14763 | 0 | 1 | 0 | 0 | 1 | 0 | 0.14763 | 1
5181 | 0 | 0.16432 | 0 | 1 | 0 | 0 | 1 | 0 | 0.16432 | 1
5182 | 0 | 0.13921 | 0 | 1 | 0 | 0 | 1 | 0 | 0.13921 | 1
5183 | 0 | 0.1472 | 0 | 1 | 0 | 0 | 1 | 0 | 0.1472 | 1
5184 | 0 | 0.14611 | 0 | 1 | 0 | 0 | 1 | 0 | 0.14611 | 1
5185 | 0 | 0.14552 | 0 | 1 | 0 | 0 | 1 | 0 | 0.14552 | 1
5186 | 0 | 0.13473 | 0 | 1 | 0 | 0 | 1 | 0 | 0.13473 | 1
5187 | 0 | 0.098714 | 0 | 1 | 0 | 0 | 1 | 0 | 0.098714 | 1
5188 | 0 | 0.072962 | 0 | 1 | 0 | 0 | 1 | 0 | 0.072962 | 1
5189 | 0 | 0.036865 | 0 | 1 | 0 | 0 | 1 | 0 | 0.036865 | 1
5190 | 0 | 0.044731 | 0 | 1 | 0 | 1 | 1 | 0 | 0.044731 | 1
5191 | 0 | 0.079338 | 0 | 1 | 0 | 1 | 1 | 0 | 0.079338 | 1
5192 | 0 | 0.079343 | 0 | 1 | 0 | 1 | 1 | 0 | 0.079343 | 1
5193 | 0.057378 | 0.12928 | 0 | 1 | 0 | 0 | 1 | 0.057378 | 0.12928 | 1
5194 | 0.19991 | 0.14511 | 0 | 1 | 0 | 0 | 1 | 0.19991 | 0.14511 | 1
5195 | 0.25765 | 0.19142 | 0 | 1 | 0 | 0 | 1 | 0.25765 | 0.19142 | 1
5196 | 0.3477 | 0.2272 | 0 | 1 | 0 | 0 | 1 | 0.3477 | 0.2272 | 1
5197 | 0.37396 | 0.24434 | 0 | 1 | 0 | 0 | 1 | 0.37396 | 0.24434 | 1
5198 | 0.36772 | 0.24269 | 0 | 1 | 0 | 0 | 1 | 0.36772 | 0.24269 | 1
5199 | 0.32112 | 0.23357 | 0 | 1 | 0 | 0 | 1 | 0.32112 | 0.23357 | 1
5200 | 0.22576 | 0.22508 | 0 | 1 | 0 | 1 | 1 | 0.22576 | 0.22508 | 1
5201 | 0.084389 | 0.22574 | 0 | 1 | 0 | 1 | 1 | 0.084389 | 0.22574 | 1
5202 | 0 | 0.18782 | 0 | 1 | 0 | 1 | 1 | 0 | 0.18782 | 1
5203 | 0 | 0.14784 | 0 | 1 | 0 | 1 | 1 | 0 | 0.14784 | 1
5204 | 0 | 0.13596 | 0 | 1 | 0 | 0 | 1 | 0 | 0.13596 | 1
5205 | 0 | 0.14268 | 0 | 1 | 0 | 0 | 1 | 0 | 0.14268 | 1
5206 | 0 | 0.11125 | 0 | 1 | 0 | 0 | 1 | 0 | 0.11125 | 1
5207 | 0 | 0.11244 | 0 | 1 | 0 | 0 | 1 | 0 | 0.11244 | 1
5208 | 0 | 0.11885 | 0 | 1 | 0 | 0 | 1 | 0 | 0.11885 | 1
5209 | 0 | 0.1566 | 0 | 0.93038 | 0 | 0 | 1 | 0 | 0.1566 | 1
5210 | 0 | 0.10626 | 0 | 0.93038 | 0 | 0 | 1 | 0 | 0.10626 | 1
5211 | 0 | 0.087659 | 0 | 0.93038 | 0 | 0 | 1 | 0 | 0.087659 | 1
5212 | 0 | 0.066543 | 0 | 0.93038 | 0 | 0 | 1 | 0 | 0.066543 | 1
5213 | 0 | 0.032142 | 0 | 0.93038 | 0 | 0 | 1 | 0 | 0.032142 | 1
5214 | 0 | 0.046796 | 0 | 0.93038 | 0 | 1 | 1 | 0 | 0.046796 | 1
5215 | 0 | 0.067653 | 0 | 0.93038 | 0 | 1 | 1 | 0 | 0.067653 | 1
5216 | 0 | 0.056533 | 0 | 0.93038 | 0 | 1 | 1 | 0 | 0.056533 | 1
5217 | 0.067594 | 0.11596 | 0 | 0.93038 | 0 | 0 | 1 | 0.067594 | 0.11596 | 1
5218 | 0.2115 | 0.13423 | 0 | 0.93038 | 0 | 0 | 1 | 0.2115 | 0.13423 | 1
5219 | 0.28914 | 0.15934 | 0 | 0.93038 | 0 | 0 | 1 | 0.28914 | 0.15934 | 1
5220 | 0.36909 | 0.18081 | 0 | 0.93038 | 0 | 0 | 1 | 0.36909 | 0.18081 | 1
5221 | 0.44176 | 0.17714 | 0 | 0.93038 | 0 | 0 | 1 | 0.44176 | 0.17714 | 1
5222 | 0.47788 | 0.17266 | 0 | 0.93038 | 0 | 0 | 1 | 0.47788 | 0.17266 | 1
5223 | 0.43698 | 0.17688 | 0 | 0.93038 | 0 | 0 | 1 | 0.43698 | 0.17688 | 1
5224 | 0.27531 | 0.17212 | 0 | 0.93038 | 0 | 1 | 1 | 0.27531 | 0.17212 | 1
5225 | 0.084616 | 0.17983 | 0 | 0.93038 | 0 | 1 | 1 | 0.084616 | 0.17983 | 1
5226 | 0 | 0.15581 | 0 | 0.93038 | 0 | 1 | 1 | 0 | 0.15581 | 1
5227 | 0 | 0.12684 | 0 | 0.93038 | 0 | 1 | 1 | 0 | 0.12684 | 1
5228 | 0 | 0.090927 | 0 | 0.93038 | 0 | 0 | 1 | 0 | 0.090927 | 1
5229 | 0 | 0.098788 | 0 | 0.93038 | 0 | 0 | 1 | 0 | 0.098788 | 1
5230 | 0 | 0.070731 | 0 | 0.93038 | 0 | 0 | 1 | 0 | 0.070731 | 1
5231 | 0 | 0.070199 | 0 | 0.93038 | 0 | 0 | 1 | 0 | 0.070199 | 1
5232 | 0 | 0.066532 | 0 | 0.93038 | 0 | 0 | 1 | 0 | 0.066532 | 1
5233 | 0 | 0.12735 | 0 | 0.93038 | 0 | 0 | 1 | 0 | 0.12735 | 1
5234 | 0 | 0.078275 | 0 | 0.93038 | 0 | 0 | 1 | 0 | 0.078275 | 1
5235 | 0 | 0.062055 | 0 | 0.93038 | 0 | 0 | 1 | 0 | 0.062055 | 1
5236 | 0 | 0.03545 | 0 | 0.93038 | 0 | 0 | 1 | 0 | 0.03545 | 1
5237 | 0 | 0 | 0 | 0.93038 | 0 | 0 | 1 | 0 | 0 | 1
5238 | 0 | 0.018617 | 0 | 0.93038 | 0 | 1 | 1 | 0 | 0.018617 | 1
5239 | 0 | 0.051791 | 0 | 0.93038 | 0 | 1 | 1 | 0 | 0.051791 | 1
5240 | 0 | 0.044943 | 0 | 0.93038 | 0 | 1 | 1 | 0 | 0.044943 | 1
5241 | 0.051484 | 0.058235 | 0 | 0.93038 | 0 | 0 | 1 | 0.051484 | 0.058235 | 1
5242 | 0.17123 | 0.087439 | 0 | 0.93038 | 0 | 0 | 1 | 0.17123 | 0.087439 | 1
5243 | 0.26087 | 0.1124 | 0 | 0.93038 | 0 | 0 | 1 | 0.26087 | 0.1124 | 1
5244 | 0.37129 | 0.14239 | 0 | 0.93038 | 0 | 0 | 1 | 0.37129 | 0.14239 | 1
5245 | 0.4438 | 0.14559 | 0 | 0.93038 | 0 | 0 | 1 | 0.4438 | 0.14559 | 1
5246 | 0.4732 | 0.14185 | 0 | 0.93038 | 0 | 0 | 1 | 0.4732 | 0.14185 | 1
5247 | 0.44178 | 0.16173 | 0 | 0.93038 | 0 | 0 | 1 | 0.44178 | 0.16173 | 1
5248 | 0.26988 | 0.16434 | 0 | 0.93038 | 0 | 1 | 1 | 0.26988 | 0.16434 | 1
5249 | 0.087669 | 0.15849 | 0 | 0.93038 | 0 | 1 | 1 | 0.087669 | 0.15849 | 1
5250 | 0 | 0.13751 | 0 | 0.93038 | 0 | 1 | 1 | 0 | 0.13751 | 1
5251 | 0 | 0.15636 | 0 | 0.93038 | 0 | 1 | 1 | 0 | 0.15636 | 1
5252 | 0 | 0.080071 | 0 | 0.93038 | 0 | 0 | 1 | 0 | 0.080071 | 1
5253 | 0 | 0.090979 | 0 | 0.93038 | 0 | 0 | 1 | 0 | 0.090979 | 1
5254 | 0 | 0.088734 | 0 | 0.93038 | 0 | 0 | 1 | 0 | 0.088734 | 1
5255 | 0 | 0.076821 | 0 | 0.93038 | 0 | 0 | 1 | 0 | 0.076821 | 1
5256 | 0 | 0.062714 | 0 | 0.93038 | 0 | 0 | 1 | 0 | 0.062714 | 1
5257 | 0 | 0.081765 | 0 | 0.93038 | 0 | 0 | 1 | 0 | 0.081765 | 1
5258 | 0 | 0.062212 | 0 | 0.93038 | 0 | 0 | 1 | 0 | 0.062212 | 1
5259 | 0 | 0.064345 | 0 | 0.93038 | 0 | 0 | 1 | 0 | 0.064345 | 1
5260 | 0 | 0.053002 | 0 | 0.93038 | 0 | 0 | 1 | 0 | 0.053002 | 1
5261 | 0 | 0.025982 | 0 | 0.93038 | 0 | 0 | 1 | 0 | 0.025982 | 1
5262 | 0 | 0.038685 | 0 | 0.93038 | 0 | 1 | 1 | 0 | 0.038685 | 1
5263 | 0 | 0.053602 | 0 | 0.93038 | 0 | 1 | 1 | 0 | 0.053602 | 1
5264 | 0 | 0.035463 | 0 | 0.93038 | 0 | 1 | 1 | 0 | 0.035463 | 1
5265 | 0.014039 | 0.031807 | 0 | 0.93038 | 0 | 0 | 1 | 0.014039 | 0.031807 | 1
5266 | 0.13563 | 0.052196 | 0 | 0.93038 | 0 | 0 | 1 | 0.13563 | 0.052196 | 1
5267 | 0.22799 | 0.09407 | 0 | 0.93038 | 0 | 0 | 1 | 0.22799 | 0.09407 | 1
5268 | 0.31864 | 0.11488 | 0 | 0.93038 | 0 | 0 | 1 | 0.31864 | 0.11488 | 1
5269 | 0.3912 | 0.12514 | 0 | 0.93038 | 0 | 0 | 1 | 0.3912 | 0.12514 | 1
5270 | 0.39754 | 0.12522 | 0 | 0.93038 | 0 | 0 | 1 | 0.39754 | 0.12522 | 1
5271 | 0.37281 | 0.15147 | 0 | 0.93038 | 0 | 0 | 1 | 0.37281 | 0.15147 | 1
5272 | 0.23371 | 0.15666 | 0 | 0.93038 | 0 | 1 | 1 | 0.23371 | 0.15666 | 1
5273 | 0.039972 | 0.14699 | 0 | 0.93038 | 0 | 1 | 1 | 0.039972 | 0.14699 | 1
5274 | 0 | 0.1218 | 0 | 0.93038 | 0 | 1 | 1 | 0 | 0.1218 | 1
5275 | 0 | 0.16179 | 0 | 0.93038 | 0 | 1 | 1 | 0 | 0.16179 | 1
5276 | 0 | 0.11692 | 0 | 0.93038 | 0 | 0 | 1 | 0 | 0.11692 | 1
5277 | 0 | 0.13398 | 0 | 0.93038 | 0 | 0 | 1 | 0 | 0.13398 | 1
5278 | 0 | 0.14944 | 0 | 0.93038 | 0 | 0 | 1 | 0 | 0.14944 | 1
5279 | 0 | 0.1356 | 0 | 0.93038 | 0 | 0 | 1 | 0 | 0.1356 | 1
5280 | 0 | 0.1011 | 0 | 0.93038 | 0 | 0 | 1 | 0 | 0.1011 | 1
5281 | 0 | 0.059048 | 0 | 0.93038 | 0 | 0 | 1 | 0 | 0.059048 | 1
5282 | 0 | 0.068071 | 0 | 0.93038 | 0 | 0 | 1 | 0 | 0.068071 | 1
5283 | 0 | 0.075203 | 0 | 0.93038 | 0 | 0 | 1 | 0 | 0.075203 | 1
5284 | 0 | 0.059261 | 0 | 0.93038 | 0 | 0 | 1 | 0 | 0.059261 | 1
5285 | 0 | 0.043242 | 0 | 0.93038 | 0 | 0 | 1 | 0 | 0.043242 | 1
5286 | 0 | 0.048237 | 0 | 0.93038 | 0 | 1 | 1 | 0 | 0.048237 | 1
5287 | 0 | 0.076536 | 0 | 0.93038 | 0 | 1 | 1 | 0 | 0.076536 | 1
5288 | 0 | 0.068017 | 0 | 0.93038 | 0 | 1 | 1 | 0 | 0.068017 | 1
5289 | 0.017173 | 0.068263 | 0 | 0.93038 | 0 | 0 | 1 | 0.017173 | 0.068263 | 1
5290 | 0.14819 | 0.068212 | 0 | 0.93038 | 0 | 0 | 1 | 0.14819 | 0.068212 | 1
5291 | 0.25221 | 0.10009 | 0 | 0.93038 | 0 | 0 | 1 | 0.25221 | 0.10009 | 1
5292 | 0.33741 | 0.11936 | 0 | 0.93038 | 0 | 0 | 1 | 0.33741 | 0.11936 | 1
5293 | 0.41358 | 0.13415 | 0 | 0.93038 | 0 | 0 | 1 | 0.41358 | 0.13415 | 1
5294 | 0.38245 | 0.13087 | 0 | 0.93038 | 0 | 0 | 1 | 0.38245 | 0.13087 | 1
5295 | 0.34792 | 0.14911 | 0 | 0.93038 | 0 | 0 | 1 | 0.34792 | 0.14911 | 1
5296 | 0.19568 | 0.16048 | 0 | 0.93038 | 0 | 1 | 1 | 0.19568 | 0.16048 | 1
5297 | 0.05114 | 0.14431 | 0 | 0.93038 | 0 | 1 | 1 | 0.05114 | 0.14431 | 1
5298 | 0 | 0.1056 | 0 | 0.93038 | 0 | 1 | 1 | 0 | 0.1056 | 1
5299 | 0 | 0.11066 | 0 | 0.93038 | 0 | 1 | 1 | 0 | 0.11066 | 1
5300 | 0 | 0.11367 | 0 | 0.93038 | 0 | 0 | 1 | 0 | 0.11367 | 1
5301 | 0 | 0.12358 | 0 | 0.93038 | 0 | 0 | 1 | 0 | 0.12358 | 1
5302 | 0 | 0.13963 | 0 | 0.93038 | 0 | 0 | 1 | 0 | 0.13963 | 1
5303 | 0 | 0.1419 | 0 | 0.93038 | 0 | 0 | 1 | 0 | 0.1419 | 1
5304 | 0 | 0.10757 | 0 | 0.93038 | 0 | 0 | 1 | 0 | 0.10757 | 1
5305 | 0 | 0.063905 | 0 | 0.93038 | 0 | 0 | 1 | 0 | 0.063905 | 1
5306 | 0 | 0.068149 | 0 | 0.93038 | 0 | 0 | 1 | 0 | 0.068149 | 1
5307 | 0 | 0.063288 | 0 | 0.93038 | 0 | 0 | 1 | 0 | 0.063288 | 1
5308 | 0 | 0.045005 | 0 | 0.93038 | 0 | 0 | 1 | 0 | 0.045005 | 1
5309 | 0 | 0.030211 | 0 | 0.93038 | 0 | 0 | 1 | 0 | 0.030211 | 1
5310 | 0 | 0.024488 | 0 | 0.93038 | 0 | 1 | 1 | 0 | 0.024488 | 1
5311 | 0 | 0.046185 | 0 | 0.93038 | 0 | 1 | 1 | 0 | 0.046185 | 1
5312 | 0 | 0.033796 | 0 | 0.93038 | 0 | 1 | 1 | 0 | 0.033796 | 1
5313 | 0.046904 | 0.050579 | 0 | 0.93038 | 0 | 0 | 1 | 0.046904 | 0.050579 | 1
5314 | 0.20595 | 0.06147 | 0 | 0.93038 | 0 | 0 | 1 | 0.20595 | 0.06147 | 1
5315 | 0.27208 | 0.074597 | 0 | 0.93038 | 0 | 0 | 1 | 0.27208 | 0.074597 | 1
5316 | 0.35491 | 0.098662 | 0 | 0.93038 | 0 | 0 | 1 | 0.35491 | 0.098662 | 1
5317 | 0.3946 | 0.1161 | 0 | 0.93038 | 0 | 0 | 1 | 0.3946 | 0.1161 | 1
5318 | 0.3538 | 0.11323 | 0 | 0.93038 | 0 | 0 | 1 | 0.3538 | 0.11323 | 1
5319 | 0.31886 | 0.12152 | 0 | 0.93038 | 0 | 0 | 1 | 0.31886 | 0.12152 | 1
5320 | 0.14372 | 0.11251 | 0 | 0.93038 | 0 | 1 | 1 | 0.14372 | 0.11251 | 1
5321 | 0 | 0.11876 | 0 | 0.93038 | 0 | 1 | 1 | 0 | 0.11876 | 1
5322 | 0 | 0.093163 | 0 | 0.93038 | 0 | 1 | 1 | 0 | 0.093163 | 1
5323 | 0 | 0.092414 | 0 | 0.93038 | 0 | 1 | 1 | 0 | 0.092414 | 1
5324 | 0 | 0.10898 | 0 | 0.93038 | 0 | 0 | 1 | 0 | 0.10898 | 1
5325 | 0 | 0.11655 | 0 | 0.93038 | 0 | 0 | 1 | 0 | 0.11655 | 1
5326 | 0 | 0.10815 | 0 | 0.93038 | 0 | 0 | 1 | 0 | 0.10815 | 1
5327 | 0 | 0.10189 | 0 | 0.93038 | 0 | 0 | 1 | 0 | 0.10189 | 1
5328 | 0 | 0.085366 | 0 | 0.93038 | 0 | 0 | 1 | 0 | 0.085366 | 1
5329 | 0 | 0.065142 | 0 | 0.93038 | 0 | 0 | 1 | 0 | 0.065142 | 1
5330 | 0 | 0.054653 | 0 | 0.93038 | 0 | 0 | 1 | 0 | 0.054653 | 1
5331 | 0 | 0.049868 | 0 | 0.93038 | 0 | 0 | 1 | 0 | 0.049868 | 1
5332 | 0 | 0.027125 | 0 | 0.93038 | 0 | 0 | 1 | 0 | 0.027125 | 1
5333 | 0 | 0.026258 | 0 | 0.93038 | 0 | 0 | 1 | 0 | 0.026258 | 1
5334 | 0 | 0.017261 | 0 | 0.93038 | 0 | 1 | 1 | 0 | 0.017261 | 1
5335 | 0 | 0.045436 | 0 | 0.93038 | 0 | 1 | 1 | 0 | 0.045436 | 1
5336 | 0 | 0.03696 | 0 | 0.93038 | 0 | 1 | 1 | 0 | 0.03696 | 1
5337 | 0.071207 | 0.060039 | 0 | 0.93038 | 0 | 0 | 1 | 0.071207 | 0.060039 | 1
5338 | 0.24074 | 0.077515 | 0 | 0.93038 | 0 | 0 | 1 | 0.24074 | 0.077515 | 1
5339 | 0.28888 | 0.081984 | 0 | 0.93038 | 0 | 0 | 1 | 0.28888 | 0.081984 | 1
5340 | 0.33494 | 0.1049 | 0 | 0.93038 | 0 | 0 | 1 | 0.33494 | 0.1049 | 1
5341 | 0.38039 | 0.12147 | 0 | 0.93038 | 0 | 0 | 1 | 0.38039 | 0.12147 | 1
5342 | 0.36794 | 0.12963 | 0 | 0.93038 | 0 | 0 | 1 | 0.36794 | 0.12963 | 1
5343 | 0.33166 | 0.1263 | 0 | 0.93038 | 0 | 0 | 1 | 0.33166 | 0.1263 | 1
5344 | 0.11726 | 0.12374 | 0 | 0.93038 | 0 | 1 | 1 | 0.11726 | 0.12374 | 1
5345 | 0.0048847 | 0.13797 | 0 | 0.93038 | 0 | 1 | 1 | 0.0048847 | 0.13797 | 1
5346 | 0 | 0.11469 | 0 | 0.93038 | 0 | 1 | 1 | 0 | 0.11469 | 1
5347 | 0 | 0.08658 | 0 | 0.93038 | 0 | 1 | 1 | 0 | 0.08658 | 1
5348 | 0 | 0.085094 | 0 | 0.93038 | 0 | 0 | 1 | 0 | 0.085094 | 1
5349 | 0 | 0.077791 | 0 | 0.93038 | 0 | 0 | 1 | 0 | 0.077791 | 1
5350 | 0 | 0.06884 | 0 | 0.93038 | 0 | 0 | 1 | 0 | 0.06884 | 1
5351 | 0 | 0.072469 | 0 | 0.93038 | 0 | 0 | 1 | 0 | 0.072469 | 1
5352 | 0 | 0.073025 | 0 | 0.93038 | 0 | 0 | 1 | 0 | 0.073025 | 1
5353 | 0 | 0.0631 | 0 | 0.93038 | 0 | 0 | 1 | 0 | 0.0631 | 1
5354 | 0 | 0.064254 | 0 | 0.93038 | 0 | 0 | 1 | 0 | 0.064254 | 1
5355 | 0 | 0.05003 | 0 | 0.93038 | 0 | 0 | 1 | 0 | 0.05003 | 1
5356 | 0 | 0.024192 | 0 | 0.93038 | 0 | 0 | 1 | 0 | 0.024192 | 1
5357 | 0 | 0.023264 | 0 | 0.93038 | 0 | 0 | 1 | 0 | 0.023264 | 1
5358 | 0 | 0.013733 | 0 | 0.93038 | 0 | 1 | 1 | 0 | 0.013733 | 1
5359 | 0 | 0.0313 | 0.0029561 | 0.93038 | 0 | 1 | 1 | 0 | 0.0313 | 1
5360 | 0 | 0.041337 | 0.0061597 | 0.93038 | 0 | 1 | 1 | 0 | 0.041337 | 1
5361 | 0.089825 | 0.072224 | 0.0076271 | 0.93038 | 0 | 0 | 1 | 0.089825 | 0.072224 | 1
5362 | 0.23065 | 0.12657 | 0.0090341 | 0.93038 | 0 | 0 | 1 | 0.23065 | 0.12657 | 1
5363 | 0.28672 | 0.12901 | 0.009983 | 0.93038 | 0 | 0 | 1 | 0.28672 | 0.12901 | 1
5364 | 0.32447 | 0.16469 | 0.010628 | 0.93038 | 0 | 0 | 1 | 0.32447 | 0.16469 | 1
5365 | 0.31153 | 0.18318 | 0.011015 | 0.93038 | 0 | 0 | 1 | 0.31153 | 0.18318 | 1
5366 | 0.36132 | 0.18933 | 0.010802 | 0.93038 | 0 | 0 | 1 | 0.36132 | 0.18933 | 1
5367 | 0.29777 | 0.17578 | 0.010133 | 0.93038 | 0 | 0 | 1 | 0.29777 | 0.17578 | 1
5368 | 0.12922 | 0.17804 | 0.0093704 | 0.93038 | 0 | 1 | 1 | 0.12922 | 0.17804 | 1
5369 | 0.023069 | 0.1947 | 0.0093093 | 0.93038 | 0 | 1 | 1 | 0.023069 | 0.1947 | 1
5370 | 0 | 0.16652 | 0.010339 | 0.93038 | 0 | 1 | 1 | 0 | 0.16652 | 1
5371 | 0 | 0.15269 | 0.013756 | 0.93038 | 0 | 1 | 1 | 0 | 0.15269 | 1
5372 | 0 | 0.12581 | 0.018207 | 0.93038 | 0 | 0 | 1 | 0 | 0.12581 | 1
5373 | 0 | 0.12755 | 0.019545 | 0.93038 | 0 | 0 | 1 | 0 | 0.12755 | 1
5374 | 0 | 0.10092 | 0.02087 | 0.93038 | 0 | 0 | 1 | 0 | 0.10092 | 1
5375 | 0 | 0.10074 | 0.005366 | 0.93038 | 0 | 0 | 1 | 0 | 0.10074 | 1
5376 | 0 | 0.10102 | 0 | 0.93038 | 0 | 0 | 1 | 0 | 0.10102 | 1
5377 | 0 | 0.078018 | 0 | 0.93038 | 0 | 0 | 1 | 0 | 0.078018 | 1
5378 | 0 | 0.079133 | 0 | 0.93038 | 0 | 0 | 1 | 0 | 0.079133 | 1
5379 | 0 | 0.069668 | 0 | 0.93038 | 0 | 0 | 1 | 0 | 0.069668 | 1
5380 | 0 | 0.065372 | 0 | 0.93038 | 0 | 0 | 1 | 0 | 0.065372 | 1
5381 | 0 | 0.075759 | 0 | 0.93038 | 0 | 0 | 1 | 0 | 0.075759 | 1
5382 | 0 | 0.059708 | 0 | 0.93038 | 0 | 1 | 1 | 0 | 0.059708 | 1
5383 | 0 | 0.08114 | 0.0018376 | 0.93038 | 0 | 1 | 1 | 0 | 0.08114 | 1
5384 | 0 | 0.09579 | 0.0051043 | 0.93038 | 0 | 1 | 1 | 0 | 0.09579 | 1
5385 | 0.09781 | 0.10228 | 0.0047881 | 0.93038 | 0 | 0 | 1 | 0.09781 | 0.10228 | 1
5386 | 0.19183 | 0.16185 | 0.0019811 | 0.93038 | 0 | 0 | 1 | 0.19183 | 0.16185 | 1
5387 | 0.27131 | 0.18749 | 0 | 0.93038 | 0 | 0 | 1 | 0.27131 | 0.18749 | 1
5388 | 0.28782 | 0.22348 | 0 | 0.93038 | 0 | 0 | 1 | 0.28782 | 0.22348 | 1
5389 | 0.29795 | 0.21898 | 0 | 0.93038 | 0 | 0 | 1 | 0.29795 | 0.21898 | 1
5390 | 0.33733 | 0.23028 | 0 | 0.93038 | 0 | 0 | 1 | 0.33733 | 0.23028 | 1
5391 | 0.28929 | 0.21196 | 0 | 0.93038 | 0 | 0 | 1 | 0.28929 | 0.21196 | 1
5392 | 0.16503 | 0.22425 | 0 | 0.93038 | 0 | 1 | 1 | 0.16503 | 0.22425 | 1
5393 | 0.092326 | 0.21973 | 0 | 0.93038 | 0 | 1 | 1 | 0.092326 | 0.21973 | 1
5394 | 0 | 0.17185 | 0 | 0.93038 | 0 | 1 | 1 | 0 | 0.17185 | 1
5395 | 0 | 0.14615 | 0 | 0.93038 | 0 | 1 | 1 | 0 | 0.14615 | 1
5396 | 0 | 0.1211 | 0 | 0.93038 | 0 | 0 | 1 | 0 | 0.1211 | 1
5397 | 0 | 0.10939 | 0 | 0.93038 | 0 | 0 | 1 | 0 | 0.10939 | 1
5398 | 0 | 0.09526 | 0 | 0.93038 | 0 | 0 | 1 | 0 | 0.09526 | 1
5399 | 0 | 0.095912 | 0 | 0.93038 | 0 | 0 | 1 | 0 | 0.095912 | 1
5400 | 0 | 0.07414 | 0 | 0.93038 | 0 | 0 | 1 | 0 | 0.07414 | 1
5401 | 0 | 0.096246 | 0 | 1 | 0 | 0 | 1 | 0 | 0.096246 | 1
5402 | 0 | 0.072488 | 0 | 1 | 0 | 0 | 1 | 0 | 0.072488 | 1
5403 | 0 | 0.065997 | 0 | 1 | 0 | 0 | 1 | 0 | 0.065997 | 1
5404 | 0 | 0.071618 | 0 | 1 | 0 | 0 | 1 | 0 | 0.071618 | 1
5405 | 0 | 0.086263 | 0 | 1 | 0 | 0 | 1 | 0 | 0.086263 | 1
5406 | 0 | 0.061602 | 0 | 1 | 0 | 1 | 1 | 0 | 0.061602 | 1
5407 | 0 | 0.082302 | 0 | 1 | 0 | 1 | 1 | 0 | 0.082302 | 1
5408 | 0 | 0.10303 | 0 | 1 | 0 | 1 | 1 | 0 | 0.10303 | 1
5409 | 0.1538 | 0.11334 | 0 | 1 | 0 | 0 | 1 | 0.1538 | 0.11334 | 1
5410 | 0.23919 | 0.17463 | 0 | 1 | 0 | 0 | 1 | 0.23919 | 0.17463 | 1
5411 | 0.29469 | 0.21346 | 0 | 1 | 0 | 0 | 1 | 0.29469 | 0.21346 | 1
5412 | 0.3249 | 0.26641 | 0 | 1 | 0 | 0 | 1 | 0.3249 | 0.26641 | 1
5413 | 0.34765 | 0.24935 | 0 | 1 | 0 | 0 | 1 | 0.34765 | 0.24935 | 1
5414 | 0.38971 | 0.25639 | 0 | 1 | 0 | 0 | 1 | 0.38971 | 0.25639 | 1
5415 | 0.32261 | 0.23615 | 0 | 1 | 0 | 0 | 1 | 0.32261 | 0.23615 | 1
5416 | 0.20919 | 0.25229 | 0 | 1 | 0 | 1 | 1 | 0.20919 | 0.25229 | 1
5417 | 0.1006 | 0.2398 | 0 | 1 | 0 | 1 | 1 | 0.1006 | 0.2398 | 1
5418 | 0 | 0.16971 | 0 | 1 | 0 | 1 | 1 | 0 | 0.16971 | 1
5419 | 0 | 0.16237 | 0 | 1 | 0 | 1 | 1 | 0 | 0.16237 | 1
5420 | 0 | 0.16162 | 0 | 1 | 0 | 0 | 1 | 0 | 0.16162 | 1
5421 | 0 | 0.15215 | 0 | 1 | 0 | 0 | 1 | 0 | 0.15215 | 1
5422 | 0 | 0.13229 | 0 | 1 | 0 | 0 | 1 | 0 | 0.13229 | 1
5423 | 0 | 0.11829 | 0 | 1 | 0 | 0 | 1 | 0 | 0.11829 | 1
5424 | 0 | 0.077873 | 0 | 1 | 0 | 0 | 1 | 0 | 0.077873 | 1
5425 | 0 | 0.062097 | 0 | 1 | 0 | 0 | 1 | 0 | 0.062097 | 1
5426 | 0 | 0.066541 | 0 | 1 | 0 | 0 | 1 | 0 | 0.066541 | 1
5427 | 0 | 0.054755 | 0 | 1 | 0 | 0 | 1 | 0 | 0.054755 | 1
5428 | 0 | 0.060809 | 0 | 1 | 0 | 0 | 1 | 0 | 0.060809 | 1
5429 | 0 | 0.071975 | 0 | 1 | 0 | 0 | 1 | 0 | 0.071975 | 1
5430 | 0 | 0.058827 | 0 | 1 | 0 | 1 | 1 | 0 | 0.058827 | 1
5431 | 0 | 0.065635 | 0 | 1 | 0 | 1 | 1 | 0 | 0.065635 | 1
5432 | 0 | 0.071146 | 0 | 1 | 0 | 1 | 1 | 0 | 0.071146 | 1
5433 | 0.15831 | 0.084461 | 0 | 1 | 0 | 0 | 1 | 0.15831 | 0.084461 | 1
5434 | 0.2617 | 0.12148 | 0 | 1 | 0 | 0 | 1 | 0.2617 | 0.12148 | 1
5435 | 0.2608 | 0.16785 | 0 | 1 | 0 | 0 | 1 | 0.2608 | 0.16785 | 1
5436 | 0.27779 | 0.20681 | 0 | 1 | 0 | 0 | 1 | 0.27779 | 0.20681 | 1
5437 | 0.34062 | 0.19601 | 0 | 1 | 0 | 0 | 1 | 0.34062 | 0.19601 | 1
5438 | 0.37037 | 0.21631 | 0 | 1 | 0 | 0 | 1 | 0.37037 | 0.21631 | 1
5439 | 0.3068 | 0.20142 | 0 | 1 | 0 | 0 | 1 | 0.3068 | 0.20142 | 1
5440 | 0.16817 | 0.2065 | 0 | 1 | 0 | 1 | 1 | 0.16817 | 0.2065 | 1
5441 | 0.053118 | 0.19096 | 0 | 1 | 0 | 1 | 1 | 0.053118 | 0.19096 | 1
5442 | 0 | 0.11892 | 0 | 1 | 0 | 1 | 1 | 0 | 0.11892 | 1
5443 | 0 | 0.11822 | 0 | 1 | 0 | 1 | 1 | 0 | 0.11822 | 1
5444 | 0 | 0.12039 | 0 | 1 | 0 | 0 | 1 | 0 | 0.12039 | 1
5445 | 0 | 0.10663 | 0 | 1 | 0 | 0 | 1 | 0 | 0.10663 | 1
5446 | 0 | 0.097638 | 0 | 1 | 0 | 0 | 1 | 0 | 0.097638 | 1
5447 | 0 | 0.065668 | 0 | 1 | 0 | 0 | 1 | 0 | 0.065668 | 1
5448 | 0 | 0.026502 | 0 | 1 | 0 | 0 | 1 | 0 | 0.026502 | 1
5449 | 0 | 0.068945 | 0 | 1 | 0 | 0 | 1 | 0 | 0.068945 | 1
5450 | 0 | 0.025709 | 0 | 1 | 0 | 0 | 1 | 0 | 0.025709 | 1
5451 | 0 | 0.020262 | 0 | 1 | 0 | 0 | 1 | 0 | 0.020262 | 1
5452 | 0 | 0.018028 | 0 | 1 | 0 | 0 | 1 | 0 | 0.018028 | 1
5453 | 0 | 0.021486 | 0 | 1 | 0 | 0 | 1 | 0 | 0.021486 | 1
5454 | 0 | 0.002759 | 0 | 1 | 0 | 1 | 1 | 0 | 0.002759 | 1
5455 | 0 | 0 | 0 | 1 | 0 | 1 | 1 | 0 | 0 | 1
5456 | 0 | 0.018835 | 0 | 1 | 0 | 1 | 1 | 0 | 0.018835 | 1
5457 | 0.11051 | 0.060151 | 0 | 1 | 0 | 0 | 1 | 0.11051 | 0.060151 | 1
5458 | 0.24507 | 0.099478 | 0 | 1 | 0 | 0 | 1 | 0.24507 | 0.099478 | 1
5459 | 0.2777 | 0.13183 | 0 | 1 | 0 | 0 | 1 | 0.2777 | 0.13183 | 1
5460 | 0.26334 | 0.16399 | 0 | 1 | 0 | 0 | 1 | 0.26334 | 0.16399 | 1
5461 | 0.36967 | 0.14734 | 0 | 1 | 0 | 0 | 1 | 0.36967 | 0.14734 | 1
5462 | 0.39572 | 0.17087 | 0 | 1 | 0 | 0 | 1 | 0.39572 | 0.17087 | 1
5463 | 0.30239 | 0.17197 | 0 | 1 | 0 | 0 | 1 | 0.30239 | 0.17197 | 1
5464 | 0.18127 | 0.19973 | 0 | 1 | 0 | 1 | 1 | 0.18127 | 0.19973 | 1
5465 | 0.06713 | 0.18977 | 0 | 1 | 0 | 1 | 1 | 0.06713 | 0.18977 | 1
5466 | 0 | 0.13814 | 0 | 1 | 0 | 1 | 1 | 0 | 0.13814 | 1
5467 | 0 | 0.13882 | 0 | 1 | 0 | 1 | 1 | 0 | 0.13882 | 1
5468 | 0 | 0.12369 | 0 | 1 | 0 | 0 | 1 | 0 | 0.12369 | 1
5469 | 0 | 0.1136 | 0 | 1 | 0 | 0 | 1 | 0 | 0.1136 | 1
5470 | 0 | 0.097637 | 0 | 1 | 0 | 0 | 1 | 0 | 0.097637 | 1
5471 | 0 | 0.066016 | 0 | 1 | 0 | 0 | 1 | 0 | 0.066016 | 1
5472 | 0 | 0.033158 | 0 | 1 | 0 | 0 | 1 | 0 | 0.033158 | 1
5473 | 0 | 0.019037 | 0 | 1 | 0 | 0 | 1 | 0 | 0.019037 | 1
5474 | 0 | 0.020064 | 0 | 1 | 0 | 0 | 1 | 0 | 0.020064 | 1
5475 | 0 | 0.013387 | 0 | 1 | 0 | 0 | 1 | 0 | 0.013387 | 1
5476 | 0 | 0.0052234 | 0 | 1 | 0 | 0 | 1 | 0 | 0.0052234 | 1
5477 | 0 | 0.0091413 | 0 | 1 | 0 | 0 | 1 | 0 | 0.0091413 | 1
5478 | 0 | 0 | 0 | 1 | 0 | 1 | 1 | 0 | 0 | 1
5479 | 0 | 0 | 0 | 1 | 0 | 1 | 1 | 0 | 0 | 1
5480 | 0 | 0 | 0 | 1 | 0 | 1 | 1 | 0 | 0 | 1
5481 | 0.084121 | 0.023599 | 0 | 1 | 0 | 0 | 1 | 0.084121 | 0.023599 | 1
5482 | 0.22771 | 0.057458 | 0 | 1 | 0 | 0 | 1 | 0.22771 | 0.057458 | 1
5483 | 0.33049 | 0.078152 | 0 | 1 | 0 | 0 | 1 | 0.33049 | 0.078152 | 1
5484 | 0.3011 | 0.10293 | 0 | 1 | 0 | 0 | 1 | 0.3011 | 0.10293 | 1
5485 | 0.35344 | 0.08911 | 0 | 1 | 0 | 0 | 1 | 0.35344 | 0.08911 | 1
5486 | 0.37173 | 0.10767 | 0 | 1 | 0 | 0 | 1 | 0.37173 | 0.10767 | 1
5487 | 0.27389 | 0.10572 | 0 | 1 | 0 | 0 | 1 | 0.27389 | 0.10572 | 1
5488 | 0.14946 | 0.12718 | 0 | 1 | 0 | 1 | 1 | 0.14946 | 0.12718 | 1
5489 | 0.044162 | 0.13814 | 0 | 1 | 0 | 1 | 1 | 0.044162 | 0.13814 | 1
5490 | 0 | 0.10285 | 0 | 1 | 0 | 1 | 1 | 0 | 0.10285 | 1
5491 | 0 | 0.093046 | 0 | 1 | 0 | 1 | 1 | 0 | 0.093046 | 1
5492 | 0 | 0.058012 | 0 | 1 | 0 | 0 | 1 | 0 | 0.058012 | 1
5493 | 0 | 0.059676 | 0 | 1 | 0 | 0 | 1 | 0 | 0.059676 | 1
5494 | 0 | 0.037658 | 0 | 1 | 0 | 0 | 1 | 0 | 0.037658 | 1
5495 | 0 | 0.020606 | 0 | 1 | 0 | 0 | 1 | 0 | 0.020606 | 1
5496 | 0 | 0.015492 | 0 | 1 | 0 | 0 | 1 | 0 | 0.015492 | 1
5497 | 0 | 0.031612 | 0 | 1 | 0 | 0 | 1 | 0 | 0.031612 | 1
5498 | 0 | 0.014228 | 0 | 1 | 0 | 0 | 1 | 0 | 0.014228 | 1
5499 | 0 | 0.0098434 | 0 | 1 | 0 | 0 | 1 | 0 | 0.0098434 | 1
5500 | 0 | 0 | 0 | 1 | 0 | 0 | 1 | 0 | 0 | 1
5501 | 0 | 0 | 0 | 1 | 0 | 0 | 1 | 0 | 0 | 1
5502 | 0 | 0 | 0 | 1 | 0 | 1 | 1 | 0 | 0 | 1
5503 | 0 | 0 | 0 | 1 | 0 | 1 | 1 | 0 | 0 | 1
5504 | 0 | 0 | 0 | 1 | 0 | 1 | 1 | 0 | 0 | 1
5505 | 0.096583 | 0.011766 | 0 | 1 | 0 | 0 | 1 | 0.096583 | 0.011766 | 1
5506 | 0.22934 | 0.048123 | 0 | 1 | 0 | 0 | 1 | 0.22934 | 0.048123 | 1
5507 | 0.39746 | 0.077364 | 0 | 1 | 0 | 0 | 1 | 0.39746 | 0.077364 | 1
5508 | 0.31204 | 0.10067 | 0 | 1 | 0 | 0 | 1 | 0.31204 | 0.10067 | 1
5509 | 0.4046 | 0.10712 | 0 | 1 | 0 | 0 | 1 | 0.4046 | 0.10712 | 1
5510 | 0.35222 | 0.11006 | 0 | 1 | 0 | 0 | 1 | 0.35222 | 0.11006 | 1
5511 | 0.27702 | 0.10532 | 0 | 1 | 0 | 0 | 1 | 0.27702 | 0.10532 | 1
5512 | 0.1934 | 0.12464 | 0 | 1 | 0 | 1 | 1 | 0.1934 | 0.12464 | 1
5513 | 0.053928 | 0.11638 | 0 | 1 | 0 | 1 | 1 | 0.053928 | 0.11638 | 1
5514 | 0 | 0.090942 | 0 | 1 | 0 | 1 | 1 | 0 | 0.090942 | 1
5515 | 0 | 0.064148 | 0 | 1 | 0 | 1 | 1 | 0 | 0.064148 | 1
5516 | 0 | 0.022065 | 0 | 1 | 0 | 0 | 1 | 0 | 0.022065 | 1
5517 | 0 | 0.027793 | 0 | 1 | 0 | 0 | 1 | 0 | 0.027793 | 1
5518 | 0 | 0.0032312 | 0 | 1 | 0 | 0 | 1 | 0 | 0.0032312 | 1
5519 | 0 | 0.010275 | 0 | 1 | 0 | 0 | 1 | 0 | 0.010275 | 1
5520 | 0 | 0.0034813 | 0 | 1 | 0 | 0 | 1 | 0 | 0.0034813 | 1
5521 | 0 | 0.014104 | 0 | 1 | 0 | 0 | 1 | 0 | 0.014104 | 1
5522 | 0 | 0.008331 | 0 | 1 | 0 | 0 | 1 | 0 | 0.008331 | 1
5523 | 0 | 0 | 0 | 1 | 0 | 0 | 1 | 0 | 0 | 1
5524 | 0 | 0 | 0 | 1 | 0 | 0 | 1 | 0 | 0 | 1
5525 | 0 | 0 | 0 | 1 | 0 | 0 | 1 | 0 | 0 | 1
5526 | 0 | 0 | 0 | 1 | 0 | 1 | 1 | 0 | 0 | 1
5527 | 0 | 0 | 0 | 1 | 0 | 1 | 1 | 0 | 0 | 1
5528 | 0 | 0.00073429 | 0 | 1 | 0 | 1 | 1 | 0 | 0.00073429 | 1
5529 | 0.11854 | 0.016651 | 0 | 1 | 0 | 0 | 1 | 0.11854 | 0.016651 | 1
5530 | 0.25143 | 0.047761 | 0 | 1 | 0 | 0 | 1 | 0.25143 | 0.047761 | 1
5531 | 0.37661 | 0.07015 | 0 | 1 | 0 | 0 | 1 | 0.37661 | 0.07015 | 1
5532 | 0.35884 | 0.075441 | 0 | 1 | 0 | 0 | 1 | 0.35884 | 0.075441 | 1
5533 | 0.39826 | 0.090297 | 0 | 1 | 0 | 0 | 1 | 0.39826 | 0.090297 | 1
5534 | 0.36035 | 0.09652 | 0 | 1 | 0 | 0 | 1 | 0.36035 | 0.09652 | 1
5535 | 0.29552 | 0.080856 | 0 | 1 | 0 | 0 | 1 | 0.29552 | 0.080856 | 1
5536 | 0.17512 | 0.085757 | 0 | 1 | 0 | 1 | 1 | 0.17512 | 0.085757 | 1
5537 | 0.010354 | 0.0925 | 0 | 1 | 0 | 1 | 1 | 0.010354 | 0.0925 | 1
5538 | 0 | 0.061098 | 0 | 1 | 0 | 1 | 1 | 0 | 0.061098 | 1
5539 | 0 | 0.042053 | 0 | 1 | 0 | 1 | 1 | 0 | 0.042053 | 1
5540 | 0 | 0.0079282 | 0 | 1 | 0 | 0 | 1 | 0 | 0.0079282 | 1
5541 | 0 | 0.015889 | 0 | 1 | 0 | 0 | 1 | 0 | 0.015889 | 1
5542 | 0 | 0.00018213 | 0 | 1 | 0 | 0 | 1 | 0 | 0.00018213 | 1
5543 | 0 | 0.011814 | 0 | 1 | 0 | 0 | 1 | 0 | 0.011814 | 1
5544 | 0 | 0 | 0 | 1 | 0 | 0 | 1 | 0 | 0 | 1
5545 | 0 | 0.0047219 | 0 | 1 | 0 | 0 | 1 | 0 | 0.0047219 | 1
5546 | 0 | 0.01396 | 0 | 1 | 0 | 0 | 1 | 0 | 0.01396 | 1
5547 | 0 | 0.00046786 | 0 | 1 | 0 | 0 | 1 | 0 | 0.00046786 | 1
5548 | 0 | 0 | 0 | 1 | 0 | 0 | 1 | 0 | 0 | 1
5549 | 0 | 0 | 0 | 1 | 0 | 0 | 1 | 0 | 0 | 1
5550 | 0 | 0 | 0 | 1 | 0 | 1 | 1 | 0 | 0 | 1
5551 | 0 | 0 | 0 | 1 | 0 | 1 | 1 | 0 | 0 | 1
5552 | 0 | 0.018428 | 0 | 1 | 0 | 1 | 1 | 0 | 0.018428 | 1
5553 | 0.11663 | 0.01111 | 0 | 1 | 0 | 0 | 1 | 0.11663 | 0.01111 | 1
5554 | 0.1882 | 0.027894 | 0 | 1 | 0 | 0 | 1 | 0.1882 | 0.027894 | 1
5555 | 0.21736 | 0.058275 | 0 | 1 | 0 | 0 | 1 | 0.21736 | 0.058275 | 1
5556 | 0.29945 | 0.065423 | 0 | 1 | 0 | 0 | 1 | 0.29945 | 0.065423 | 1
5557 | 0.32787 | 0.084108 | 0 | 1 | 0 | 0 | 1 | 0.32787 | 0.084108 | 1
5558 | 0.32693 | 0.094929 | 0 | 1 | 0 | 0 | 1 | 0.32693 | 0.094929 | 1
5559 | 0.31852 | 0.087181 | 0 | 1 | 0 | 0 | 1 | 0.31852 | 0.087181 | 1
5560 | 0.18395 | 0.089628 | 0 | 1 | 0 | 1 | 1 | 0.18395 | 0.089628 | 1
5561 | 0.0094506 | 0.087824 | 0 | 1 | 0 | 1 | 1 | 0.0094506 | 0.087824 | 1
5562 | 0 | 0.063298 | 0 | 1 | 0 | 1 | 1 | 0 | 0.063298 | 1
5563 | 0 | 0.046438 | 0 | 1 | 0 | 1 | 1 | 0 | 0.046438 | 1
5564 | 0 | 0.015221 | 0 | 1 | 0 | 0 | 1 | 0 | 0.015221 | 1
5565 | 0 | 0.025379 | 0 | 1 | 0 | 0 | 1 | 0 | 0.025379 | 1
5566 | 0 | 0.023945 | 0 | 1 | 0 | 0 | 1 | 0 | 0.023945 | 1
5567 | 0 | 0.032347 | 0 | 1 | 0 | 0 | 1 | 0 | 0.032347 | 1
5568 | 0 | 0.02265 | 0 | 1 | 0 | 0 | 1 | 0 | 0.02265 | 1
5569 | 0 | 0.0064049 | 0 | 1 | 0 | 0 | 1 | 0 | 0.0064049 | 1
5570 | 0 | 0.030484 | 0 | 1 | 0 | 0 | 1 | 0 | 0.030484 | 1
5571 | 0 | 0.014912 | 0 | 1 | 0 | 0 | 1 | 0 | 0.014912 | 1
5572 | 0 | 0.0081873 | 0 | 1 | 0 | 0 | 1 | 0 | 0.0081873 | 1
5573 | 0 | 0.0023907 | 0 | 1 | 0 | 0 | 1 | 0 | 0.0023907 | 1
5574 | 0 | 0.011597 | 0.0024175 | 1 | 0 | 1 | 1 | 0 | 0.011597 | 1
5575 | 0 | 0.032797 | 0.0082721 | 1 | 0 | 1 | 1 | 0 | 0.032797 | 1
5576 | 0 | 0.040226 | 0.007918 | 1 | 0 | 1 | 1 | 0 | 0.040226 | 1
5577 | 0.076102 | 0.029758 | 0.0061708 | 1 | 0 | 0 | 1 | 0.076102 | 0.029758 | 1
5578 | 0.17183 | 0.051802 | 0.0010488 | 1 | 0 | 0 | 1 | 0.17183 | 0.051802 | 1
5579 | 0.21376 | 0.068819 | 0.001841 | 1 | 0 | 0 | 1 | 0.21376 | 0.068819 | 1
5580 | 0.34042 | 0.079255 | 0.0026223 | 1 | 0 | 0 | 1 | 0.34042 | 0.079255 | 1
5581 | 0.25333 | 0.096214 | 0.00078151 | 1 | 0 | 0 | 1 | 0.25333 | 0.096214 | 1
5582 | 0.2304 | 0.099534 | 0 | 1 | 0 | 0 | 1 | 0.2304 | 0.099534 | 1
5583 | 0.30299 | 0.083487 | 0 | 1 | 0 | 0 | 1 | 0.30299 | 0.083487 | 1
5584 | 0.16607 | 0.098458 | 0 | 1 | 0 | 1 | 1 | 0.16607 | 0.098458 | 1
5585 | 0.0037374 | 0.10473 | 0 | 1 | 0 | 1 | 1 | 0.0037374 | 0.10473 | 1
5586 | 0 | 0.083185 | 0 | 1 | 0 | 1 | 1 | 0 | 0.083185 | 1
5587 | 0 | 0.059732 | 0 | 1 | 0 | 1 | 1 | 0 | 0.059732 | 1
5588 | 0 | 0.039223 | 0 | 1 | 0 | 0 | 1 | 0 | 0.039223 | 1
5589 | 0 | 0.049944 | 0 | 1 | 0 | 0 | 1 | 0 | 0.049944 | 1
5590 | 0 | 0.074702 | 0 | 1 | 0 | 0 | 1 | 0 | 0.074702 | 1
5591 | 0 | 0.064077 | 0 | 1 | 0 | 0 | 1 | 0 | 0.064077 | 1
5592 | 0 | 0.056389 | 0 | 1 | 0 | 0 | 1 | 0 | 0.056389 | 1
5593 | 0 | 0.026066 | 0 | 1 | 0 | 0 | 1 | 0 | 0.026066 | 1
5594 | 0 | 0.041775 | 0 | 1 | 0 | 0 | 1 | 0 | 0.041775 | 1
5595 | 0 | 0.029732 | 0 | 1 | 0 | 0 | 1 | 0 | 0.029732 | 1
5596 | 0 | 0.01637 | 0 | 1 | 0 | 0 | 1 | 0 | 0.01637 | 1
5597 | 0 | 0.0034676 | 0 | 1 | 0 | 0 | 1 | 0 | 0.0034676 | 1
5598 | 0 | 0.022176 | 0 | 1 | 0 | 1 | 1 | 0 | 0.022176 | 1
5599 | 0 | 0.0058 | 0 | 1 | 0 | 1 | 1 | 0 | 0.0058 | 1
5600 | 0 | 0.023556 | 0 | 1 | 0 | 1 | 1 | 0 | 0.023556 | 1
5601 | 0 | 0.026527 | 0 | 1 | 0 | 0 | 1 | 0 | 0.026527 | 1
5602 | 0.04489 | 0.062257 | 0 | 1 | 0 | 0 | 1 | 0.04489 | 0.062257 | 1
5603 | 0.096403 | 0.083831 | 0 | 1 | 0 | 0 | 1 | 0.096403 | 0.083831 | 1
5604 | 0.17502 | 0.10176 | 0 | 1 | 0 | 0 | 1 | 0.17502 | 0.10176 | 1
5605 | 0.1106 | 0.11373 | 0 | 1 | 0 | 0 | 1 | 0.1106 | 0.11373 | 1
5606 | 0.086876 | 0.10522 | 0 | 1 | 0 | 0 | 1 | 0.086876 | 0.10522 | 1
5607 | 0.091496 | 0.10404 | 0 | 1 | 0 | 0 | 1 | 0.091496 | 0.10404 | 1
5608 | 0.015884 | 0.13012 | 0 | 1 | 0 | 1 | 1 | 0.015884 | 0.13012 | 1
5609 | 0 | 0.10826 | 0 | 1 | 0 | 1 | 1 | 0 | 0.10826 | 1
5610 | 0 | 0.083353 | 0 | 1 | 0 | 1 | 1 | 0 | 0.083353 | 1
5611 | 0 | 0.041175 | 0 | 1 | 0 | 1 | 1 | 0 | 0.041175 | 1
5612 | 0 | 0.019432 | 0 | 1 | 0 | 0 | 1 | 0 | 0.019432 | 1
5613 | 0 | 0.025277 | 0 | 1 | 0 | 0 | 1 | 0 | 0.025277 | 1
5614 | 0 | 0.045902 | 0 | 1 | 0 | 0 | 1 | 0 | 0.045902 | 1
5615 | 0 | 0.03401 | 0 | 1 | 0 | 0 | 1 | 0 | 0.03401 | 1
5616 | 0 | 0.041532 | 0 | 1 | 0 | 0 | 1 | 0 | 0.041532 | 1
5617 | 0 | 0.058166 | 0 | 1 | 0 | 0 | 1 | 0 | 0.058166 | 1
5618 | 0 | 0.0070678 | 0 | 1 | 0 | 0 | 1 | 0 | 0.0070678 | 1
5619 | 0 | 0.01293 | 0 | 1 | 0 | 0 | 1 | 0 | 0.01293 | 1
5620 | 0 | 0.0006535 | 0 | 1 | 0 | 0 | 1 | 0 | 0.0006535 | 1
5621 | 0 | 0 | 0 | 1 | 0 | 0 | 1 | 0 | 0 | 1
5622 | 0 | 0 | 0 | 1 | 0 | 1 | 1 | 0 | 0 | 1
5623 | 0 | 0 | 0 | 1 | 0 | 1 | 1 | 0 | 0 | 1
5624 | 0 | 0 | 0 | 1 | 0 | 1 | 1 | 0 | 0 | 1
5625 | 0 | 0.020538 | 0 | 1 | 0 | 0 | 1 | 0 | 0.020538 | 1
5626 | 0 | 0.06345 | 0 | 1 | 0 | 0 | 1 | 0 | 0.06345 | 1
5627 | 0.030297 | 0.075292 | 0 | 1 | 0 | 0 | 1 | 0.030297 | 0.075292 | 1
5628 | 0.084912 | 0.10056 | 0 | 1 | 0 | 0 | 1 | 0.084912 | 0.10056 | 1
5629 | 0.065878 | 0.097238 | 0 | 1 | 0 | 0 | 1 | 0.065878 | 0.097238 | 1
5630 | 0.02403 | 0.087769 | 0 | 1 | 0 | 0 | 1 | 0.02403 | 0.087769 | 1
5631 | 0.023535 | 0.073417 | 0 | 1 | 0 | 0 | 1 | 0.023535 | 0.073417 | 1
5632 | 0 | 0.089055 | 0 | 1 | 0 | 1 | 1 | 0 | 0.089055 | 1
5633 | 0 | 0.070706 | 0 | 1 | 0 | 1 | 1 | 0 | 0.070706 | 1
5634 | 0 | 0.058899 | 0 | 1 | 0 | 1 | 1 | 0 | 0.058899 | 1
5635 | 0 | 0.022844 | 0 | 1 | 0 | 1 | 1 | 0 | 0.022844 | 1
5636 | 0 | 0.0042837 | 0 | 1 | 0 | 0 | 1 | 0 | 0.0042837 | 1
5637 | 0 | 0.0031712 | 0 | 1 | 0 | 0 | 1 | 0 | 0.0031712 | 1
5638 | 0 | 0.012031 | 0 | 1 | 0 | 0 | 1 | 0 | 0.012031 | 1
5639 | 0 | 0.010299 | 0 | 1 | 0 | 0 | 1 | 0 | 0.010299 | 1
5640 | 0 | 0.012252 | 0 | 1 | 0 | 0 | 1 | 0 | 0.012252 | 1
5641 | 0 | 0.02833 | 0 | 1 | 0 | 0 | 1 | 0 | 0.02833 | 1
5642 | 0 | 0 | 0 | 1 | 0 | 0 | 1 | 0 | 0 | 1
5643 | 0 | 0 | 0 | 1 | 0 | 0 | 1 | 0 | 0 | 1
5644 | 0 | 0 | 0 | 1 | 0 | 0 | 1 | 0 | 0 | 1
5645 | 0 | 0 | 0 | 1 | 0 | 0 | 1 | 0 | 0 | 1
5646 | 0 | 0 | 0 | 1 | 0 | 1 | 1 | 0 | 0 | 1
5647 | 0 | 0 | 0 | 1 | 0 | 1 | 1 | 0 | 0 | 1
5648 | 0 | 0 | 0 | 1 | 0 | 1 | 1 | 0 | 0 | 1
5649 | 0 | 0.019426 | 0 | 1 | 0 | 0 | 1 | 0 | 0.019426 | 1
5650 | 0 | 0.043357 | 0 | 1 | 0 | 0 | 1 | 0 | 0.043357 | 1
5651 | 0 | 0.046612 | 0 | 1 | 0 | 0 | 1 | 0 | 0.046612 | 1
5652 | 0.034287 | 0.063065 | 0 | 1 | 0 | 0 | 1 | 0.034287 | 0.063065 | 1
5653 | 0.089337 | 0.05936 | 0 | 1 | 0 | 0 | 1 | 0.089337 | 0.05936 | 1
5654 | 0.071724 | 0.058051 | 0 | 1 | 0 | 0 | 1 | 0.071724 | 0.058051 | 1
5655 | 0.016269 | 0.059411 | 0 | 1 | 0 | 0 | 1 | 0.016269 | 0.059411 | 1
5656 | 0 | 0.039593 | 0 | 1 | 0 | 1 | 1 | 0 | 0.039593 | 1
5657 | 0 | 0.040948 | 0 | 1 | 0 | 1 | 1 | 0 | 0.040948 | 1
5658 | 0 | 0.029864 | 0 | 1 | 0 | 1 | 1 | 0 | 0.029864 | 1
5659 | 0 | 0.011615 | 0 | 1 | 0 | 1 | 1 | 0 | 0.011615 | 1
5660 | 0 | 0 | 0 | 1 | 0 | 0 | 1 | 0 | 0 | 1
5661 | 0 | 0 | 0 | 1 | 0 | 0 | 1 | 0 | 0 | 1
5662 | 0 | 0 | 0 | 1 | 0 | 0 | 1 | 0 | 0 | 1
5663 | 0 | 0 | 0 | 1 | 0 | 0 | 1 | 0 | 0 | 1
5664 | 0 | 0.0057408 | 0 | 1 | 0 | 0 | 1 | 0 | 0.0057408 | 1
5665 | 0 | 0 | 0 | 1 | 0 | 0 | 1 | 0 | 0 | 1
5666 | 0 | 0 | 0 | 1 | 0 | 0 | 1 | 0 | 0 | 1
5667 | 0 | 0 | 0 | 1 | 0 | 0 | 1 | 0 | 0 | 1
5668 | 0 | 0 | 0 | 1 | 0 | 0 | 1 | 0 | 0 | 1
5669 | 0 | 0 | 0 | 1 | 0 | 0 | 1 | 0 | 0 | 1
5670 | 0 | 0 | 0 | 1 | 0 | 1 | 1 | 0 | 0 | 1
5671 | 0 | 0.0051775 | 0 | 1 | 0 | 1 | 1 | 0 | 0.0051775 | 1
5672 | 0 | 0.009899 | 0 | 1 | 0 | 1 | 1 | 0 | 0.009899 | 1
5673 | 0 | 0.023315 | 0 | 1 | 0 | 0 | 1 | 0 | 0.023315 | 1
5674 | 0 | 0.046279 | 0 | 1 | 0 | 0 | 1 | 0 | 0.046279 | 1
5675 | 0.0299 | 0.040401 | 0 | 1 | 0 | 0 | 1 | 0.0299 | 0.040401 | 1
5676 | 0.081103 | 0.054236 | 0 | 1 | 0 | 0 | 1 | 0.081103 | 0.054236 | 1
5677 | 0.1791 | 0.049798 | 0 | 1 | 0 | 0 | 1 | 0.1791 | 0.049798 | 1
5678 | 0.14754 | 0.049484 | 0 | 1 | 0 | 0 | 1 | 0.14754 | 0.049484 | 1
5679 | 0.12879 | 0.04126 | 0 | 1 | 0 | 0 | 1 | 0.12879 | 0.04126 | 1
5680 | 0.062489 | 0.020685 | 0 | 1 | 0 | 1 | 1 | 0.062489 | 0.020685 | 1
5681 | 0 | 0.0364 | 0 | 1 | 0 | 1 | 1 | 0 | 0.0364 | 1
5682 | 0 | 0.024607 | 0 | 1 | 0 | 1 | 1 | 0 | 0.024607 | 1
5683 | 0 | 0.021948 | 0 | 1 | 0 | 1 | 1 | 0 | 0.021948 | 1
5684 | 0 | 0.011287 | 0 | 1 | 0 | 0 | 1 | 0 | 0.011287 | 1
5685 | 0 | 0.013066 | 0 | 1 | 0 | 0 | 1 | 0 | 0.013066 | 1
5686 | 0 | 0.014801 | 0 | 1 | 0 | 0 | 1 | 0 | 0.014801 | 1
5687 | 0 | 0.012882 | 0 | 1 | 0 | 0 | 1 | 0 | 0.012882 | 1
5688 | 0 | 0.014779 | 0 | 1 | 0 | 0 | 1 | 0 | 0.014779 | 1
5689 | 0 | 0 | 0 | 1 | 0 | 0 | 1 | 0 | 0 | 1
5690 | 0 | 0 | 0 | 1 | 0 | 0 | 1 | 0 | 0 | 1
5691 | 0 | 0 | 0 | 1 | 0 | 0 | 1 | 0 | 0 | 1
5692 | 0 | 0 | 0 | 1 | 0 | 0 | 1 | 0 | 0 | 1
5693 | 0 | 0 | 0 | 1 | 0 | 0 | 1 | 0 | 0 | 1
5694 | 0 | 0 | 0 | 1 | 0 | 1 | 1 | 0 | 0 | 1
5695 | 0 | 0.0046688 | 0 | 1 | 0 | 1 | 1 | 0 | 0.0046688 | 1
5696 | 0 | 0.018977 | 0 | 1 | 0 | 1 | 1 | 0 | 0.018977 | 1
5697 | 0 | 0.023387 | 0 | 1 | 0 | 0 | 1 | 0 | 0.023387 | 1
5698 | 0.078277 | 0.068812 | 0 | 1 | 0 | 0 | 1 | 0.078277 | 0.068812 | 1
5699 | 0.10029 | 0.067823 | 0 | 1 | 0 | 0 | 1 | 0.10029 | 0.067823 | 1
5700 | 0.11832 | 0.065042 | 0 | 1 | 0 | 0 | 1 | 0.11832 | 0.065042 | 1
5701 | 0.21619 | 0.071933 | 0 | 1 | 0 | 0 | 1 | 0.21619 | 0.071933 | 1
5702 | 0.16421 | 0.051161 | 0 | 1 | 0 | 0 | 1 | 0.16421 | 0.051161 | 1
5703 | 0.11807 | 0.052668 | 0 | 1 | 0 | 0 | 1 | 0.11807 | 0.052668 | 1
5704 | 0.042485 | 0.040745 | 0 | 1 | 0 | 1 | 1 | 0.042485 | 0.040745 | 1
5705 | 0 | 0.053685 | 0 | 1 | 0 | 1 | 1 | 0 | 0.053685 | 1
5706 | 0 | 0.048168 | 0 | 1 | 0 | 1 | 1 | 0 | 0.048168 | 1
5707 | 0 | 0.03794 | 0 | 1 | 0 | 1 | 1 | 0 | 0.03794 | 1
5708 | 0 | 0.029164 | 0 | 1 | 0 | 0 | 1 | 0 | 0.029164 | 1
5709 | 0 | 0.031485 | 0 | 1 | 0 | 0 | 1 | 0 | 0.031485 | 1
5710 | 0 | 0.02802 | 0 | 1 | 0 | 0 | 1 | 0 | 0.02802 | 1
5711 | 0 | 0.018189 | 0 | 1 | 0 | 0 | 1 | 0 | 0.018189 | 1
5712 | 0 | 0.019963 | 0 | 1 | 0 | 0 | 1 | 0 | 0.019963 | 1
5713 | 0 | 0 | 0 | 1 | 0 | 0 | 1 | 0 | 0 | 1
5714 | 0 | 0.0012786 | 0 | 1 | 0 | 0 | 1 | 0 | 0.0012786 | 1
5715 | 0 | 0 | 0 | 1 | 0 | 0 | 1 | 0 | 0 | 1
5716 | 0 | 0 | 0 | 1 | 0 | 0 | 1 | 0 | 0 | 1
5717 | 0 | 0 | 0 | 1 | 0 | 0 | 1 | 0 | 0 | 1
5718 | 0 | 0 | 0 | 1 | 0 | 1 | 1 | 0 | 0 | 1
5719 | 0 | 0 | 0 | 1 | 0 | 1 | 1 | 0 | 0 | 1
5720 | 0 | 0 | 0 | 1 | 0 | 1 | 1 | 0 | 0 | 1
5721 | 0.0041504 | 0 | 0 | 1 | 0 | 0 | 1 | 0.0041504 | 0 | 1
5722 | 0.12436 | 0.024504 | 0 | 1 | 0 | 0 | 1 | 0.12436 | 0.024504 | 1
5723 | 0.16303 | 0.037392 | 0 | 1 | 0 | 0 | 1 | 0.16303 | 0.037392 | 1
5724 | 0.21 | 0.044741 | 0 | 1 | 0 | 0 | 1 | 0.21 | 0.044741 | 1
5725 | 0.19802 | 0.061516 | 0 | 1 | 0 | 0 | 1 | 0.19802 | 0.061516 | 1
5726 | 0.15332 | 0.060137 | 0 | 1 | 0 | 0 | 1 | 0.15332 | 0.060137 | 1
5727 | 0.07526 | 0.056359 | 0 | 1 | 0 | 0 | 1 | 0.07526 | 0.056359 | 1
5728 | 0 | 0.049164 | 0 | 1 | 0 | 1 | 1 | 0 | 0.049164 | 1
5729 | 0 | 0.053246 | 0 | 1 | 0 | 1 | 1 | 0 | 0.053246 | 1
5730 | 0 | 0.045235 | 0 | 1 | 0 | 1 | 1 | 0 | 0.045235 | 1
5731 | 0 | 0.025747 | 0 | 1 | 0 | 1 | 1 | 0 | 0.025747 | 1
5732 | 0 | 0.014566 | 0 | 1 | 0 | 0 | 1 | 0 | 0.014566 | 1
5733 | 0 | 0.025438 | 0 | 1 | 0 | 0 | 1 | 0 | 0.025438 | 1
5734 | 0 | 0.032523 | 0 | 1 | 0 | 0 | 1 | 0 | 0.032523 | 1
5735 | 0 | 0.031283 | 0 | 1 | 0 | 0 | 1 | 0 | 0.031283 | 1
5736 | 0 | 0.01387 | 0 | 1 | 0 | 0 | 1 | 0 | 0.01387 | 1
5737 | 0 | 0.01289 | 0 | 1 | 0 | 0 | 1 | 0 | 0.01289 | 1
5738 | 0 | 0 | 0 | 1 | 0 | 0 | 1 | 0 | 0 | 1
5739 | 0 | 0 | 0 | 1 | 0 | 0 | 1 | 0 | 0 | 1
5740 | 0 | 0 | 0 | 1 | 0 | 0 | 1 | 0 | 0 | 1
5741 | 0 | 0 | 0 | 1 | 0 | 0 | 1 | 0 | 0 | 1
5742 | 0 | 0 | 0 | 1 | 0 | 1 | 1 | 0 | 0 | 1
5743 | 0 | 0 | 0 | 1 | 0 | 1 | 1 | 0 | 0 | 1
5744 | 0 | 0 | 0 | 1 | 0 | 1 | 1 | 0 | 0 | 1
5745 | 0.020364 | 0 | 0 | 1 | 0 | 0 | 1 | 0.020364 | 0 | 1
5746 | 0.12263 | 0 | 0 | 1 | 0 | 0 | 1 | 0.12263 | 0 | 1
5747 | 0.1437 | 0.01665 | 0 | 1 | 0 | 0 | 1 | 0.1437 | 0.01665 | 1
5748 | 0.18117 | 0.044176 | 0 | 1 | 0 | 0 | 1 | 0.18117 | 0.044176 | 1
5749 | 0.20241 | 0.073302 | 0 | 1 | 0 | 0 | 1 | 0.20241 | 0.073302 | 1
5750 | 0.18613 | 0.087465 | 0 | 1 | 0 | 0 | 1 | 0.18613 | 0.087465 | 1
5751 | 0.093636 | 0.083869 | 0 | 1 | 0 | 0 | 1 | 0.093636 | 0.083869 | 1
5752 | 0 | 0.070517 | 0 | 1 | 0 | 1 | 1 | 0 | 0.070517 | 1
5753 | 0 | 0.082776 | 0 | 1 | 0 | 1 | 1 | 0 | 0.082776 | 1
5754 | 0 | 0.059685 | 0 | 1 | 0 | 1 | 1 | 0 | 0.059685 | 1
5755 | 0 | 0.026493 | 0 | 1 | 0 | 1 | 1 | 0 | 0.026493 | 1
5756 | 0 | 0 | 0 | 1 | 0 | 0 | 1 | 0 | 0 | 1
5757 | 0 | 0.018305 | 0 | 1 | 0 | 0 | 1 | 0 | 0.018305 | 1
5758 | 0 | 0.0099119 | 0 | 1 | 0 | 0 | 1 | 0 | 0.0099119 | 1
5759 | 0 | 0.014694 | 0 | 1 | 0 | 0 | 1 | 0 | 0.014694 | 1
5760 | 0 | 0.0030655 | 0 | 1 | 0 | 0 | 1 | 0 | 0.0030655 | 1
5761 | 0 | 0 | 0 | 1 | 0 | 0 | 1 | 0 | 0 | 1
5762 | 0 | 0 | 0 | 1 | 0 | 0 | 1 | 0 | 0 | 1
5763 | 0 | 0 | 0 | 1 | 0 | 0 | 1 | 0 | 0 | 1
5764 | 0 | 0 | 0 | 1 | 0 | 0 | 1 | 0 | 0 | 1
5765 | 0 | 0 | 0 | 1 | 0 | 0 | 1 | 0 | 0 | 1
5766 | 0 | 0 | 0 | 1 | 0 | 1 | 1 | 0 | 0 | 1
5767 | 0 | 0 | 0 | 1 | 0 | 1 | 1 | 0 | 0 | 1
5768 | 0 | 0 | 0 | 1 | 0 | 1 | 1 | 0 | 0 | 1
5769 | 0.082525 | 0 | 0 | 1 | 0 | 0 | 1 | 0.082525 | 0 | 1
5770 | 0.18836 | 0.00056448 | 0 | 1 | 0 | 0 | 1 | 0.18836 | 0.00056448 | 1
5771 | 0.26762 | 0.024695 | 0 | 1 | 0 | 0 | 1 | 0.26762 | 0.024695 | 1
5772 | 0.30096 | 0.061221 | 0 | 1 | 0 | 0 | 1 | 0.30096 | 0.061221 | 1
5773 | 0.31412 | 0.096468 | 0 | 1 | 0 | 0 | 1 | 0.31412 | 0.096468 | 1
5774 | 0.31148 | 0.12195 | 0 | 1 | 0 | 0 | 1 | 0.31148 | 0.12195 | 1
5775 | 0.19697 | 0.11359 | 0 | 1 | 0 | 0 | 1 | 0.19697 | 0.11359 | 1
5776 | 0.054548 | 0.089356 | 0 | 1 | 0 | 1 | 1 | 0.054548 | 0.089356 | 1
5777 | 0.02533 | 0.09803 | 0 | 1 | 0 | 1 | 1 | 0.02533 | 0.09803 | 1
5778 | 0 | 0.054798 | 0 | 1 | 0 | 1 | 1 | 0 | 0.054798 | 1
5779 | 0 | 0.030037 | 0 | 1 | 0 | 1 | 1 | 0 | 0.030037 | 1
5780 | 0 | 0.0086824 | 0 | 1 | 0 | 0 | 1 | 0 | 0.0086824 | 1
5781 | 0 | 0.034838 | 0 | 1 | 0 | 0 | 1 | 0 | 0.034838 | 1
5782 | 0 | 0.02381 | 0 | 1 | 0 | 0 | 1 | 0 | 0.02381 | 1
5783 | 0 | 0.037281 | 0 | 1 | 0 | 0 | 1 | 0 | 0.037281 | 1
5784 | 0 | 0.020159 | 0 | 1 | 0 | 0 | 1 | 0 | 0.020159 | 1
5785 | 0 | 0 | 0 | 1 | 0 | 0 | 1 | 0 | 0 | 1
5786 | 0 | 0 | 0 | 1 | 0 | 0 | 1 | 0 | 0 | 1
5787 | 0 | 0 | 0 | 1 | 0 | 0 | 1 | 0 | 0 | 1
5788 | 0 | 0 | 0 | 1 | 0 | 0 | 1 | 0 | 0 | 1
5789 | 0 | 0 | 0 | 1 | 0 | 0 | 1 | 0 | 0 | 1
5790 | 0 | 0 | 0 | 1 | 0 | 1 | 1 | 0 | 0 | 1
5791 | 0 | 0 | 0 | 1 | 0 | 1 | 1 | 0 | 0 | 1
5792 | 0 | 0 | 0 | 1 | 0 | 1 | 1 | 0 | 0 | 1
5793 | 0.092062 | 0 | 0 | 1 | 0 | 0 | 1 | 0.092062 | 0 | 1
5794 | 0.18019 | 0.0095755 | 0 | 1 | 0 | 0 | 1 | 0.18019 | 0.0095755 | 1
5795 | 0.30376 | 0.047123 | 0 | 1 | 0 | 0 | 1 | 0.30376 | 0.047123 | 1
5796 | 0.34208 | 0.086607 | 0 | 1 | 0 | 0 | 1 | 0.34208 | 0.086607 | 1
5797 | 0.35737 | 0.11315 | 0 | 1 | 0 | 0 | 1 | 0.35737 | 0.11315 | 1
5798 | 0.35372 | 0.12038 | 0 | 1 | 0 | 0 | 1 | 0.35372 | 0.12038 | 1
5799 | 0.25884 | 0.109 | 0 | 1 | 0 | 0 | 1 | 0.25884 | 0.109 | 1
5800 | 0.1218 | 0.096337 | 0 | 1 | 0 | 1 | 1 | 0.1218 | 0.096337 | 1
5801 | 0.01214 | 0.10222 | 0 | 1 | 0 | 1 | 1 | 0.01214 | 0.10222 | 1
5802 | 0 | 0.046474 | 0 | 1 | 0 | 1 | 1 | 0 | 0.046474 | 1
5803 | 0 | 0.011956 | 0 | 1 | 0 | 1 | 1 | 0 | 0.011956 | 1
5804 | 0 | 0 | 0 | 1 | 0 | 0 | 1 | 0 | 0 | 1
5805 | 0 | 0.0012076 | 0 | 1 | 0 | 0 | 1 | 0 | 0.0012076 | 1
5806 | 0 | 0 | 0 | 1 | 0 | 0 | 1 | 0 | 0 | 1
5807 | 0 | 0 | 0 | 1 | 0 | 0 | 1 | 0 | 0 | 1
5808 | 0 | 0 | 0 | 1 | 0 | 0 | 1 | 0 | 0 | 1
5809 | 0 | 0 | 0 | 1 | 0 | 0 | 1 | 0 | 0 | 1
5810 | 0 | 0 | 0 | 1 | 0 | 0 | 1 | 0 | 0 | 1
5811 | 0 | 0 | 0 | 1 | 0 | 0 | 1 | 0 | 0 | 1
5812 | 0 | 0 | 0 | 1 | 0 | 0 | 1 | 0 | 0 | 1
5813 | 0 | 0 | 0 | 1 | 0 | 0 | 1 | 0 | 0 | 1
5814 | 0 | 0 | 0 | 1 | 0 | 1 | 1 | 0 | 0 | 1
5815 | 0 | 0 | 0 | 1 | 0 | 1 | 1 | 0 | 0 | 1
5816 | 0 | 0 | 0 | 1 | 0 | 1 | 1 | 0 | 0 | 1
5817 | 0.096894 | 0 | 0 | 1 | 0 | 0 | 1 | 0.096894 | 0 | 1
5818 | 0.17827 | 0 | 0 | 1 | 0 | 0 | 1 | 0.17827 | 0 | 1
5819 | 0.31385 | 0.027323 | 0 | 1 | 0 | 0 | 1 | 0.31385 | 0.027323 | 1
5820 | 0.3625 | 0.053084 | 0 | 1 | 0 | 0 | 1 | 0.3625 | 0.053084 | 1
5821 | 0.30167 | 0.077644 | 0 | 1 | 0 | 0 | 1 | 0.30167 | 0.077644 | 1
5822 | 0.31931 | 0.067783 | 0 | 1 | 0 | 0 | 1 | 0.31931 | 0.067783 | 1
5823 | 0.25797 | 0.050183 | 0 | 1 | 0 | 0 | 1 | 0.25797 | 0.050183 | 1
5824 | 0.23843 | 0.036004 | 0 | 1 | 0 | 1 | 1 | 0.23843 | 0.036004 | 1
5825 | 0.061803 | 0.037559 | 0 | 1 | 0 | 1 | 1 | 0.061803 | 0.037559 | 1
5826 | 0 | 0 | 0 | 1 | 0 | 1 | 1 | 0 | 0 | 1
5827 | 0 | 0 | 0 | 1 | 0 | 1 | 1 | 0 | 0 | 1
5828 | 0 | 0 | 0 | 1 | 0 | 0 | 1 | 0 | 0 | 1
5829 | 0 | 0 | 0 | 1 | 0 | 0 | 1 | 0 | 0 | 1
5830 | 0 | 0 | 0 | 1 | 0 | 0 | 1 | 0 | 0 | 1
5831 | 0 | 0 | 0 | 1 | 0 | 0 | 1 | 0 | 0 | 1
5832 | 0 | 0 | 0 | 1 | 0 | 0 | 1 | 0 | 0 | 1
5833 | 0 | 0 | 0 | 1 | 0 | 0 | 1 | 0 | 0 | 1
5834 | 0 | 0 | 0 | 1 | 0 | 0 | 1 | 0 | 0 | 1
5835 | 0 | 0 | 0 | 1 | 0 | 0 | 1 | 0 | 0 | 1
5836 | 0 | 0 | 0 | 1 | 0 | 0 | 1 | 0 | 0 | 1
5837 | 0 | 0 | 0 | 1 | 0 | 0 | 1 | 0 | 0 | 1
5838 | 0 | 0 | 0 | 1 | 0 | 1 | 1 | 0 | 0 | 1
5839 | 0 | 0 | 0 | 1 | 0 | 1 | 1 | 0 | 0 | 1
5840 | 0 | 0 | 0 | 1 | 0 | 1 | 1 | 0 | 0 | 1
5841 | 0.075604 | 0 | 0 | 1 | 0 | 0 | 1 | 0.075604 | 0 | 1
5842 | 0.18256 | 0 | 0 | 1 | 0 | 0 | 1 | 0.18256 | 0 | 1
5843 | 0.25019 | 0 | 0 | 1 | 0 | 0 | 1 | 0.25019 | 0 | 1
5844 | 0.29246 | 0.0046383 | 0 | 1 | 0 | 0 | 1 | 0.29246 | 0.0046383 | 1
5845 | 0.23442 | 0.033307 | 0 | 1 | 0 | 0 | 1 | 0.23442 | 0.033307 | 1
5846 | 0.24473 | 0.032277 | 0 | 1 | 0 | 0 | 1 | 0.24473 | 0.032277 | 1
5847 | 0.17715 | 0.01763 | 0 | 1 | 0 | 0 | 1 | 0.17715 | 0.01763 | 1
5848 | 0.15976 | 0.0014204 | 0 | 1 | 0 | 1 | 1 | 0.15976 | 0.0014204 | 1
5849 | 0.021756 | 0.0033695 | 0 | 1 | 0 | 1 | 1 | 0.021756 | 0.0033695 | 1
5850 | 0 | 0 | 0 | 1 | 0 | 1 | 1 | 0 | 0 | 1
5851 | 0 | 0 | 0 | 1 | 0 | 1 | 1 | 0 | 0 | 1
5852 | 0 | 0 | 0 | 1 | 0 | 0 | 1 | 0 | 0 | 1
5853 | 0 | 0 | 0 | 1 | 0 | 0 | 1 | 0 | 0 | 1
5854 | 0 | 0 | 0 | 1 | 0 | 0 | 1 | 0 | 0 | 1
5855 | 0 | 0 | 0 | 1 | 0 | 0 | 1 | 0 | 0 | 1
5856 | 0 | 0 | 0 | 1 | 0 | 0 | 1 | 0 | 0 | 1
5857 | 0 | 0 | 0 | 1 | 0 | 0 | 1 | 0 | 0 | 1
5858 | 0 | 0 | 0 | 1 | 0 | 0 | 1 | 0 | 0 | 1
5859 | 0 | 0 | 0 | 1 | 0 | 0 | 1 | 0 | 0 | 1
5860 | 0 | 0 | 0 | 1 | 0 | 0 | 1 | 0 | 0 | 1
5861 | 0 | 0 | 0 | 1 | 0 | 0 | 1 | 0 | 0 | 1
5862 | 0 | 0 | 0 | 1 | 0 | 1 | 1 | 0 | 0 | 1
5863 | 0 | 0 | 0 | 1 | 0 | 1 | 1 | 0 | 0 | 1
5864 | 0 | 0 | 0 | 1 | 0 | 1 | 1 | 0 | 0 | 1
5865 | 0.038563 | 0 | 0 | 1 | 0 | 0 | 1 | 0.038563 | 0 | 1
5866 | 0.10977 | 0 | 0 | 1 | 0 | 0 | 1 | 0.10977 | 0 | 1
5867 | 0.17373 | 0 | 0 | 1 | 0 | 0 | 1 | 0.17373 | 0 | 1
5868 | 0.16839 | 0 | 0 | 1 | 0 | 0 | 1 | 0.16839 | 0 | 1
5869 | 0.15603 | 0 | 0 | 1 | 0 | 0 | 1 | 0.15603 | 0 | 1
5870 | 0.18673 | 0.003452 | 0 | 1 | 0 | 0 | 1 | 0.18673 | 0.003452 | 1
5871 | 0.13898 | 0 | 0 | 1 | 0 | 0 | 1 | 0.13898 | 0 | 1
5872 | 0.15928 | 0 | 0 | 1 | 0 | 1 | 1 | 0.15928 | 0 | 1
5873 | 0.0022596 | 0 | 0 | 1 | 0 | 1 | 1 | 0.0022596 | 0 | 1
5874 | 0 | 0 | 0 | 1 | 0 | 1 | 1 | 0 | 0 | 1
5875 | 0 | 0 | 0 | 1 | 0 | 1 | 1 | 0 | 0 | 1
5876 | 0 | 0 | 0 | 1 | 0 | 0 | 1 | 0 | 0 | 1
5877 | 0 | 0 | 0 | 1 | 0 | 0 | 1 | 0 | 0 | 1
5878 | 0 | 0 | 0 | 1 | 0 | 0 | 1 | 0 | 0 | 1
5879 | 0 | 0 | 0 | 1 | 0 | 0 | 1 | 0 | 0 | 1
5880 | 0 | 0 | 0 | 1 | 0 | 0 | 1 | 0 | 0 | 1
5881 | 0 | 0 | 0 | 1 | 0 | 0 | 1 | 0 | 0 | 1
5882 | 0 | 0 | 0 | 1 | 0 | 0 | 1 | 0 | 0 | 1
5883 | 0 | 0 | 0 | 1 | 0 | 0 | 1 | 0 | 0 | 1
5884 | 0 | 0 | 0 | 1 | 0 | 0 | 1 | 0 | 0 | 1
5885 | 0 | 0 | 0 | 1 | 0 | 0 | 1 | 0 | 0 | 1
5886 | 0 | 0 | 0 | 1 | 0 | 1 | 1 | 0 | 0 | 1
5887 | 0 | 0 | 0 | 1 | 0 | 1 | 1 | 0 | 0 | 1
5888 | 0 | 0 | 0 | 1 | 0 | 1 | 1 | 0 | 0 | 1
5889 | 0.077904 | 0 | 0 | 1 | 0 | 0 | 1 | 0.077904 | 0 | 1
5890 | 0.14655 | 0 | 0 | 1 | 0 | 0 | 1 | 0.14655 | 0 | 1
5891 | 0.20861 | 0 | 0 | 1 | 0 | 0 | 1 | 0.20861 | 0 | 1
5892 | 0.17296 | 0.00096894 | 0 | 1 | 0 | 0 | 1 | 0.17296 | 0.00096894 | 1
5893 | 0.19584 | 0.0036393 | 0 | 1 | 0 | 0 | 1 | 0.19584 | 0.0036393 | 1
5894 | 0.18384 | 0.018634 | 0 | 1 | 0 | 0 | 1 | 0.18384 | 0.018634 | 1
5895 | 0.10585 | 0.031228 | 0 | 1 | 0 | 0 | 1 | 0.10585 | 0.031228 | 1
5896 | 0.083989 | 0.014596 | 0 | 1 | 0 | 1 | 1 | 0.083989 | 0.014596 | 1
5897 | 0 | 0.015371 | 0 | 1 | 0 | 1 | 1 | 0 | 0.015371 | 1
5898 | 0 | 0.0031113 | 0 | 1 | 0 | 1 | 1 | 0 | 0.0031113 | 1
5899 | 0 | 0 | 0 | 1 | 0 | 1 | 1 | 0 | 0 | 1
5900 | 0 | 0 | 0 | 1 | 0 | 0 | 1 | 0 | 0 | 1
5901 | 0 | 0 | 0 | 1 | 0 | 0 | 1 | 0 | 0 | 1
5902 | 0 | 0 | 0 | 1 | 0 | 0 | 1 | 0 | 0 | 1
5903 | 0 | 0 | 0 | 1 | 0 | 0 | 1 | 0 | 0 | 1
5904 | 0 | 0 | 0 | 1 | 0 | 0 | 1 | 0 | 0 | 1
5905 | 0 | 0 | 0 | 1 | 0 | 0 | 1 | 0 | 0 | 1
5906 | 0 | 0 | 0 | 1 | 0 | 0 | 1 | 0 | 0 | 1
5907 | 0 | 0 | 0 | 1 | 0 | 0 | 1 | 0 | 0 | 1
5908 | 0 | 0 | 0 | 1 | 0 | 0 | 1 | 0 | 0 | 1
5909 | 0 | 0 | 0 | 1 | 0 | 0 | 1 | 0 | 0 | 1
5910 | 0 | 0 | 0 | 1 | 0 | 1 | 1 | 0 | 0 | 1
5911 | 0 | 0 | 0 | 1 | 0 | 1 | 1 | 0 | 0 | 1
5912 | 0 | 0 | 0 | 1 | 0 | 1 | 1 | 0 | 0 | 1
5913 | 0.069003 | 0 | 0 | 1 | 0 | 0 | 1 | 0.069003 | 0 | 1
5914 | 0.14589 | 0.0025603 | 0 | 1 | 0 | 0 | 1 | 0.14589 | 0.0025603 | 1
5915 | 0.2355 | 0.033557 | 0 | 1 | 0 | 0 | 1 | 0.2355 | 0.033557 | 1
5916 | 0.13975 | 0.048899 | 0 | 1 | 0 | 0 | 1 | 0.13975 | 0.048899 | 1
5917 | 0.22631 | 0.032309 | 0 | 1 | 0 | 0 | 1 | 0.22631 | 0.032309 | 1
5918 | 0.17679 | 0.046413 | 0 | 1 | 0 | 0 | 1 | 0.17679 | 0.046413 | 1
5919 | 0.13576 | 0.0513 | 0 | 1 | 0 | 0 | 1 | 0.13576 | 0.0513 | 1
5920 | 0.094216 | 0.048993 | 0 | 1 | 0 | 1 | 1 | 0.094216 | 0.048993 | 1
5921 | 0 | 0.042851 | 0 | 1 | 0 | 1 | 1 | 0 | 0.042851 | 1
5922 | 0 | 0.020825 | 0 | 1 | 0 | 1 | 1 | 0 | 0.020825 | 1
5923 | 0 | 0 | 0 | 1 | 0 | 1 | 1 | 0 | 0 | 1
5924 | 0 | 0 | 0 | 1 | 0 | 0 | 1 | 0 | 0 | 1
5925 | 0 | 0 | 0 | 1 | 0 | 0 | 1 | 0 | 0 | 1
5926 | 0 | 0 | 0 | 1 | 0 | 0 | 1 | 0 | 0 | 1
5927 | 0 | 0 | 0 | 1 | 0 | 0 | 1 | 0 | 0 | 1
5928 | 0 | 0 | 0 | 1 | 0 | 0 | 1 | 0 | 0 | 1
5929 | 0 | 0 | 0 | 1 | 0 | 0 | 1 | 0 | 0 | 1
5930 | 0 | 0 | 0 | 1 | 0 | 0 | 1 | 0 | 0 | 1
5931 | 0 | 0 | 0 | 1 | 0 | 0 | 1 | 0 | 0 | 1
5932 | 0 | 0 | 0 | 1 | 0 | 0 | 1 | 0 | 0 | 1
5933 | 0 | 0 | 0 | 1 | 0 | 0 | 1 | 0 | 0 | 1
5934 | 0 | 0 | 0 | 1 | 0 | 1 | 1 | 0 | 0 | 1
5935 | 0 | 0 | 0 | 1 | 0 | 1 | 1 | 0 | 0 | 1
5936 | 0 | 0 | 0 | 1 | 0 | 1 | 1 | 0 | 0 | 1
5937 | 0.1096 | 0 | 0 | 1 | 0 | 0 | 1 | 0.1096 | 0 | 1
5938 | 0.23729 | 0 | 0 | 1 | 0 | 0 | 1 | 0.23729 | 0 | 1
5939 | 0.36234 | 0.01336 | 0 | 1 | 0 | 0 | 1 | 0.36234 | 0.01336 | 1
5940 | 0.27661 | 0.048629 | 0 | 1 | 0 | 0 | 1 | 0.27661 | 0.048629 | 1
5941 | 0.36749 | 0.051336 | 0 | 1 | 0 | 0 | 1 | 0.36749 | 0.051336 | 1
5942 | 0.23319 | 0.058006 | 0 | 1 | 0 | 0 | 1 | 0.23319 | 0.058006 | 1
5943 | 0.19553 | 0.066367 | 0 | 1 | 0 | 0 | 1 | 0.19553 | 0.066367 | 1
5944 | 0.096873 | 0.071679 | 0 | 1 | 0 | 1 | 1 | 0.096873 | 0.071679 | 1
5945 | 0 | 0.061928 | 0 | 1 | 0 | 1 | 1 | 0 | 0.061928 | 1
5946 | 0 | 0.043601 | 0 | 1 | 0 | 1 | 1 | 0 | 0.043601 | 1
5947 | 0 | 0.0068268 | 0 | 1 | 0 | 1 | 1 | 0 | 0.0068268 | 1
5948 | 0 | 0 | 0 | 1 | 0 | 0 | 1 | 0 | 0 | 1
5949 | 0 | 0 | 0 | 1 | 0 | 0 | 1 | 0 | 0 | 1
5950 | 0 | 0 | 0 | 1 | 0 | 0 | 1 | 0 | 0 | 1
5951 | 0 | 0 | 0 | 1 | 0 | 0 | 1 | 0 | 0 | 1
5952 | 0 | 0 | 0 | 1 | 0 | 0 | 1 | 0 | 0 | 1
5953 | 0 | 0 | 0 | 1 | 0 | 0 | 1 | 0 | 0 | 1
5954 | 0 | 0 | 0 | 1 | 0 | 0 | 1 | 0 | 0 | 1
5955 | 0 | 0 | 0 | 1 | 0 | 0 | 1 | 0 | 0 | 1
5956 | 0 | 0 | 0 | 1 | 0 | 0 | 1 | 0 | 0 | 1
5957 | 0 | 0 | 0 | 1 | 0 | 0 | 1 | 0 | 0 | 1
5958 | 0 | 0 | 0 | 1 | 0 | 1 | 1 | 0 | 0 | 1
5959 | 0 | 0 | 0 | 1 | 0 | 1 | 1 | 0 | 0 | 1
5960 | 0 | 0 | 0 | 1 | 0 | 1 | 1 | 0 | 0 | 1
5961 | 0.050162 | 0 | 0 | 1 | 0 | 0 | 1 | 0.050162 | 0 | 1
5962 | 0.2287 | 0 | 0 | 1 | 0 | 0 | 1 | 0.2287 | 0 | 1
5963 | 0.32112 | 0.0055883 | 0 | 1 | 0 | 0 | 1 | 0.32112 | 0.0055883 | 1
5964 | 0.27473 | 0.027321 | 0 | 1 | 0 | 0 | 1 | 0.27473 | 0.027321 | 1
5965 | 0.30751 | 0.048097 | 0 | 1 | 0 | 0 | 1 | 0.30751 | 0.048097 | 1
5966 | 0.27514 | 0.063119 | 0 | 1 | 0 | 0 | 1 | 0.27514 | 0.063119 | 1
5967 | 0.24654 | 0.060582 | 0 | 1 | 0 | 0 | 1 | 0.24654 | 0.060582 | 1
5968 | 0.16789 | 0.061984 | 0 | 1 | 0 | 1 | 1 | 0.16789 | 0.061984 | 1
5969 | 0.034337 | 0.053765 | 0 | 1 | 0 | 1 | 1 | 0.034337 | 0.053765 | 1
5970 | 0 | 0.034621 | 0 | 1 | 0 | 1 | 1 | 0 | 0.034621 | 1
5971 | 0 | 0.014362 | 0 | 1 | 0 | 1 | 1 | 0 | 0.014362 | 1
5972 | 0 | 0 | 0 | 1 | 0 | 0 | 1 | 0 | 0 | 1
5973 | 0 | 0 | 0 | 1 | 0 | 0 | 1 | 0 | 0 | 1
5974 | 0 | 0 | 0 | 1 | 0 | 0 | 1 | 0 | 0 | 1
5975 | 0 | 0 | 0 | 1 | 0 | 0 | 1 | 0 | 0 | 1
5976 | 0 | 0 | 0 | 1 | 0 | 0 | 1 | 0 | 0 | 1
5977 | 0 | 0 | 0 | 1 | 0 | 0 | 1 | 0 | 0 | 1
5978 | 0 | 0 | 0 | 1 | 0 | 0 | 1 | 0 | 0 | 1
5979 | 0 | 0 | 0 | 1 | 0 | 0 | 1 | 0 | 0 | 1
5980 | 0 | 0 | 0 | 1 | 0 | 0 | 1 | 0 | 0 | 1
5981 | 0 | 0 | 0 | 1 | 0 | 0 | 1 | 0 | 0 | 1
5982 | 0 | 0 | 0 | 1 | 0 | 1 | 1 | 0 | 0 | 1
5983 | 0 | 0 | 0 | 1 | 0 | 1 | 1 | 0 | 0 | 1
5984 | 0 | 0 | 0 | 1 | 0 | 1 | 1 | 0 | 0 | 1
5985 | 0.069124 | 0 | 0 | 1 | 0 | 0 | 1 | 0.069124 | 0 | 1
5986 | 0.24542 | 0 | 0 | 1 | 0 | 0 | 1 | 0.24542 | 0 | 1
5987 | 0.28388 | 0.00074549 | 0 | 1 | 0 | 0 | 1 | 0.28388 | 0.00074549 | 1
5988 | 0.3381 | 0.01832 | 0 | 1 | 0 | 0 | 1 | 0.3381 | 0.01832 | 1
5989 | 0.274 | 0.043584 | 0 | 1 | 0 | 0 | 1 | 0.274 | 0.043584 | 1
5990 | 0.21081 | 0.052777 | 0 | 1 | 0 | 0 | 1 | 0.21081 | 0.052777 | 1
5991 | 0.21195 | 0.048917 | 0 | 1 | 0 | 0 | 1 | 0.21195 | 0.048917 | 1
5992 | 0.15347 | 0.052291 | 0 | 1 | 0 | 1 | 1 | 0.15347 | 0.052291 | 1
5993 | 0.02015 | 0.045039 | 0 | 1 | 0 | 1 | 1 | 0.02015 | 0.045039 | 1
5994 | 0 | 0.032907 | 0 | 1 | 0 | 1 | 1 | 0 | 0.032907 | 1
5995 | 0 | 0.01152 | 0 | 1 | 0 | 1 | 1 | 0 | 0.01152 | 1
5996 | 0 | 0 | 0 | 1 | 0 | 0 | 1 | 0 | 0 | 1
5997 | 0 | 0 | 0 | 1 | 0 | 0 | 1 | 0 | 0 | 1
5998 | 0 | 0 | 0 | 1 | 0 | 0 | 1 | 0 | 0 | 1
5999 | 0 | 0 | 0 | 1 | 0 | 0 | 1 | 0 | 0 | 1
6000 | 0 | 0 | 0 | 1 | 0 | 0 | 1 | 0 | 0 | 1
6001 | 0 | 0 | 0 | 1 | 0 | 0 | 1 | 0 | 0 | 1
6002 | 0 | 0 | 0 | 1 | 0 | 0 | 1 | 0 | 0 | 1
6003 | 0 | 0 | 0 | 1 | 0 | 0 | 1 | 0 | 0 | 1
6004 | 0 | 0 | 0 | 1 | 0 | 0 | 1 | 0 | 0 | 1
6005 | 0 | 0 | 0 | 1 | 0 | 0 | 1 | 0 | 0 | 1
6006 | 0 | 0 | 0 | 1 | 0 | 1 | 1 | 0 | 0 | 1
6007 | 0 | 0 | 0 | 1 | 0 | 1 | 1 | 0 | 0 | 1
6008 | 0 | 0 | 0 | 1 | 0 | 1 | 1 | 0 | 0 | 1
6009 | 0.033552 | 0 | 0 | 1 | 0 | 0 | 1 | 0.033552 | 0 | 1
6010 | 0.19411 | 0.0014273 | 0 | 1 | 0 | 0 | 1 | 0.19411 | 0.0014273 | 1
6011 | 0.20087 | 0.014676 | 0 | 1 | 0 | 0 | 1 | 0.20087 | 0.014676 | 1
6012 | 0.27726 | 0.023359 | 0 | 1 | 0 | 0 | 1 | 0.27726 | 0.023359 | 1
6013 | 0.22682 | 0.046105 | 0 | 1 | 0 | 0 | 1 | 0.22682 | 0.046105 | 1
6014 | 0.19249 | 0.053563 | 0 | 1 | 0 | 0 | 1 | 0.19249 | 0.053563 | 1
6015 | 0.18278 | 0.052584 | 0 | 1 | 0 | 0 | 1 | 0.18278 | 0.052584 | 1
6016 | 0.113 | 0.047857 | 0 | 1 | 0 | 1 | 1 | 0.113 | 0.047857 | 1
6017 | 0.011373 | 0.041781 | 0 | 1 | 0 | 1 | 1 | 0.011373 | 0.041781 | 1
6018 | 0 | 0.036025 | 0 | 1 | 0 | 1 | 1 | 0 | 0.036025 | 1
6019 | 0 | 0.014555 | 0 | 1 | 0 | 1 | 1 | 0 | 0.014555 | 1
6020 | 0 | 0 | 0 | 1 | 0 | 0 | 1 | 0 | 0 | 1
6021 | 0 | 0 | 0 | 1 | 0 | 0 | 1 | 0 | 0 | 1
6022 | 0 | 0 | 0 | 1 | 0 | 0 | 1 | 0 | 0 | 1
6023 | 0 | 0 | 0 | 1 | 0 | 0 | 1 | 0 | 0 | 1
6024 | 0 | 0 | 0 | 1 | 0 | 0 | 1 | 0 | 0 | 1
6025 | 0 | 0 | 0 | 1 | 0 | 0 | 1 | 0 | 0 | 1
6026 | 0 | 0 | 0 | 1 | 0 | 0 | 1 | 0 | 0 | 1
6027 | 0 | 0 | 0 | 1 | 0 | 0 | 1 | 0 | 0 | 1
6028 | 0 | 0 | 0 | 1 | 0 | 0 | 1 | 0 | 0 | 1
6029 | 0 | 0 | 0 | 1 | 0 | 0 | 1 | 0 | 0 | 1
6030 | 0 | 0 | 0 | 1 | 0 | 1 | 1 | 0 | 0 | 1
6031 | 0 | 0 | 0 | 1 | 0 | 1 | 1 | 0 | 0 | 1
6032 | 0 | 0 | 0 | 1 | 0 | 1 | 1 | 0 | 0 | 1
6033 | 0.097021 | 0 | 0 | 1 | 0 | 0 | 1 | 0.097021 | 0 | 1
6034 | 0.23688 | 0 | 0 | 1 | 0 | 0 | 1 | 0.23688 | 0 | 1
6035 | 0.26021 | 0.0069147 | 0 | 1 | 0 | 0 | 1 | 0.26021 | 0.0069147 | 1
6036 | 0.31389 | 0.026621 | 0 | 1 | 0 | 0 | 1 | 0.31389 | 0.026621 | 1
6037 | 0.22814 | 0.042614 | 0 | 1 | 0 | 0 | 1 | 0.22814 | 0.042614 | 1
6038 | 0.21732 | 0.028781 | 0 | 1 | 0 | 0 | 1 | 0.21732 | 0.028781 | 1
6039 | 0.19835 | 0.026138 | 0 | 1 | 0 | 0 | 1 | 0.19835 | 0.026138 | 1
6040 | 0.11035 | 0.013369 | 0 | 1 | 0 | 1 | 1 | 0.11035 | 0.013369 | 1
6041 | 0 | 0.03196 | 0 | 1 | 0 | 1 | 1 | 0 | 0.03196 | 1
6042 | 0 | 0.025334 | 0 | 1 | 0 | 1 | 1 | 0 | 0.025334 | 1
6043 | 0 | 0.014645 | 0 | 1 | 0 | 1 | 1 | 0 | 0.014645 | 1
6044 | 0 | 0 | 0 | 1 | 0 | 0 | 1 | 0 | 0 | 1
6045 | 0 | 0 | 0 | 1 | 0 | 0 | 1 | 0 | 0 | 1
6046 | 0 | 0 | 0 | 1 | 0 | 0 | 1 | 0 | 0 | 1
6047 | 0 | 0 | 0 | 1 | 0 | 0 | 1 | 0 | 0 | 1
6048 | 0 | 0 | 0 | 1 | 0 | 0 | 1 | 0 | 0 | 1
6049 | 0 | 0 | 0 | 1 | 0 | 0 | 1 | 0 | 0 | 1
6050 | 0 | 0 | 0 | 1 | 0 | 0 | 1 | 0 | 0 | 1
6051 | 0 | 0 | 0 | 1 | 0 | 0 | 1 | 0 | 0 | 1
6052 | 0 | 0 | 0 | 1 | 0 | 0 | 1 | 0 | 0 | 1
6053 | 0 | 0 | 0 | 1 | 0 | 0 | 1 | 0 | 0 | 1
6054 | 0 | 0 | 0 | 1 | 0 | 1 | 1 | 0 | 0 | 1
6055 | 0 | 0 | 0 | 1 | 0 | 1 | 1 | 0 | 0 | 1
6056 | 0 | 0 | 0 | 1 | 0 | 1 | 1 | 0 | 0 | 1
6057 | 0.08291 | 0 | 0 | 1 | 0 | 0 | 1 | 0.08291 | 0 | 1
6058 | 0.22733 | 0 | 0 | 1 | 0 | 0 | 1 | 0.22733 | 0 | 1
6059 | 0.2463 | 0.024945 | 0 | 1 | 0 | 0 | 1 | 0.2463 | 0.024945 | 1
6060 | 0.29475 | 0.0539 | 0 | 1 | 0 | 0 | 1 | 0.29475 | 0.0539 | 1
6061 | 0.18285 | 0.061996 | 0 | 1 | 0 | 0 | 1 | 0.18285 | 0.061996 | 1
6062 | 0.15724 | 0.056044 | 0 | 1 | 0 | 0 | 1 | 0.15724 | 0.056044 | 1
6063 | 0.1224 | 0.047735 | 0 | 1 | 0 | 0 | 1 | 0.1224 | 0.047735 | 1
6064 | 0.034534 | 0.030349 | 0 | 1 | 0 | 1 | 1 | 0.034534 | 0.030349 | 1
6065 | 0 | 0.037791 | 0 | 1 | 0 | 1 | 1 | 0 | 0.037791 | 1
6066 | 0 | 0.0315 | 0 | 1 | 0 | 1 | 1 | 0 | 0.0315 | 1
6067 | 0 | 0.025821 | 0 | 1 | 0 | 1 | 1 | 0 | 0.025821 | 1
6068 | 0 | 0.005754 | 0 | 1 | 0 | 0 | 1 | 0 | 0.005754 | 1
6069 | 0 | 0 | 0 | 1 | 0 | 0 | 1 | 0 | 0 | 1
6070 | 0 | 0 | 0 | 1 | 0 | 0 | 1 | 0 | 0 | 1
6071 | 0 | 0 | 0 | 1 | 0 | 0 | 1 | 0 | 0 | 1
6072 | 0 | 0 | 0 | 1 | 0 | 0 | 1 | 0 | 0 | 1
6073 | 0 | 0 | 0 | 1 | 0 | 0 | 1 | 0 | 0 | 1
6074 | 0 | 0 | 0 | 1 | 0 | 0 | 1 | 0 | 0 | 1
6075 | 0 | 0 | 0 | 1 | 0 | 0 | 1 | 0 | 0 | 1
6076 | 0 | 0 | 0 | 1 | 0 | 0 | 1 | 0 | 0 | 1
6077 | 0 | 0 | 0 | 1 | 0 | 0 | 1 | 0 | 0 | 1
6078 | 0 | 0 | 0 | 1 | 0 | 1 | 1 | 0 | 0 | 1
6079 | 0 | 0 | 0 | 1 | 0 | 1 | 1 | 0 | 0 | 1
6080 | 0 | 0 | 0 | 1 | 0 | 1 | 1 | 0 | 0 | 1
6081 | 0.073593 | 0 | 0 | 1 | 0 | 0 | 1 | 0.073593 | 0 | 1
6082 | 0.25766 | 0 | 0 | 1 | 0 | 0 | 1 | 0.25766 | 0 | 1
6083 | 0.25224 | 0 | 0 | 1 | 0 | 0 | 1 | 0.25224 | 0 | 1
6084 | 0.2214 | 0.00055933 | 0 | 1 | 0 | 0 | 1 | 0.2214 | 0.00055933 | 1
6085 | 0.13246 | 0 | 0 | 1 | 0 | 0 | 1 | 0.13246 | 0 | 1
6086 | 0.089752 | 0 | 0 | 1 | 0 | 0 | 1 | 0.089752 | 0 | 1
6087 | 0.086546 | 0 | 0 | 1 | 0 | 0 | 1 | 0.086546 | 0 | 1
6088 | 0.0093977 | 0 | 0 | 1 | 0 | 1 | 1 | 0.0093977 | 0 | 1
6089 | 0 | 0 | 0 | 1 | 0 | 1 | 1 | 0 | 0 | 1
6090 | 0 | 0 | 0 | 1 | 0 | 1 | 1 | 0 | 0 | 1
6091 | 0 | 0 | 0 | 1 | 0 | 1 | 1 | 0 | 0 | 1
6092 | 0 | 0 | 0 | 1 | 0 | 0 | 1 | 0 | 0 | 1
6093 | 0 | 0 | 0 | 1 | 0 | 0 | 1 | 0 | 0 | 1
6094 | 0 | 0 | 0 | 1 | 0 | 0 | 1 | 0 | 0 | 1
6095 | 0 | 0 | 0 | 1 | 0 | 0 | 1 | 0 | 0 | 1
6096 | 0 | 0 | 0 | 1 | 0 | 0 | 1 | 0 | 0 | 1
6097 | 0 | 0 | 0 | 1 | 0 | 0 | 1 | 0 | 0 | 1
6098 | 0 | 0 | 0 | 1 | 0 | 0 | 1 | 0 | 0 | 1
6099 | 0 | 0 | 0.0018094 | 1 | 0 | 0 | 1 | 0 | 0 | 1
6100 | 0 | 0 | 0 | 1 | 0 | 0 | 1 | 0 | 0 | 1
6101 | 0 | 0 | 0 | 1 | 0 | 0 | 1 | 0 | 0 | 1
6102 | 0 | 0 | 0.00049457 | 1 | 0 | 1 | 1 | 0 | 0 | 1
6103 | 0 | 0 | 0.0018048 | 1 | 0 | 1 | 1 | 0 | 0 | 1
6104 | 0 | 0 | 0 | 1 | 0 | 1 | 1 | 0 | 0 | 1
6105 | 0 | 0 | 0 | 1 | 0 | 0 | 1 | 0 | 0 | 1
6106 | 0.0916 | 0 | 0 | 1 | 0 | 0 | 1 | 0.0916 | 0 | 1
6107 | 0.16922 | 0 | 0 | 1 | 0 | 0 | 1 | 0.16922 | 0 | 1
6108 | 0.1557 | 0 | 0 | 1 | 0 | 0 | 1 | 0.1557 | 0 | 1
6109 | 0.12448 | 0 | 0 | 1 | 0 | 0 | 1 | 0.12448 | 0 | 1
6110 | 0.064259 | 0 | 0 | 1 | 0 | 0 | 1 | 0.064259 | 0 | 1
6111 | 0.042989 | 0 | 0 | 1 | 0 | 0 | 1 | 0.042989 | 0 | 1
6112 | 0 | 0 | 0 | 1 | 0 | 1 | 1 | 0 | 0 | 1
6113 | 0 | 0 | 0 | 1 | 0 | 1 | 1 | 0 | 0 | 1
6114 | 0 | 0 | 0 | 1 | 0 | 1 | 1 | 0 | 0 | 1
6115 | 0 | 0 | 0 | 1 | 0 | 1 | 1 | 0 | 0 | 1
6116 | 0 | 0 | 0 | 1 | 0 | 0 | 1 | 0 | 0 | 1
6117 | 0 | 0 | 0 | 1 | 0 | 0 | 1 | 0 | 0 | 1
6118 | 0 | 0 | 0 | 1 | 0 | 0 | 1 | 0 | 0 | 1
6119 | 0 | 0 | 0 | 1 | 0 | 0 | 1 | 0 | 0 | 1
6120 | 0 | 0 | 0 | 1 | 0 | 0 | 1 | 0 | 0 | 1
6121 | 0 | 0 | 0 | 1 | 0 | 0 | 1 | 0 | 0 | 1
6122 | 0 | 0 | 0 | 1 | 0 | 0 | 1 | 0 | 0 | 1
6123 | 0 | 0 | 0 | 1 | 0 | 0 | 1 | 0 | 0 | 1
6124 | 0 | 0 | 0 | 1 | 0 | 0 | 1 | 0 | 0 | 1
6125 | 0 | 0 | 0 | 1 | 0 | 0 | 1 | 0 | 0 | 1
6126 | 0 | 0 | 0 | 1 | 0 | 1 | 1 | 0 | 0 | 1
6127 | 0 | 0 | 0 | 1 | 0 | 1 | 1 | 0 | 0 | 1
6128 | 0 | 0 | 0 | 1 | 0 | 1 | 1 | 0 | 0 | 1
6129 | 0 | 0 | 0 | 1 | 0 | 0 | 1 | 0 | 0 | 1
6130 | 0.06798 | 0 | 0 | 1 | 0 | 0 | 1 | 0.06798 | 0 | 1
6131 | 0.15802 | 0 | 0 | 1 | 0 | 0 | 1 | 0.15802 | 0 | 1
6132 | 0.14972 | 0 | 0 | 1 | 0 | 0 | 1 | 0.14972 | 0 | 1
6133 | 0.087542 | 0 | 0 | 1 | 0 | 0 | 1 | 0.087542 | 0 | 1
6134 | 0.060298 | 0 | 0 | 1 | 0 | 0 | 1 | 0.060298 | 0 | 1
6135 | 0.034973 | 0 | 0 | 1 | 0 | 0 | 1 | 0.034973 | 0 | 1
6136 | 0 | 0 | 0 | 1 | 0 | 1 | 1 | 0 | 0 | 1
6137 | 0 | 0 | 0 | 1 | 0 | 1 | 1 | 0 | 0 | 1
6138 | 0 | 0 | 0 | 1 | 0 | 1 | 1 | 0 | 0 | 1
6139 | 0 | 0 | 0 | 1 | 0 | 1 | 1 | 0 | 0 | 1
6140 | 0 | 0 | 0 | 1 | 0 | 0 | 1 | 0 | 0 | 1
6141 | 0 | 0 | 0 | 1 | 0 | 0 | 1 | 0 | 0 | 1
6142 | 0 | 0 | 0 | 1 | 0 | 0 | 1 | 0 | 0 | 1
6143 | 0 | 0 | 0 | 1 | 0 | 0 | 1 | 0 | 0 | 1
6144 | 0 | 0 | 0 | 1 | 0 | 0 | 1 | 0 | 0 | 1
6145 | 0 | 0 | 0 | 1 | 0 | 0 | 1 | 0 | 0 | 1
6146 | 0 | 0 | 0 | 1 | 0 | 0 | 1 | 0 | 0 | 1
6147 | 0 | 0 | 0 | 1 | 0 | 0 | 1 | 0 | 0 | 1
6148 | 0 | 0 | 0 | 1 | 0 | 0 | 1 | 0 | 0 | 1
6149 | 0 | 0 | 0 | 1 | 0 | 0 | 1 | 0 | 0 | 1
6150 | 0 | 0 | 0 | 1 | 0 | 1 | 1 | 0 | 0 | 1
6151 | 0 | 0 | 0 | 1 | 0 | 1 | 1 | 0 | 0 | 1
6152 | 0 | 0 | 0 | 1 | 0 | 1 | 1 | 0 | 0 | 1
6153 | 0 | 0 | 0 | 1 | 0 | 0 | 1 | 0 | 0 | 1
6154 | 0.017146 | 0.0049854 | 0 | 1 | 0 | 0 | 1 | 0.017146 | 0.0049854 | 1
6155 | 0.19933 | 0.038343 | 0 | 1 | 0 | 0 | 1 | 0.19933 | 0.038343 | 1
6156 | 0.22559 | 0.071203 | 0 | 1 | 0 | 0 | 1 | 0.22559 | 0.071203 | 1
6157 | 0.1647 | 0.062066 | 0 | 1 | 0 | 0 | 1 | 0.1647 | 0.062066 | 1
6158 | 0.16779 | 0.042864 | 0 | 1 | 0 | 0 | 1 | 0.16779 | 0.042864 | 1
6159 | 0.10019 | 0.043232 | 0 | 1 | 0 | 0 | 1 | 0.10019 | 0.043232 | 1
6160 | 0.010938 | 0.048054 | 0 | 1 | 0 | 1 | 1 | 0.010938 | 0.048054 | 1
6161 | 0 | 0.027931 | 0 | 1 | 0 | 1 | 1 | 0 | 0.027931 | 1
6162 | 0 | 0.0092193 | 0 | 1 | 0 | 1 | 1 | 0 | 0.0092193 | 1
6163 | 0 | 0.0051996 | 0 | 1 | 0 | 1 | 1 | 0 | 0.0051996 | 1
6164 | 0 | 0.016462 | 0 | 1 | 0 | 0 | 1 | 0 | 0.016462 | 1
6165 | 0 | 0 | 0 | 1 | 0 | 0 | 1 | 0 | 0 | 1
6166 | 0 | 0 | 0 | 1 | 0 | 0 | 1 | 0 | 0 | 1
6167 | 0 | 0.007378 | 0 | 1 | 0 | 0 | 1 | 0 | 0.007378 | 1
6168 | 0 | 0.035467 | 0 | 1 | 0 | 0 | 1 | 0 | 0.035467 | 1
6169 | 0 | 0 | 0 | 1 | 0 | 0 | 1 | 0 | 0 | 1
6170 | 0 | 0.0058448 | 0 | 1 | 0 | 0 | 1 | 0 | 0.0058448 | 1
6171 | 0 | 0.016442 | 0 | 1 | 0 | 0 | 1 | 0 | 0.016442 | 1
6172 | 0 | 0.021122 | 0 | 1 | 0 | 0 | 1 | 0 | 0.021122 | 1
6173 | 0 | 0.039729 | 0 | 1 | 0 | 0 | 1 | 0 | 0.039729 | 1
6174 | 0 | 0.043136 | 0 | 1 | 0 | 1 | 1 | 0 | 0.043136 | 1
6175 | 0 | 0.041457 | 0 | 1 | 0 | 1 | 1 | 0 | 0.041457 | 1
6176 | 0 | 0.014776 | 0 | 1 | 0 | 1 | 1 | 0 | 0.014776 | 1
6177 | 0.012521 | 0.0095538 | 0 | 1 | 0 | 0 | 1 | 0.012521 | 0.0095538 | 1
6178 | 0.11897 | 0.052178 | 0 | 1 | 0 | 0 | 1 | 0.11897 | 0.052178 | 1
6179 | 0.26286 | 0.076226 | 0 | 1 | 0 | 0 | 1 | 0.26286 | 0.076226 | 1
6180 | 0.31088 | 0.087721 | 0 | 1 | 0 | 0 | 1 | 0.31088 | 0.087721 | 1
6181 | 0.22499 | 0.066663 | 0 | 1 | 0 | 0 | 1 | 0.22499 | 0.066663 | 1
6182 | 0.20286 | 0.058339 | 0 | 1 | 0 | 0 | 1 | 0.20286 | 0.058339 | 1
6183 | 0.15535 | 0.064656 | 0 | 1 | 0 | 0 | 1 | 0.15535 | 0.064656 | 1
6184 | 0.076123 | 0.060146 | 0 | 1 | 0 | 1 | 1 | 0.076123 | 0.060146 | 1
6185 | 0 | 0.052963 | 0 | 1 | 0 | 1 | 1 | 0 | 0.052963 | 1
6186 | 0 | 0.040568 | 0 | 1 | 0 | 1 | 1 | 0 | 0.040568 | 1
6187 | 0 | 0.045139 | 0 | 1 | 0 | 1 | 1 | 0 | 0.045139 | 1
6188 | 0 | 0.038811 | 0 | 1 | 0 | 0 | 1 | 0 | 0.038811 | 1
6189 | 0 | 0.010327 | 0 | 1 | 0 | 0 | 1 | 0 | 0.010327 | 1
6190 | 0 | 0.020491 | 0 | 1 | 0 | 0 | 1 | 0 | 0.020491 | 1
6191 | 0 | 0.027079 | 0 | 1 | 0 | 0 | 1 | 0 | 0.027079 | 1
6192 | 0 | 0.052865 | 0 | 1 | 0 | 0 | 1 | 0 | 0.052865 | 1
6193 | 0 | 0.029143 | 0 | 1 | 0 | 0 | 1 | 0 | 0.029143 | 1
6194 | 0 | 0.00097593 | 0 | 1 | 0 | 0 | 1 | 0 | 0.00097593 | 1
6195 | 0 | 0.0082699 | 0 | 1 | 0 | 0 | 1 | 0 | 0.0082699 | 1
6196 | 0 | 0.026207 | 0 | 1 | 0 | 0 | 1 | 0 | 0.026207 | 1
6197 | 0 | 0.047078 | 0 | 1 | 0 | 0 | 1 | 0 | 0.047078 | 1
6198 | 0 | 0.052126 | 0 | 1 | 0 | 1 | 1 | 0 | 0.052126 | 1
6199 | 0 | 0.053671 | 0 | 1 | 0 | 1 | 1 | 0 | 0.053671 | 1
6200 | 0 | 0.032213 | 0 | 1 | 0 | 1 | 1 | 0 | 0.032213 | 1
6201 | 0.042545 | 0.032032 | 0 | 1 | 0 | 0 | 1 | 0.042545 | 0.032032 | 1
6202 | 0.1296 | 0.074071 | 0 | 1 | 0 | 0 | 1 | 0.1296 | 0.074071 | 1
6203 | 0.30594 | 0.099177 | 0 | 1 | 0 | 0 | 1 | 0.30594 | 0.099177 | 1
6204 | 0.33052 | 0.10596 | 0 | 1 | 0 | 0 | 1 | 0.33052 | 0.10596 | 1
6205 | 0.29644 | 0.095634 | 0 | 1 | 0 | 0 | 1 | 0.29644 | 0.095634 | 1
6206 | 0.23993 | 0.094472 | 0 | 1 | 0 | 0 | 1 | 0.23993 | 0.094472 | 1
6207 | 0.24071 | 0.12138 | 0 | 1 | 0 | 0 | 1 | 0.24071 | 0.12138 | 1
6208 | 0.10407 | 0.11049 | 0 | 1 | 0 | 1 | 1 | 0.10407 | 0.11049 | 1
6209 | 0.020243 | 0.10164 | 0 | 1 | 0 | 1 | 1 | 0.020243 | 0.10164 | 1
6210 | 0 | 0.093795 | 0 | 1 | 0 | 1 | 1 | 0 | 0.093795 | 1
6211 | 0 | 0.07882 | 0 | 1 | 0 | 1 | 1 | 0 | 0.07882 | 1
6212 | 0 | 0.069561 | 0 | 1 | 0 | 0 | 1 | 0 | 0.069561 | 1
6213 | 0 | 0.046598 | 0 | 1 | 0 | 0 | 1 | 0 | 0.046598 | 1
6214 | 0 | 0.047189 | 0 | 1 | 0 | 0 | 1 | 0 | 0.047189 | 1
6215 | 0 | 0.067887 | 0 | 1 | 0 | 0 | 1 | 0 | 0.067887 | 1
6216 | 0 | 0.08415 | 0 | 1 | 0 | 0 | 1 | 0 | 0.08415 | 1
6217 | 0 | 0.034169 | 0 | 1 | 0 | 0 | 1 | 0 | 0.034169 | 1
6218 | 0 | 0.038778 | 0 | 1 | 0 | 0 | 1 | 0 | 0.038778 | 1
6219 | 0 | 0.028669 | 0 | 1 | 0 | 0 | 1 | 0 | 0.028669 | 1
6220 | 0 | 0.031034 | 0 | 1 | 0 | 0 | 1 | 0 | 0.031034 | 1
6221 | 0 | 0.047006 | 0 | 1 | 0 | 0 | 1 | 0 | 0.047006 | 1
6222 | 0 | 0.038104 | 0 | 1 | 0 | 1 | 1 | 0 | 0.038104 | 1
6223 | 0 | 0.051843 | 0 | 1 | 0 | 1 | 1 | 0 | 0.051843 | 1
6224 | 0 | 0.042625 | 0 | 1 | 0 | 1 | 1 | 0 | 0.042625 | 1
6225 | 0.12061 | 0.057796 | 0 | 1 | 0 | 0 | 1 | 0.12061 | 0.057796 | 1
6226 | 0.20682 | 0.075579 | 0 | 1 | 0 | 0 | 1 | 0.20682 | 0.075579 | 1
6227 | 0.32657 | 0.062988 | 0 | 1 | 0 | 0 | 1 | 0.32657 | 0.062988 | 1
6228 | 0.36831 | 0.10614 | 0 | 1 | 0 | 0 | 1 | 0.36831 | 0.10614 | 1
6229 | 0.27635 | 0.11086 | 0 | 1 | 0 | 0 | 1 | 0.27635 | 0.11086 | 1
6230 | 0.22268 | 0.11634 | 0 | 1 | 0 | 0 | 1 | 0.22268 | 0.11634 | 1
6231 | 0.16385 | 0.12818 | 0 | 1 | 0 | 0 | 1 | 0.16385 | 0.12818 | 1
6232 | 0.081577 | 0.10523 | 0 | 1 | 0 | 1 | 1 | 0.081577 | 0.10523 | 1
6233 | 0.0091601 | 0.10284 | 0 | 1 | 0 | 1 | 1 | 0.0091601 | 0.10284 | 1
6234 | 0 | 0.088417 | 0 | 1 | 0 | 1 | 1 | 0 | 0.088417 | 1
6235 | 0 | 0.05126 | 0 | 1 | 0 | 1 | 1 | 0 | 0.05126 | 1
6236 | 0 | 0.044762 | 0 | 1 | 0 | 0 | 1 | 0 | 0.044762 | 1
6237 | 0 | 0.039372 | 0 | 1 | 0 | 0 | 1 | 0 | 0.039372 | 1
6238 | 0 | 0.055262 | 0 | 1 | 0 | 0 | 1 | 0 | 0.055262 | 1
6239 | 0 | 0.051422 | 0 | 1 | 0 | 0 | 1 | 0 | 0.051422 | 1
6240 | 0 | 0.045034 | 0 | 1 | 0 | 0 | 1 | 0 | 0.045034 | 1
6241 | 0 | 0.058718 | 0 | 1 | 0 | 0 | 1 | 0 | 0.058718 | 1
6242 | 0 | 0 | 0 | 1 | 0 | 0 | 1 | 0 | 0 | 1
6243 | 0 | 0 | 0 | 1 | 0 | 0 | 1 | 0 | 0 | 1
6244 | 0 | 0 | 0 | 1 | 0 | 0 | 1 | 0 | 0 | 1
6245 | 0 | 0 | 0 | 1 | 0 | 0 | 1 | 0 | 0 | 1
6246 | 0 | 0 | 0 | 1 | 0 | 1 | 1 | 0 | 0 | 1
6247 | 0 | 0 | 0 | 1 | 0 | 1 | 1 | 0 | 0 | 1
6248 | 0 | 0.026178 | 0 | 1 | 0 | 1 | 1 | 0 | 0.026178 | 1
6249 | 0.043469 | 0.037674 | 0 | 1 | 0 | 0 | 1 | 0.043469 | 0.037674 | 1
6250 | 0.18423 | 0.052221 | 0 | 1 | 0 | 0 | 1 | 0.18423 | 0.052221 | 1
6251 | 0.31686 | 0.050027 | 0 | 1 | 0 | 0 | 1 | 0.31686 | 0.050027 | 1
6252 | 0.35634 | 0.09383 | 0 | 1 | 0 | 0 | 1 | 0.35634 | 0.09383 | 1
6253 | 0.26654 | 0.10446 | 0 | 1 | 0 | 0 | 1 | 0.26654 | 0.10446 | 1
6254 | 0.20213 | 0.10855 | 0 | 1 | 0 | 0 | 1 | 0.20213 | 0.10855 | 1
6255 | 0.15545 | 0.10628 | 0 | 1 | 0 | 0 | 1 | 0.15545 | 0.10628 | 1
6256 | 0.10354 | 0.08839 | 0 | 1 | 0 | 1 | 1 | 0.10354 | 0.08839 | 1
6257 | 0.0030156 | 0.092089 | 0 | 1 | 0 | 1 | 1 | 0.0030156 | 0.092089 | 1
6258 | 0 | 0.07192 | 0 | 1 | 0 | 1 | 1 | 0 | 0.07192 | 1
6259 | 0 | 0.025461 | 0 | 1 | 0 | 1 | 1 | 0 | 0.025461 | 1
6260 | 0 | 0.021451 | 0 | 1 | 0 | 0 | 1 | 0 | 0.021451 | 1
6261 | 0 | 0.017989 | 0 | 1 | 0 | 0 | 1 | 0 | 0.017989 | 1
6262 | 0 | 0.023303 | 0 | 1 | 0 | 0 | 1 | 0 | 0.023303 | 1
6263 | 0 | 0.030366 | 0 | 1 | 0 | 0 | 1 | 0 | 0.030366 | 1
6264 | 0 | 0.019778 | 0 | 1 | 0 | 0 | 1 | 0 | 0.019778 | 1
6265 | 0 | 0.011592 | 0 | 1 | 0 | 0 | 1 | 0 | 0.011592 | 1
6266 | 0 | 0 | 0 | 1 | 0 | 0 | 1 | 0 | 0 | 1
6267 | 0 | 0 | 0 | 1 | 0 | 0 | 1 | 0 | 0 | 1
6268 | 0 | 0 | 0 | 1 | 0 | 0 | 1 | 0 | 0 | 1
6269 | 0 | 0 | 0 | 1 | 0 | 0 | 1 | 0 | 0 | 1
6270 | 0 | 0 | 0 | 1 | 0 | 1 | 1 | 0 | 0 | 1
6271 | 0 | 0 | 0 | 1 | 0 | 1 | 1 | 0 | 0 | 1
6272 | 0 | 0.015642 | 0 | 1 | 0 | 1 | 1 | 0 | 0.015642 | 1
6273 | 0.067461 | 0.027967 | 0 | 1 | 0 | 0 | 1 | 0.067461 | 0.027967 | 1
6274 | 0.22558 | 0.054851 | 0 | 1 | 0 | 0 | 1 | 0.22558 | 0.054851 | 1
6275 | 0.37248 | 0.051885 | 0 | 1 | 0 | 0 | 1 | 0.37248 | 0.051885 | 1
6276 | 0.44632 | 0.090602 | 0 | 1 | 0 | 0 | 1 | 0.44632 | 0.090602 | 1
6277 | 0.34784 | 0.094544 | 0 | 1 | 0 | 0 | 1 | 0.34784 | 0.094544 | 1
6278 | 0.24151 | 0.09473 | 0 | 1 | 0 | 0 | 1 | 0.24151 | 0.09473 | 1
6279 | 0.17588 | 0.094184 | 0 | 1 | 0 | 0 | 1 | 0.17588 | 0.094184 | 1
6280 | 0.14133 | 0.090633 | 0 | 1 | 0 | 1 | 1 | 0.14133 | 0.090633 | 1
6281 | 0.045952 | 0.086187 | 0 | 1 | 0 | 1 | 1 | 0.045952 | 0.086187 | 1
6282 | 0 | 0.056237 | 0 | 1 | 0 | 1 | 1 | 0 | 0.056237 | 1
6283 | 0 | 0.022294 | 0 | 1 | 0 | 1 | 1 | 0 | 0.022294 | 1
6284 | 0 | 0.024284 | 0 | 1 | 0 | 0 | 1 | 0 | 0.024284 | 1
6285 | 0 | 0.017628 | 0 | 1 | 0 | 0 | 1 | 0 | 0.017628 | 1
6286 | 0 | 0.017272 | 0 | 1 | 0 | 0 | 1 | 0 | 0.017272 | 1
6287 | 0 | 0.018536 | 0 | 1 | 0 | 0 | 1 | 0 | 0.018536 | 1
6288 | 0 | 0.015956 | 0 | 1 | 0 | 0 | 1 | 0 | 0.015956 | 1
6289 | 0 | 0 | 0 | 1 | 0 | 0 | 1 | 0 | 0 | 1
6290 | 0 | 0 | 0 | 1 | 0 | 0 | 1 | 0 | 0 | 1
6291 | 0 | 0 | 0 | 1 | 0 | 0 | 1 | 0 | 0 | 1
6292 | 0 | 0 | 0 | 1 | 0 | 0 | 1 | 0 | 0 | 1
6293 | 0 | 0 | 0 | 1 | 0 | 0 | 1 | 0 | 0 | 1
6294 | 0 | 0 | 0 | 1 | 0 | 1 | 1 | 0 | 0 | 1
6295 | 0 | 0 | 0 | 1 | 0 | 1 | 1 | 0 | 0 | 1
6296 | 0 | 0.018167 | 0 | 1 | 0 | 1 | 1 | 0 | 0.018167 | 1
6297 | 0.053951 | 0.015441 | 0 | 1 | 0 | 0 | 1 | 0.053951 | 0.015441 | 1
6298 | 0.20033 | 0.059561 | 0 | 1 | 0 | 0 | 1 | 0.20033 | 0.059561 | 1
6299 | 0.31561 | 0.088825 | 0 | 1 | 0 | 0 | 1 | 0.31561 | 0.088825 | 1
6300 | 0.37582 | 0.095149 | 0 | 1 | 0 | 0 | 1 | 0.37582 | 0.095149 | 1
6301 | 0.34253 | 0.10132 | 0 | 1 | 0 | 0 | 1 | 0.34253 | 0.10132 | 1
6302 | 0.2276 | 0.093669 | 0 | 1 | 0 | 0 | 1 | 0.2276 | 0.093669 | 1
6303 | 0.20948 | 0.099409 | 0 | 1 | 0 | 0 | 1 | 0.20948 | 0.099409 | 1
6304 | 0.14601 | 0.090783 | 0 | 1 | 0 | 1 | 1 | 0.14601 | 0.090783 | 1
6305 | 0.055333 | 0.076207 | 0 | 1 | 0 | 1 | 1 | 0.055333 | 0.076207 | 1
6306 | 0 | 0.050582 | 0 | 1 | 0 | 1 | 1 | 0 | 0.050582 | 1
6307 | 0 | 0.044562 | 0 | 1 | 0 | 1 | 1 | 0 | 0.044562 | 1
6308 | 0 | 0.047842 | 0 | 1 | 0 | 0 | 1 | 0 | 0.047842 | 1
6309 | 0 | 0.054105 | 0 | 1 | 0 | 0 | 1 | 0 | 0.054105 | 1
6310 | 0 | 0.047033 | 0 | 1 | 0 | 0 | 1 | 0 | 0.047033 | 1
6311 | 0 | 0.049052 | 0 | 1 | 0 | 0 | 1 | 0 | 0.049052 | 1
6312 | 0 | 0.047142 | 0 | 1 | 0 | 0 | 1 | 0 | 0.047142 | 1
6313 | 0 | 0.011448 | 0 | 1 | 0 | 0 | 1 | 0 | 0.011448 | 1
6314 | 0 | 0.0055686 | 0 | 1 | 0 | 0 | 1 | 0 | 0.0055686 | 1
6315 | 0 | 0.0091002 | 0 | 1 | 0 | 0 | 1 | 0 | 0.0091002 | 1
6316 | 0 | 0.012557 | 0 | 1 | 0 | 0 | 1 | 0 | 0.012557 | 1
6317 | 0 | 0.023419 | 0 | 1 | 0 | 0 | 1 | 0 | 0.023419 | 1
6318 | 0 | 0.038752 | 0 | 1 | 0 | 1 | 1 | 0 | 0.038752 | 1
6319 | 0 | 0.031069 | 0 | 1 | 0 | 1 | 1 | 0 | 0.031069 | 1
6320 | 0 | 0.046135 | 0 | 1 | 0 | 1 | 1 | 0 | 0.046135 | 1
6321 | 0.14617 | 0.060424 | 0 | 1 | 0 | 0 | 1 | 0.14617 | 0.060424 | 1
6322 | 0.27447 | 0.10063 | 0 | 1 | 0 | 0 | 1 | 0.27447 | 0.10063 | 1
6323 | 0.38291 | 0.12039 | 0 | 1 | 0 | 0 | 1 | 0.38291 | 0.12039 | 1
6324 | 0.41742 | 0.12346 | 0 | 1 | 0 | 0 | 1 | 0.41742 | 0.12346 | 1
6325 | 0.40409 | 0.13666 | 0 | 1 | 0 | 0 | 1 | 0.40409 | 0.13666 | 1
6326 | 0.31195 | 0.13192 | 0 | 1 | 0 | 0 | 1 | 0.31195 | 0.13192 | 1
6327 | 0.30157 | 0.13725 | 0 | 1 | 0 | 0 | 1 | 0.30157 | 0.13725 | 1
6328 | 0.17199 | 0.12585 | 0 | 1 | 0 | 1 | 1 | 0.17199 | 0.12585 | 1
6329 | 0.084179 | 0.099753 | 0 | 1 | 0 | 1 | 1 | 0.084179 | 0.099753 | 1
6330 | 0 | 0.06522 | 0 | 1 | 0 | 1 | 1 | 0 | 0.06522 | 1
6331 | 0 | 0.058768 | 0 | 1 | 0 | 1 | 1 | 0 | 0.058768 | 1
6332 | 0 | 0.068059 | 0 | 1 | 0 | 0 | 1 | 0 | 0.068059 | 1
6333 | 0 | 0.0702 | 0 | 1 | 0 | 0 | 1 | 0 | 0.0702 | 1
6334 | 0 | 0.05961 | 0 | 1 | 0 | 0 | 1 | 0 | 0.05961 | 1
6335 | 0 | 0.054512 | 0 | 1 | 0 | 0 | 1 | 0 | 0.054512 | 1
6336 | 0 | 0.05738 | 0 | 1 | 0 | 0 | 1 | 0 | 0.05738 | 1
6337 | 0 | 0.029199 | 0 | 1 | 0 | 0 | 1 | 0 | 0.029199 | 1
6338 | 0 | 0.009276 | 0 | 1 | 0 | 0 | 1 | 0 | 0.009276 | 1
6339 | 0 | 0.012528 | 0 | 1 | 0 | 0 | 1 | 0 | 0.012528 | 1
6340 | 0 | 0.0078909 | 0 | 1 | 0 | 0 | 1 | 0 | 0.0078909 | 1
6341 | 0 | 0.027553 | 0 | 1 | 0 | 0 | 1 | 0 | 0.027553 | 1
6342 | 0 | 0.031262 | 0 | 1 | 0 | 1 | 1 | 0 | 0.031262 | 1
6343 | 0 | 0.043781 | 0 | 1 | 0 | 1 | 1 | 0 | 0.043781 | 1
6344 | 0 | 0.057983 | 0 | 1 | 0 | 1 | 1 | 0 | 0.057983 | 1
6345 | 0.15701 | 0.056504 | 0 | 1 | 0 | 0 | 1 | 0.15701 | 0.056504 | 1
6346 | 0.30893 | 0.074608 | 0 | 1 | 0 | 0 | 1 | 0.30893 | 0.074608 | 1
6347 | 0.38261 | 0.097932 | 0 | 1 | 0 | 0 | 1 | 0.38261 | 0.097932 | 1
6348 | 0.39986 | 0.12132 | 0 | 1 | 0 | 0 | 1 | 0.39986 | 0.12132 | 1
6349 | 0.40993 | 0.12817 | 0 | 1 | 0 | 0 | 1 | 0.40993 | 0.12817 | 1
6350 | 0.34459 | 0.11452 | 0 | 1 | 0 | 0 | 1 | 0.34459 | 0.11452 | 1
6351 | 0.24842 | 0.11116 | 0 | 1 | 0 | 0 | 1 | 0.24842 | 0.11116 | 1
6352 | 0.1315 | 0.099664 | 0 | 1 | 0 | 1 | 1 | 0.1315 | 0.099664 | 1
6353 | 0.041193 | 0.080908 | 0 | 1 | 0 | 1 | 1 | 0.041193 | 0.080908 | 1
6354 | 0 | 0.052263 | 0 | 1 | 0 | 1 | 1 | 0 | 0.052263 | 1
6355 | 0 | 0.036572 | 0 | 1 | 0 | 1 | 1 | 0 | 0.036572 | 1
6356 | 0 | 0.043314 | 0 | 1 | 0 | 0 | 1 | 0 | 0.043314 | 1
6357 | 0 | 0.044495 | 0 | 1 | 0 | 0 | 1 | 0 | 0.044495 | 1
6358 | 0 | 0.036212 | 0 | 1 | 0 | 0 | 1 | 0 | 0.036212 | 1
6359 | 0 | 0.027367 | 0 | 1 | 0 | 0 | 1 | 0 | 0.027367 | 1
6360 | 0 | 0.027258 | 0 | 1 | 0 | 0 | 1 | 0 | 0.027258 | 1
6361 | 0 | 0.039373 | 0 | 1 | 0 | 0 | 1 | 0 | 0.039373 | 1
6362 | 0 | 0.0096793 | 0 | 1 | 0 | 0 | 1 | 0 | 0.0096793 | 1
6363 | 0 | 0.012695 | 0 | 1 | 0 | 0 | 1 | 0 | 0.012695 | 1
6364 | 0 | 0.0038935 | 0 | 1 | 0 | 0 | 1 | 0 | 0.0038935 | 1
6365 | 0 | 0.020574 | 0 | 1 | 0 | 0 | 1 | 0 | 0.020574 | 1
6366 | 0 | 0.013302 | 0 | 1 | 0 | 1 | 1 | 0 | 0.013302 | 1
6367 | 0 | 0.026171 | 0 | 1 | 0 | 1 | 1 | 0 | 0.026171 | 1
6368 | 0.01534 | 0.036384 | 0 | 1 | 0 | 1 | 1 | 0.01534 | 0.036384 | 1
6369 | 0.21583 | 0.046152 | 0 | 1 | 0 | 0 | 1 | 0.21583 | 0.046152 | 1
6370 | 0.40617 | 0.052862 | 0 | 1 | 0 | 0 | 1 | 0.40617 | 0.052862 | 1
6371 | 0.42536 | 0.070379 | 0 | 1 | 0 | 0 | 1 | 0.42536 | 0.070379 | 1
6372 | 0.42527 | 0.085869 | 0 | 1 | 0 | 0 | 1 | 0.42527 | 0.085869 | 1
6373 | 0.46736 | 0.082553 | 0 | 1 | 0 | 0 | 1 | 0.46736 | 0.082553 | 1
6374 | 0.38382 | 0.078298 | 0 | 1 | 0 | 0 | 1 | 0.38382 | 0.078298 | 1
6375 | 0.30198 | 0.068027 | 0 | 1 | 0 | 0 | 1 | 0.30198 | 0.068027 | 1
6376 | 0.19666 | 0.054979 | 0 | 1 | 0 | 1 | 1 | 0.19666 | 0.054979 | 1
6377 | 0.066319 | 0.046775 | 0 | 1 | 0 | 1 | 1 | 0.066319 | 0.046775 | 1
6378 | 0 | 0.035083 | 0 | 1 | 0 | 1 | 1 | 0 | 0.035083 | 1
6379 | 0 | 0.0063254 | 0 | 1 | 0 | 1 | 1 | 0 | 0.0063254 | 1
6380 | 0 | 0.011356 | 0 | 1 | 0 | 0 | 1 | 0 | 0.011356 | 1
6381 | 0 | 0 | 0 | 1 | 0 | 0 | 1 | 0 | 0 | 1
6382 | 0 | 0 | 0 | 1 | 0 | 0 | 1 | 0 | 0 | 1
6383 | 0 | 0 | 0 | 1 | 0 | 0 | 1 | 0 | 0 | 1
6384 | 0 | 0 | 0 | 1 | 0 | 0 | 1 | 0 | 0 | 1
6385 | 0 | 0.021592 | 0 | 1 | 0 | 0 | 1 | 0 | 0.021592 | 1
6386 | 0 | 0 | 0 | 1 | 0 | 0 | 1 | 0 | 0 | 1
6387 | 0 | 0 | 0 | 1 | 0 | 0 | 1 | 0 | 0 | 1
6388 | 0 | 0 | 0 | 1 | 0 | 0 | 1 | 0 | 0 | 1
6389 | 0 | 0 | 0 | 1 | 0 | 0 | 1 | 0 | 0 | 1
6390 | 0 | 0 | 0 | 1 | 0 | 1 | 1 | 0 | 0 | 1
6391 | 0 | 0 | 0 | 1 | 0 | 1 | 1 | 0 | 0 | 1
6392 | 0 | 0 | 0 | 1 | 0 | 1 | 1 | 0 | 0 | 1
6393 | 0.098906 | 0 | 0 | 1 | 0 | 0 | 1 | 0.098906 | 0 | 1
6394 | 0.16184 | 0.025527 | 0 | 1 | 0 | 0 | 1 | 0.16184 | 0.025527 | 1
6395 | 0.19064 | 0.041873 | 0 | 1 | 0 | 0 | 1 | 0.19064 | 0.041873 | 1
6396 | 0.26406 | 0.049018 | 0 | 1 | 0 | 0 | 1 | 0.26406 | 0.049018 | 1
6397 | 0.2965 | 0.040973 | 0 | 1 | 0 | 0 | 1 | 0.2965 | 0.040973 | 1
6398 | 0.22554 | 0.048504 | 0 | 1 | 0 | 0 | 1 | 0.22554 | 0.048504 | 1
6399 | 0.1673 | 0.040633 | 0 | 1 | 0 | 0 | 1 | 0.1673 | 0.040633 | 1
6400 | 0.11602 | 0.0282 | 0 | 1 | 0 | 1 | 1 | 0.11602 | 0.0282 | 1
6401 | 0.016503 | 0.016508 | 0 | 1 | 0 | 1 | 1 | 0.016503 | 0.016508 | 1
6402 | 0 | 0 | 0 | 1 | 0 | 1 | 1 | 0 | 0 | 1
6403 | 0 | 0 | 0 | 1 | 0 | 1 | 1 | 0 | 0 | 1
6404 | 0 | 0 | 0 | 1 | 0 | 0 | 1 | 0 | 0 | 1
6405 | 0 | 0 | 0 | 1 | 0 | 0 | 1 | 0 | 0 | 1
6406 | 0 | 0 | 0 | 1 | 0 | 0 | 1 | 0 | 0 | 1
6407 | 0 | 0 | 0 | 1 | 0 | 0 | 1 | 0 | 0 | 1
6408 | 0 | 0 | 0 | 1 | 0 | 0 | 1 | 0 | 0 | 1
6409 | 0 | 0.0032237 | 0 | 1 | 0 | 0 | 1 | 0 | 0.0032237 | 1
6410 | 0 | 0 | 0 | 1 | 0 | 0 | 1 | 0 | 0 | 1
6411 | 0 | 0 | 0 | 1 | 0 | 0 | 1 | 0 | 0 | 1
6412 | 0 | 0 | 0 | 1 | 0 | 0 | 1 | 0 | 0 | 1
6413 | 0 | 0 | 0 | 1 | 0 | 0 | 1 | 0 | 0 | 1
6414 | 0 | 0 | 0 | 1 | 0 | 1 | 1 | 0 | 0 | 1
6415 | 0 | 0 | 0 | 1 | 0 | 1 | 1 | 0 | 0 | 1
6416 | 0 | 0 | 0 | 1 | 0 | 1 | 1 | 0 | 0 | 1
6417 | 0.022299 | 0 | 0 | 1 | 0 | 0 | 1 | 0.022299 | 0 | 1
6418 | 0.075357 | 0 | 0 | 1 | 0 | 0 | 1 | 0.075357 | 0 | 1
6419 | 0.12479 | 0.0062432 | 0 | 1 | 0 | 0 | 1 | 0.12479 | 0.0062432 | 1
6420 | 0.18907 | 0.017309 | 0 | 1 | 0 | 0 | 1 | 0.18907 | 0.017309 | 1
6421 | 0.18994 | 0.019688 | 0 | 1 | 0 | 0 | 1 | 0.18994 | 0.019688 | 1
6422 | 0.1393 | 0.018586 | 0 | 1 | 0 | 0 | 1 | 0.1393 | 0.018586 | 1
6423 | 0.12967 | 0.0072168 | 0 | 1 | 0 | 0 | 1 | 0.12967 | 0.0072168 | 1
6424 | 0.10233 | 0 | 0 | 1 | 0 | 1 | 1 | 0.10233 | 0 | 1
6425 | 0.018806 | 0 | 0 | 1 | 0 | 1 | 1 | 0.018806 | 0 | 1
6426 | 0 | 0 | 0 | 1 | 0 | 1 | 1 | 0 | 0 | 1
6427 | 0 | 0 | 0 | 1 | 0 | 1 | 1 | 0 | 0 | 1
6428 | 0 | 0 | 0 | 1 | 0 | 0 | 1 | 0 | 0 | 1
6429 | 0 | 0 | 0 | 1 | 0 | 0 | 1 | 0 | 0 | 1
6430 | 0 | 0 | 0 | 1 | 0 | 0 | 1 | 0 | 0 | 1
6431 | 0 | 0 | 0 | 1 | 0 | 0 | 1 | 0 | 0 | 1
6432 | 0 | 0 | 0 | 1 | 0 | 0 | 1 | 0 | 0 | 1
6433 | 0 | 0 | 0 | 1 | 0 | 0 | 1 | 0 | 0 | 1
6434 | 0 | 0 | 0 | 1 | 0 | 0 | 1 | 0 | 0 | 1
6435 | 0 | 0 | 0 | 1 | 0 | 0 | 1 | 0 | 0 | 1
6436 | 0 | 0 | 0 | 1 | 0 | 0 | 1 | 0 | 0 | 1
6437 | 0 | 0 | 0 | 1 | 0 | 0 | 1 | 0 | 0 | 1
6438 | 0 | 0 | 0 | 1 | 0 | 1 | 1 | 0 | 0 | 1
6439 | 0 | 0 | 0 | 1 | 0 | 1 | 1 | 0 | 0 | 1
6440 | 0 | 0 | 0 | 1 | 0 | 1 | 1 | 0 | 0 | 1
6441 | 0 | 0 | 0 | 1 | 0 | 0 | 1 | 0 | 0 | 1
6442 | 0.0069314 | 0 | 0 | 1 | 0 | 0 | 1 | 0.0069314 | 0 | 1
6443 | 0.034343 | 0 | 0 | 1 | 0 | 0 | 1 | 0.034343 | 0 | 1
6444 | 0.044704 | 0.016178 | 0 | 1 | 0 | 0 | 1 | 0.044704 | 0.016178 | 1
6445 | 0.061924 | 0.014378 | 0 | 1 | 0 | 0 | 1 | 0.061924 | 0.014378 | 1
6446 | 0.053701 | 0.018212 | 0 | 1 | 0 | 0 | 1 | 0.053701 | 0.018212 | 1
6447 | 0.028837 | 0.0055991 | 0 | 1 | 0 | 0 | 1 | 0.028837 | 0.0055991 | 1
6448 | 0.0058463 | 0 | 0 | 1 | 0 | 1 | 1 | 0.0058463 | 0 | 1
6449 | 0 | 0 | 0 | 1 | 0 | 1 | 1 | 0 | 0 | 1
6450 | 0 | 0 | 0 | 1 | 0 | 1 | 1 | 0 | 0 | 1
6451 | 0 | 0 | 0 | 1 | 0 | 1 | 1 | 0 | 0 | 1
6452 | 0 | 0 | 0 | 1 | 0 | 0 | 1 | 0 | 0 | 1
6453 | 0 | 0 | 0 | 1 | 0 | 0 | 1 | 0 | 0 | 1
6454 | 0 | 0 | 0 | 1 | 0 | 0 | 1 | 0 | 0 | 1
6455 | 0 | 0.0012456 | 0 | 1 | 0 | 0 | 1 | 0 | 0.0012456 | 1
6456 | 0 | 0 | 0 | 1 | 0 | 0 | 1 | 0 | 0 | 1
6457 | 0 | 0 | 0 | 1 | 0 | 0 | 1 | 0 | 0 | 1
6458 | 0 | 0 | 0 | 1 | 0 | 0 | 1 | 0 | 0 | 1
6459 | 0 | 0 | 0 | 1 | 0 | 0 | 1 | 0 | 0 | 1
6460 | 0 | 0 | 0 | 1 | 0 | 0 | 1 | 0 | 0 | 1
6461 | 0 | 0 | 0 | 1 | 0 | 0 | 1 | 0 | 0 | 1
6462 | 0 | 0 | 0 | 1 | 0 | 1 | 1 | 0 | 0 | 1
6463 | 0 | 0 | 0 | 1 | 0 | 1 | 1 | 0 | 0 | 1
6464 | 0 | 0 | 0 | 1 | 0 | 1 | 1 | 0 | 0 | 1
6465 | 0 | 0 | 0 | 1 | 0 | 0 | 1 | 0 | 0 | 1
6466 | 0.072015 | 0 | 0 | 1 | 0 | 0 | 1 | 0.072015 | 0 | 1
6467 | 0.12313 | 0 | 0 | 1 | 0 | 0 | 1 | 0.12313 | 0 | 1
6468 | 0.10693 | 0.0081031 | 0 | 1 | 0 | 0 | 1 | 0.10693 | 0.0081031 | 1
6469 | 0.11263 | 0.021268 | 0 | 1 | 0 | 0 | 1 | 0.11263 | 0.021268 | 1
6470 | 0.1091 | 0.023082 | 0 | 1 | 0 | 0 | 1 | 0.1091 | 0.023082 | 1
6471 | 0.044281 | 0.021523 | 0 | 1 | 0 | 0 | 1 | 0.044281 | 0.021523 | 1
6472 | 0.020499 | 0 | 0 | 1 | 0 | 1 | 1 | 0.020499 | 0 | 1
6473 | 0 | 0 | 0 | 1 | 0 | 1 | 1 | 0 | 0 | 1
6474 | 0 | 0 | 0 | 1 | 0 | 1 | 1 | 0 | 0 | 1
6475 | 0 | 0 | 0 | 1 | 0 | 1 | 1 | 0 | 0 | 1
6476 | 0 | 0 | 0 | 1 | 0 | 0 | 1 | 0 | 0 | 1
6477 | 0 | 0 | 0 | 1 | 0 | 0 | 1 | 0 | 0 | 1
6478 | 0 | 0 | 0 | 1 | 0 | 0 | 1 | 0 | 0 | 1
6479 | 0 | 0.040388 | 0 | 1 | 0 | 0 | 1 | 0 | 0.040388 | 1
6480 | 0 | 0.0011018 | 0 | 1 | 0 | 0 | 1 | 0 | 0.0011018 | 1
6481 | 0 | 0.000176 | 0 | 1 | 0 | 0 | 1 | 0 | 0.000176 | 1
6482 | 0 | 0.0099631 | 0 | 1 | 0 | 0 | 1 | 0 | 0.0099631 | 1
6483 | 0 | 0 | 0 | 1 | 0 | 0 | 1 | 0 | 0 | 1
6484 | 0 | 0 | 0 | 1 | 0 | 0 | 1 | 0 | 0 | 1
6485 | 0 | 0 | 0 | 1 | 0 | 0 | 1 | 0 | 0 | 1
6486 | 0 | 0 | 0 | 1 | 0 | 1 | 1 | 0 | 0 | 1
6487 | 0 | 0 | 0 | 1 | 0 | 1 | 1 | 0 | 0 | 1
6488 | 0 | 0 | 0 | 1 | 0 | 1 | 1 | 0 | 0 | 1
6489 | 0 | 0 | 0 | 1 | 0 | 0 | 1 | 0 | 0 | 1
6490 | 0.046289 | 0 | 0 | 1 | 0 | 0 | 1 | 0.046289 | 0 | 1
6491 | 0.084573 | 0 | 0 | 1 | 0 | 0 | 1 | 0.084573 | 0 | 1
6492 | 0.053973 | 0.0014799 | 0 | 1 | 0 | 0 | 1 | 0.053973 | 0.0014799 | 1
6493 | 0.053168 | 0.020712 | 0 | 1 | 0 | 0 | 1 | 0.053168 | 0.020712 | 1
6494 | 0.058572 | 0.030912 | 0 | 1 | 0 | 0 | 1 | 0.058572 | 0.030912 | 1
6495 | 0.023448 | 0.040834 | 0 | 1 | 0 | 0 | 1 | 0.023448 | 0.040834 | 1
6496 | 0 | 0.010141 | 0 | 1 | 0 | 1 | 1 | 0 | 0.010141 | 1
6497 | 0 | 0 | 0 | 1 | 0 | 1 | 1 | 0 | 0 | 1
6498 | 0 | 0 | 0 | 1 | 0 | 1 | 1 | 0 | 0 | 1
6499 | 0 | 0 | 0 | 1 | 0 | 1 | 1 | 0 | 0 | 1
6500 | 0 | 0 | 0 | 1 | 0 | 0 | 1 | 0 | 0 | 1
6501 | 0 | 0 | 0 | 1 | 0 | 0 | 1 | 0 | 0 | 1
6502 | 0 | 0 | 0 | 1 | 0 | 0 | 1 | 0 | 0 | 1
6503 | 0 | 0.032296 | 0 | 1 | 0 | 0 | 1 | 0 | 0.032296 | 1
6504 | 0 | 0 | 0 | 1 | 0 | 0 | 1 | 0 | 0 | 1
6505 | 0 | 0.013131 | 0 | 1 | 0 | 0 | 1 | 0 | 0.013131 | 1
6506 | 0 | 0 | 0 | 1 | 0 | 0 | 1 | 0 | 0 | 1
6507 | 0 | 0 | 0 | 1 | 0 | 0 | 1 | 0 | 0 | 1
6508 | 0 | 0 | 0 | 1 | 0 | 0 | 1 | 0 | 0 | 1
6509 | 0 | 0 | 0 | 1 | 0 | 0 | 1 | 0 | 0 | 1
6510 | 0 | 0 | 0 | 1 | 0 | 1 | 1 | 0 | 0 | 1
6511 | 0 | 0 | 0 | 1 | 0 | 1 | 1 | 0 | 0 | 1
6512 | 0 | 0 | 0 | 1 | 0 | 1 | 1 | 0 | 0 | 1
6513 | 0.024826 | 0 | 0 | 1 | 0 | 0 | 1 | 0.024826 | 0 | 1
6514 | 0.12509 | 0 | 0 | 1 | 0 | 0 | 1 | 0.12509 | 0 | 1
6515 | 0.25667 | 0 | 0 | 1 | 0 | 0 | 1 | 0.25667 | 0 | 1
6516 | 0.21517 | 0 | 0 | 1 | 0 | 0 | 1 | 0.21517 | 0 | 1
6517 | 0.15984 | 0.0068131 | 0 | 1 | 0 | 0 | 1 | 0.15984 | 0.0068131 | 1
6518 | 0.15617 | 0.014982 | 0 | 1 | 0 | 0 | 1 | 0.15617 | 0.014982 | 1
6519 | 0.13366 | 0.03181 | 0 | 1 | 0 | 0 | 1 | 0.13366 | 0.03181 | 1
6520 | 0.025015 | 0.0042288 | 0 | 1 | 0 | 1 | 1 | 0.025015 | 0.0042288 | 1
6521 | 0 | 0 | 0 | 1 | 0 | 1 | 1 | 0 | 0 | 1
6522 | 0 | 0 | 0 | 1 | 0 | 1 | 1 | 0 | 0 | 1
6523 | 0 | 0 | 0 | 1 | 0 | 1 | 1 | 0 | 0 | 1
6524 | 0 | 0.0014477 | 0 | 1 | 0 | 0 | 1 | 0 | 0.0014477 | 1
6525 | 0 | 0 | 0 | 1 | 0 | 0 | 1 | 0 | 0 | 1
6526 | 0 | 0 | 0 | 1 | 0 | 0 | 1 | 0 | 0 | 1
6527 | 0 | 0 | 0 | 1 | 0 | 0 | 1 | 0 | 0 | 1
6528 | 0 | 0 | 0 | 1 | 0 | 0 | 1 | 0 | 0 | 1
6529 | 0 | 0 | 0 | 1 | 0 | 0 | 1 | 0 | 0 | 1
6530 | 0 | 0 | 0 | 1 | 0 | 0 | 1 | 0 | 0 | 1
6531 | 0 | 0 | 0 | 1 | 0 | 0 | 1 | 0 | 0 | 1
6532 | 0 | 0 | 0 | 1 | 0 | 0 | 1 | 0 | 0 | 1
6533 | 0 | 0 | 0 | 1 | 0 | 0 | 1 | 0 | 0 | 1
6534 | 0 | 0 | 0 | 1 | 0 | 1 | 1 | 0 | 0 | 1
6535 | 0 | 0 | 0 | 1 | 0 | 1 | 1 | 0 | 0 | 1
6536 | 0 | 0 | 0 | 1 | 0 | 1 | 1 | 0 | 0 | 1
6537 | 0.098961 | 0 | 0 | 1 | 0 | 0 | 1 | 0.098961 | 0 | 1
6538 | 0.19685 | 0 | 0 | 1 | 0 | 0 | 1 | 0.19685 | 0 | 1
6539 | 0.30897 | 0 | 0 | 1 | 0 | 0 | 1 | 0.30897 | 0 | 1
6540 | 0.24887 | 0 | 0 | 1 | 0 | 0 | 1 | 0.24887 | 0 | 1
6541 | 0.19222 | 0 | 0 | 1 | 0 | 0 | 1 | 0.19222 | 0 | 1
6542 | 0.20251 | 0 | 0 | 1 | 0 | 0 | 1 | 0.20251 | 0 | 1
6543 | 0.1458 | 0 | 0 | 1 | 0 | 0 | 1 | 0.1458 | 0 | 1
6544 | 0.014356 | 0 | 0 | 1 | 0 | 1 | 1 | 0.014356 | 0 | 1
6545 | 0 | 0 | 0 | 1 | 0 | 1 | 1 | 0 | 0 | 1
6546 | 0 | 0 | 0 | 1 | 0 | 1 | 1 | 0 | 0 | 1
6547 | 0 | 0 | 0 | 1 | 0 | 1 | 1 | 0 | 0 | 1
6548 | 0 | 0 | 0 | 1 | 0 | 0 | 1 | 0 | 0 | 1
6549 | 0 | 0 | 0 | 1 | 0 | 0 | 1 | 0 | 0 | 1
6550 | 0 | 0 | 0 | 1 | 0 | 0 | 1 | 0 | 0 | 1
6551 | 0 | 0 | 0 | 1 | 0 | 0 | 1 | 0 | 0 | 1
6552 | 0 | 0 | 0 | 1 | 0 | 0 | 1 | 0 | 0 | 1
6553 | 0 | 0 | 0 | 1 | 0 | 0 | 1 | 0 | 0 | 1
6554 | 0 | 0 | 0 | 1 | 0 | 0 | 1 | 0 | 0 | 1
6555 | 0 | 0 | 0 | 1 | 0 | 0 | 1 | 0 | 0 | 1
6556 | 0 | 0 | 0 | 1 | 0 | 0 | 1 | 0 | 0 | 1
6557 | 0 | 0 | 0 | 1 | 0 | 0 | 1 | 0 | 0 | 1
6558 | 0 | 0 | 0 | 1 | 0 | 1 | 1 | 0 | 0 | 1
6559 | 0 | 0 | 0 | 1 | 0 | 1 | 1 | 0 | 0 | 1
6560 | 0.014253 | 0 | 0 | 1 | 0 | 1 | 1 | 0.014253 | 0 | 1
6561 | 0.12777 | 0 | 0 | 1 | 0 | 0 | 1 | 0.12777 | 0 | 1
6562 | 0.32183 | 0 | 0 | 1 | 0 | 0 | 1 | 0.32183 | 0 | 1
6563 | 0.50283 | 0 | 0 | 1 | 0 | 0 | 1 | 0.50283 | 0 | 1
6564 | 0.41338 | 0 | 0 | 1 | 0 | 0 | 1 | 0.41338 | 0 | 1
6565 | 0.39553 | 0 | 0 | 1 | 0 | 0 | 1 | 0.39553 | 0 | 1
6566 | 0.28498 | 0 | 0 | 1 | 0 | 0 | 1 | 0.28498 | 0 | 1
6567 | 0.18432 | 0 | 0 | 1 | 0 | 0 | 1 | 0.18432 | 0 | 1
6568 | 0.065418 | 0 | 0 | 1 | 0 | 1 | 1 | 0.065418 | 0 | 1
6569 | 0 | 0 | 0 | 1 | 0 | 1 | 1 | 0 | 0 | 1
6570 | 0 | 0 | 0 | 1 | 0 | 1 | 1 | 0 | 0 | 1
6571 | 0 | 0 | 0 | 1 | 0 | 1 | 1 | 0 | 0 | 1
6572 | 0 | 0 | 0 | 1 | 0 | 0 | 1 | 0 | 0 | 1
6573 | 0 | 0 | 0 | 1 | 0 | 0 | 1 | 0 | 0 | 1
6574 | 0 | 0 | 0 | 1 | 0 | 0 | 1 | 0 | 0 | 1
6575 | 0 | 0 | 0 | 1 | 0 | 0 | 1 | 0 | 0 | 1
6576 | 0 | 0 | 0 | 1 | 0 | 0 | 1 | 0 | 0 | 1
6577 | 0 | 0 | 0 | 1 | 0 | 0 | 1 | 0 | 0 | 1
6578 | 0 | 0 | 0 | 1 | 0 | 0 | 1 | 0 | 0 | 1
6579 | 0 | 0 | 0 | 1 | 0 | 0 | 1 | 0 | 0 | 1
6580 | 0 | 0 | 0 | 1 | 0 | 0 | 1 | 0 | 0 | 1
6581 | 0 | 0 | 0 | 1 | 0 | 0 | 1 | 0 | 0 | 1
6582 | 0 | 0 | 0 | 1 | 0 | 1 | 1 | 0 | 0 | 1
6583 | 0 | 0 | 0 | 1 | 0 | 1 | 1 | 0 | 0 | 1
6584 | 0 | 0 | 0 | 1 | 0 | 1 | 1 | 0 | 0 | 1
6585 | 0.096732 | 0 | 0 | 1 | 0 | 0 | 1 | 0.096732 | 0 | 1
6586 | 0.29929 | 0 | 0 | 1 | 0 | 0 | 1 | 0.29929 | 0 | 1
6587 | 0.42321 | 0 | 0 | 1 | 0 | 0 | 1 | 0.42321 | 0 | 1
6588 | 0.35009 | 0.024563 | 0 | 1 | 0 | 0 | 1 | 0.35009 | 0.024563 | 1
6589 | 0.36985 | 0.023123 | 0 | 1 | 0 | 0 | 1 | 0.36985 | 0.023123 | 1
6590 | 0.21665 | 0.048495 | 0 | 1 | 0 | 0 | 1 | 0.21665 | 0.048495 | 1
6591 | 0.12736 | 0.049339 | 0 | 1 | 0 | 0 | 1 | 0.12736 | 0.049339 | 1
6592 | 0.07131 | 0.038374 | 0 | 1 | 0 | 1 | 1 | 0.07131 | 0.038374 | 1
6593 | 0.026397 | 0.045324 | 0 | 1 | 0 | 1 | 1 | 0.026397 | 0.045324 | 1
6594 | 0 | 0.045195 | 0 | 1 | 0 | 1 | 1 | 0 | 0.045195 | 1
6595 | 0 | 0.024122 | 0 | 1 | 0 | 1 | 1 | 0 | 0.024122 | 1
6596 | 0 | 0.018192 | 0 | 1 | 0 | 0 | 1 | 0 | 0.018192 | 1
6597 | 0 | 0.034938 | 0 | 1 | 0 | 0 | 1 | 0 | 0.034938 | 1
6598 | 0 | 0.028692 | 0 | 1 | 0 | 0 | 1 | 0 | 0.028692 | 1
6599 | 0 | 0.0088497 | 0 | 1 | 0 | 0 | 1 | 0 | 0.0088497 | 1
6600 | 0 | 0 | 0 | 1 | 0 | 0 | 1 | 0 | 0 | 1
6601 | 0 | 0 | 0 | 1 | 0 | 0 | 1 | 0 | 0 | 1
6602 | 0 | 0 | 0 | 1 | 0 | 0 | 1 | 0 | 0 | 1
6603 | 0 | 0 | 0 | 1 | 0 | 0 | 1 | 0 | 0 | 1
6604 | 0 | 0 | 0 | 1 | 0 | 0 | 1 | 0 | 0 | 1
6605 | 0 | 0 | 0 | 1 | 0 | 0 | 1 | 0 | 0 | 1
6606 | 0 | 0 | 0 | 1 | 0 | 1 | 1 | 0 | 0 | 1
6607 | 0 | 0 | 0 | 1 | 0 | 1 | 1 | 0 | 0 | 1
6608 | 0.0088604 | 0 | 0 | 1 | 0 | 1 | 1 | 0.0088604 | 0 | 1
6609 | 0.11011 | 0.0068009 | 0 | 1 | 0 | 0 | 1 | 0.11011 | 0.0068009 | 1
6610 | 0.32322 | 0.014679 | 0 | 1 | 0 | 0 | 1 | 0.32322 | 0.014679 | 1
6611 | 0.41598 | 0.029264 | 0 | 1 | 0 | 0 | 1 | 0.41598 | 0.029264 | 1
6612 | 0.30705 | 0.057546 | 0 | 1 | 0 | 0 | 1 | 0.30705 | 0.057546 | 1
6613 | 0.35845 | 0.053245 | 0 | 1 | 0 | 0 | 1 | 0.35845 | 0.053245 | 1
6614 | 0.17457 | 0.066309 | 0 | 1 | 0 | 0 | 1 | 0.17457 | 0.066309 | 1
6615 | 0.15601 | 0.071483 | 0 | 1 | 0 | 0 | 1 | 0.15601 | 0.071483 | 1
6616 | 0.078561 | 0.066126 | 0 | 1 | 0 | 1 | 1 | 0.078561 | 0.066126 | 1
6617 | 0.031866 | 0.077483 | 0 | 1 | 0 | 1 | 1 | 0.031866 | 0.077483 | 1
6618 | 0 | 0.071837 | 0 | 1 | 0 | 1 | 1 | 0 | 0.071837 | 1
6619 | 0 | 0.058818 | 0 | 1 | 0 | 1 | 1 | 0 | 0.058818 | 1
6620 | 0 | 0.047351 | 0 | 1 | 0 | 0 | 1 | 0 | 0.047351 | 1
6621 | 0 | 0.03877 | 0 | 1 | 0 | 0 | 1 | 0 | 0.03877 | 1
6622 | 0 | 0.043643 | 0 | 1 | 0 | 0 | 1 | 0 | 0.043643 | 1
6623 | 0 | 0.011114 | 0 | 1 | 0 | 0 | 1 | 0 | 0.011114 | 1
6624 | 0 | 0 | 0 | 1 | 0 | 0 | 1 | 0 | 0 | 1
6625 | 0 | 0 | 0 | 1 | 0 | 0 | 1 | 0 | 0 | 1
6626 | 0 | 0 | 0 | 1 | 0 | 0 | 1 | 0 | 0 | 1
6627 | 0 | 0 | 0 | 1 | 0 | 0 | 1 | 0 | 0 | 1
6628 | 0 | 0 | 0 | 1 | 0 | 0 | 1 | 0 | 0 | 1
6629 | 0 | 0 | 0 | 1 | 0 | 0 | 1 | 0 | 0 | 1
6630 | 0 | 0 | 0 | 1 | 0 | 1 | 1 | 0 | 0 | 1
6631 | 0 | 0 | 0 | 1 | 0 | 1 | 1 | 0 | 0 | 1
6632 | 0.0060273 | 0.0083077 | 0 | 1 | 0 | 1 | 1 | 0.0060273 | 0.0083077 | 1
6633 | 0.14089 | 0.031726 | 0 | 1 | 0 | 0 | 1 | 0.14089 | 0.031726 | 1
6634 | 0.31072 | 0.042918 | 0 | 1 | 0 | 0 | 1 | 0.31072 | 0.042918 | 1
6635 | 0.36687 | 0.052024 | 0 | 1 | 0 | 0 | 1 | 0.36687 | 0.052024 | 1
6636 | 0.25885 | 0.080953 | 0 | 1 | 0 | 0 | 1 | 0.25885 | 0.080953 | 1
6637 | 0.30985 | 0.063352 | 0 | 1 | 0 | 0 | 1 | 0.30985 | 0.063352 | 1
6638 | 0.23959 | 0.071613 | 0 | 1 | 0 | 0 | 1 | 0.23959 | 0.071613 | 1
6639 | 0.23436 | 0.07046 | 0 | 1 | 0 | 0 | 1 | 0.23436 | 0.07046 | 1
6640 | 0.13088 | 0.067327 | 0 | 1 | 0 | 1 | 1 | 0.13088 | 0.067327 | 1
6641 | 0 | 0.0602 | 0 | 1 | 0 | 1 | 1 | 0 | 0.0602 | 1
6642 | 0 | 0.050027 | 0 | 1 | 0 | 1 | 1 | 0 | 0.050027 | 1
6643 | 0 | 0.047016 | 0 | 1 | 0 | 1 | 1 | 0 | 0.047016 | 1
6644 | 0 | 0.018893 | 0 | 1 | 0 | 0 | 1 | 0 | 0.018893 | 1
6645 | 0 | 0 | 0 | 1 | 0 | 0 | 1 | 0 | 0 | 1
6646 | 0 | 0.015228 | 0 | 1 | 0 | 0 | 1 | 0 | 0.015228 | 1
6647 | 0 | 0.0088845 | 0 | 1 | 0 | 0 | 1 | 0 | 0.0088845 | 1
6648 | 0 | 0 | 0 | 1 | 0 | 0 | 1 | 0 | 0 | 1
6649 | 0 | 0 | 0 | 1 | 0 | 0 | 1 | 0 | 0 | 1
6650 | 0 | 0 | 0 | 1 | 0 | 0 | 1 | 0 | 0 | 1
6651 | 0 | 0 | 0 | 1 | 0 | 0 | 1 | 0 | 0 | 1
6652 | 0 | 0 | 0 | 1 | 0 | 0 | 1 | 0 | 0 | 1
6653 | 0 | 0 | 0 | 1 | 0 | 0 | 1 | 0 | 0 | 1
6654 | 0 | 0 | 0 | 1 | 0 | 1 | 1 | 0 | 0 | 1
6655 | 0 | 0 | 0 | 1 | 0 | 1 | 1 | 0 | 0 | 1
6656 | 0.0071986 | 0.02828 | 0 | 1 | 0 | 1 | 1 | 0.0071986 | 0.02828 | 1
6657 | 0.12204 | 0.046054 | 0 | 1 | 0 | 0 | 1 | 0.12204 | 0.046054 | 1
6658 | 0.22689 | 0.056837 | 0 | 1 | 0 | 0 | 1 | 0.22689 | 0.056837 | 1
6659 | 0.31697 | 0.049219 | 0 | 1 | 0 | 0 | 1 | 0.31697 | 0.049219 | 1
6660 | 0.23908 | 0.081094 | 0 | 1 | 0 | 0 | 1 | 0.23908 | 0.081094 | 1
6661 | 0.24469 | 0.054452 | 0 | 1 | 0 | 0 | 1 | 0.24469 | 0.054452 | 1
6662 | 0.26633 | 0.030563 | 0 | 1 | 0 | 0 | 1 | 0.26633 | 0.030563 | 1
6663 | 0.25012 | 0.023234 | 0 | 1 | 0 | 0 | 1 | 0.25012 | 0.023234 | 1
6664 | 0.085312 | 0.0079023 | 0 | 1 | 0 | 1 | 1 | 0.085312 | 0.0079023 | 1
6665 | 0 | 0 | 0 | 1 | 0 | 1 | 1 | 0 | 0 | 1
6666 | 0 | 0 | 0 | 1 | 0 | 1 | 1 | 0 | 0 | 1
6667 | 0 | 0.0042666 | 0 | 1 | 0 | 1 | 1 | 0 | 0.0042666 | 1
6668 | 0 | 0 | 0 | 1 | 0 | 0 | 1 | 0 | 0 | 1
6669 | 0 | 0 | 0 | 1 | 0 | 0 | 1 | 0 | 0 | 1
6670 | 0 | 0 | 0 | 1 | 0 | 0 | 1 | 0 | 0 | 1
6671 | 0 | 0 | 0 | 1 | 0 | 0 | 1 | 0 | 0 | 1
6672 | 0 | 0 | 0.0065621 | 1 | 0 | 0 | 1 | 0 | 0 | 1
6673 | 0 | 0 | 0.01213 | 1 | 0 | 0 | 1 | 0 | 0 | 1
6674 | 0 | 0 | 0.013128 | 1 | 0 | 0 | 1 | 0 | 0 | 1
6675 | 0 | 0 | 0.013163 | 1 | 0 | 0 | 1 | 0 | 0 | 1
6676 | 0 | 0 | 0.013304 | 1 | 0 | 0 | 1 | 0 | 0 | 1
6677 | 0 | 0 | 0.013101 | 1 | 0 | 0 | 1 | 0 | 0 | 1
6678 | 0 | 0 | 0.012878 | 1 | 0 | 1 | 1 | 0 | 0 | 1
6679 | 0 | 0 | 0.012385 | 1 | 0 | 1 | 1 | 0 | 0 | 1
6680 | 0.00090752 | 0 | 0.0105 | 1 | 0 | 1 | 1 | 0.00090752 | 0 | 1
6681 | 0.13581 | 0 | 0.0089467 | 1 | 0 | 0 | 1 | 0.13581 | 0 | 1
6682 | 0.23071 | 0 | 0.0073332 | 1 | 0 | 0 | 1 | 0.23071 | 0 | 1
6683 | 0.22263 | 0.0001847 | 0.0058826 | 1 | 0 | 0 | 1 | 0.22263 | 0.0001847 | 1
6684 | 0.227 | 0.034519 | 0.00456 | 1 | 0 | 0 | 1 | 0.227 | 0.034519 | 1
6685 | 0.22202 | 0.032847 | 0.0033135 | 1 | 0 | 0 | 1 | 0.22202 | 0.032847 | 1
6686 | 0.22221 | 0.017556 | 0 | 1 | 0 | 0 | 1 | 0.22221 | 0.017556 | 1
6687 | 0.15125 | 0.016135 | 0 | 1 | 0 | 0 | 1 | 0.15125 | 0.016135 | 1
6688 | 0.014986 | 0.010929 | 0.00051049 | 1 | 0 | 1 | 1 | 0.014986 | 0.010929 | 1
6689 | 0 | 0 | 0 | 1 | 0 | 1 | 1 | 0 | 0 | 1
6690 | 0 | 0 | 0 | 1 | 0 | 1 | 1 | 0 | 0 | 1
6691 | 0 | 0 | 0 | 1 | 0 | 1 | 1 | 0 | 0 | 1
6692 | 0 | 0 | 0 | 1 | 0 | 0 | 1 | 0 | 0 | 1
6693 | 0 | 0 | 0 | 1 | 0 | 0 | 1 | 0 | 0 | 1
6694 | 0 | 0 | 0 | 1 | 0 | 0 | 1 | 0 | 0 | 1
6695 | 0 | 0 | 0 | 1 | 0 | 0 | 1 | 0 | 0 | 1
6696 | 0 | 0 | 0 | 1 | 0 | 0 | 1 | 0 | 0 | 1
6697 | 0 | 0 | 0 | 1 | 0 | 0 | 1 | 0 | 0 | 1
6698 | 0 | 0 | 0 | 1 | 0 | 0 | 1 | 0 | 0 | 1
6699 | 0 | 0 | 0 | 1 | 0 | 0 | 1 | 0 | 0 | 1
6700 | 0 | 0 | 0 | 1 | 0 | 0 | 1 | 0 | 0 | 1
6701 | 0 | 0 | 0 | 1 | 0 | 0 | 1 | 0 | 0 | 1
6702 | 0 | 0 | 0 | 1 | 0 | 1 | 1 | 0 | 0 | 1
6703 | 0 | 0 | 0 | 1 | 0 | 1 | 1 | 0 | 0 | 1
6704 | 0.0045256 | 0 | 0.00066482 | 1 | 0 | 1 | 1 | 0.0045256 | 0 | 1
6705 | 0.13258 | 0 | 0 | 1 | 0 | 0 | 1 | 0.13258 | 0 | 1
6706 | 0.25637 | 0 | 0 | 1 | 0 | 0 | 1 | 0.25637 | 0 | 1
6707 | 0.23421 | 0 | 0.014367 | 1 | 0 | 0 | 1 | 0.23421 | 0 | 1
6708 | 0.27836 | 0.016067 | 0.015231 | 1 | 0 | 0 | 1 | 0.27836 | 0.016067 | 1
6709 | 0.23181 | 0.030862 | 0.016281 | 1 | 0 | 0 | 1 | 0.23181 | 0.030862 | 1
6710 | 0.1796 | 0.022719 | 0.0010217 | 1 | 0 | 0 | 1 | 0.1796 | 0.022719 | 1
6711 | 0.095905 | 0.021125 | 0 | 1 | 0 | 0 | 1 | 0.095905 | 0.021125 | 1
6712 | 0 | 0.027054 | 0 | 1 | 0 | 1 | 1 | 0 | 0.027054 | 1
6713 | 0 | 0.019814 | 0 | 1 | 0 | 1 | 1 | 0 | 0.019814 | 1
6714 | 0 | 0.018433 | 0 | 1 | 0 | 1 | 1 | 0 | 0.018433 | 1
6715 | 0 | 0.0021589 | 0 | 1 | 0 | 1 | 1 | 0 | 0.0021589 | 1
6716 | 0 | 0 | 0 | 1 | 0 | 0 | 1 | 0 | 0 | 1
6717 | 0 | 0 | 0 | 1 | 0 | 0 | 1 | 0 | 0 | 1
6718 | 0 | 0 | 0 | 1 | 0 | 0 | 1 | 0 | 0 | 1
6719 | 0 | 0 | 0 | 1 | 0 | 0 | 1 | 0 | 0 | 1
6720 | 0 | 0 | 0 | 1 | 0 | 0 | 1 | 0 | 0 | 1
6721 | 0 | 0 | 0 | 1 | 0 | 0 | 1 | 0 | 0 | 1
6722 | 0 | 0 | 0 | 1 | 0 | 0 | 1 | 0 | 0 | 1
6723 | 0 | 0 | 0 | 1 | 0 | 0 | 1 | 0 | 0 | 1
6724 | 0 | 0 | 0 | 1 | 0 | 0 | 1 | 0 | 0 | 1
6725 | 0 | 0 | 0 | 1 | 0 | 0 | 1 | 0 | 0 | 1
6726 | 0 | 0 | 0 | 1 | 0 | 1 | 1 | 0 | 0 | 1
6727 | 0 | 0 | 0 | 1 | 0 | 1 | 1 | 0 | 0 | 1
6728 | 0.0085252 | 0 | 0 | 1 | 0 | 1 | 1 | 0.0085252 | 0 | 1
6729 | 0.17456 | 0 | 0 | 1 | 0 | 0 | 1 | 0.17456 | 0 | 1
6730 | 0.33805 | 0 | 0 | 1 | 0 | 0 | 1 | 0.33805 | 0 | 1
6731 | 0.25532 | 0.0026098 | 0 | 1 | 0 | 0 | 1 | 0.25532 | 0.0026098 | 1
6732 | 0.31465 | 0.02823 | 0 | 1 | 0 | 0 | 1 | 0.31465 | 0.02823 | 1
6733 | 0.3259 | 0.047056 | 0 | 1 | 0 | 0 | 1 | 0.3259 | 0.047056 | 1
6734 | 0.14843 | 0.049302 | 0 | 1 | 0 | 0 | 1 | 0.14843 | 0.049302 | 1
6735 | 0.02831 | 0.046551 | 0 | 1 | 0 | 0 | 1 | 0.02831 | 0.046551 | 1
6736 | 0 | 0.054708 | 0 | 1 | 0 | 1 | 1 | 0 | 0.054708 | 1
6737 | 0 | 0.050847 | 0 | 1 | 0 | 1 | 1 | 0 | 0.050847 | 1
6738 | 0 | 0.025786 | 0 | 1 | 0 | 1 | 1 | 0 | 0.025786 | 1
6739 | 0 | 0.0065922 | 0 | 1 | 0 | 1 | 1 | 0 | 0.0065922 | 1
6740 | 0 | 0 | 0 | 1 | 0 | 0 | 1 | 0 | 0 | 1
6741 | 0 | 0 | 0 | 1 | 0 | 0 | 1 | 0 | 0 | 1
6742 | 0 | 0 | 0 | 1 | 0 | 0 | 1 | 0 | 0 | 1
6743 | 0 | 0 | 0 | 1 | 0 | 0 | 1 | 0 | 0 | 1
6744 | 0 | 0 | 0 | 1 | 0 | 0 | 1 | 0 | 0 | 1
6745 | 0 | 0 | 0 | 1 | 0 | 0 | 1 | 0 | 0 | 1
6746 | 0 | 0 | 0 | 1 | 0 | 0 | 1 | 0 | 0 | 1
6747 | 0 | 0 | 0 | 1 | 0 | 0 | 1 | 0 | 0 | 1
6748 | 0 | 0 | 0 | 1 | 0 | 0 | 1 | 0 | 0 | 1
6749 | 0 | 0 | 0 | 1 | 0 | 0 | 1 | 0 | 0 | 1
6750 | 0 | 0 | 0 | 1 | 0 | 1 | 1 | 0 | 0 | 1
6751 | 0 | 0 | 0 | 1 | 0 | 1 | 1 | 0 | 0 | 1
6752 | 0.014559 | 0 | 0 | 1 | 0 | 1 | 1 | 0.014559 | 0 | 1
6753 | 0.1589 | 0 | 0 | 1 | 0 | 0 | 1 | 0.1589 | 0 | 1
6754 | 0.24584 | 0 | 0 | 1 | 0 | 0 | 1 | 0.24584 | 0 | 1
6755 | 0.28246 | 0 | 0 | 1 | 0 | 0 | 1 | 0.28246 | 0 | 1
6756 | 0.29427 | 0.036948 | 0 | 1 | 0 | 0 | 1 | 0.29427 | 0.036948 | 1
6757 | 0.25502 | 0.076947 | 0 | 1 | 0 | 0 | 1 | 0.25502 | 0.076947 | 1
6758 | 0.14414 | 0.081883 | 0 | 1 | 0 | 0 | 1 | 0.14414 | 0.081883 | 1
6759 | 0.087091 | 0.077404 | 0 | 1 | 0 | 0 | 1 | 0.087091 | 0.077404 | 1
6760 | 0.0089531 | 0.078817 | 0 | 1 | 0 | 1 | 1 | 0.0089531 | 0.078817 | 1
6761 | 0 | 0.077965 | 0 | 1 | 0 | 1 | 1 | 0 | 0.077965 | 1
6762 | 0 | 0.052918 | 0 | 1 | 0 | 1 | 1 | 0 | 0.052918 | 1
6763 | 0 | 0.026303 | 0 | 1 | 0 | 1 | 1 | 0 | 0.026303 | 1
6764 | 0 | 0.024221 | 0 | 1 | 0 | 0 | 1 | 0 | 0.024221 | 1
6765 | 0 | 0.0069288 | 0 | 1 | 0 | 0 | 1 | 0 | 0.0069288 | 1
6766 | 0 | 0.0086938 | 0 | 1 | 0 | 0 | 1 | 0 | 0.0086938 | 1
6767 | 0 | 0 | 0 | 1 | 0 | 0 | 1 | 0 | 0 | 1
6768 | 0 | 0 | 0 | 1 | 0 | 0 | 1 | 0 | 0 | 1
6769 | 0 | 0 | 0 | 1 | 0 | 0 | 1 | 0 | 0 | 1
6770 | 0 | 0 | 0 | 1 | 0 | 0 | 1 | 0 | 0 | 1
6771 | 0 | 0 | 0 | 1 | 0 | 0 | 1 | 0 | 0 | 1
6772 | 0 | 0 | 0 | 1 | 0 | 0 | 1 | 0 | 0 | 1
6773 | 0 | 0 | 0 | 1 | 0 | 0 | 1 | 0 | 0 | 1
6774 | 0 | 0 | 0 | 1 | 0 | 1 | 1 | 0 | 0 | 1
6775 | 0 | 0 | 0 | 1 | 0 | 1 | 1 | 0 | 0 | 1
6776 | 0 | 0 | 0 | 1 | 0 | 1 | 1 | 0 | 0 | 1
6777 | 0.10338 | 0 | 0 | 1 | 0 | 0 | 1 | 0.10338 | 0 | 1
6778 | 0.1405 | 0 | 0 | 1 | 0 | 0 | 1 | 0.1405 | 0 | 1
6779 | 0.18003 | 0.0024028 | 0 | 1 | 0 | 0 | 1 | 0.18003 | 0.0024028 | 1
6780 | 0.23425 | 0.047632 | 0 | 1 | 0 | 0 | 1 | 0.23425 | 0.047632 | 1
6781 | 0.20521 | 0.08812 | 0 | 1 | 0 | 0 | 1 | 0.20521 | 0.08812 | 1
6782 | 0.14519 | 0.091559 | 0 | 1 | 0 | 0 | 1 | 0.14519 | 0.091559 | 1
6783 | 0.096235 | 0.092 | 0 | 1 | 0 | 0 | 1 | 0.096235 | 0.092 | 1
6784 | 0.047118 | 0.087655 | 0 | 1 | 0 | 1 | 1 | 0.047118 | 0.087655 | 1
6785 | 0 | 0.073333 | 0 | 1 | 0 | 1 | 1 | 0 | 0.073333 | 1
6786 | 0 | 0.046955 | 0 | 1 | 0 | 1 | 1 | 0 | 0.046955 | 1
6787 | 0 | 0.032814 | 0 | 1 | 0 | 1 | 1 | 0 | 0.032814 | 1
6788 | 0 | 0.027304 | 0 | 1 | 0 | 0 | 1 | 0 | 0.027304 | 1
6789 | 0 | 0.0038561 | 0 | 1 | 0 | 0 | 1 | 0 | 0.0038561 | 1
6790 | 0 | 0.007258 | 0 | 1 | 0 | 0 | 1 | 0 | 0.007258 | 1
6791 | 0 | 0 | 0 | 1 | 0 | 0 | 1 | 0 | 0 | 1
6792 | 0 | 0 | 0 | 1 | 0 | 0 | 1 | 0 | 0 | 1
6793 | 0 | 0 | 0 | 1 | 0 | 0 | 1 | 0 | 0 | 1
6794 | 0 | 0 | 0 | 1 | 0 | 0 | 1 | 0 | 0 | 1
6795 | 0 | 0 | 0 | 1 | 0 | 0 | 1 | 0 | 0 | 1
6796 | 0 | 0 | 0 | 1 | 0 | 0 | 1 | 0 | 0 | 1
6797 | 0 | 0 | 0 | 1 | 0 | 0 | 1 | 0 | 0 | 1
6798 | 0 | 0 | 0 | 1 | 0 | 1 | 1 | 0 | 0 | 1
6799 | 0 | 0 | 0 | 1 | 0 | 1 | 1 | 0 | 0 | 1
6800 | 0 | 0 | 0 | 1 | 0 | 1 | 1 | 0 | 0 | 1
6801 | 0.10688 | 0 | 0 | 1 | 0 | 0 | 1 | 0.10688 | 0 | 1
6802 | 0.14743 | 0 | 0 | 1 | 0 | 0 | 1 | 0.14743 | 0 | 1
6803 | 0.19358 | 0 | 0 | 1 | 0 | 0 | 1 | 0.19358 | 0 | 1
6804 | 0.2281 | 0.018697 | 0 | 1 | 0 | 0 | 1 | 0.2281 | 0.018697 | 1
6805 | 0.10491 | 0.045018 | 0 | 1 | 0 | 0 | 1 | 0.10491 | 0.045018 | 1
6806 | 0.11158 | 0.055172 | 0 | 1 | 0 | 0 | 1 | 0.11158 | 0.055172 | 1
6807 | 0.077048 | 0.057382 | 0 | 1 | 0 | 0 | 1 | 0.077048 | 0.057382 | 1
6808 | 0 | 0.041077 | 0 | 1 | 0 | 1 | 1 | 0 | 0.041077 | 1
6809 | 0 | 0.022533 | 0 | 1 | 0 | 1 | 1 | 0 | 0.022533 | 1
6810 | 0 | 0.017277 | 0 | 1 | 0 | 1 | 1 | 0 | 0.017277 | 1
6811 | 0 | 0.004211 | 0 | 1 | 0 | 1 | 1 | 0 | 0.004211 | 1
6812 | 0 | 0 | 0 | 1 | 0 | 0 | 1 | 0 | 0 | 1
6813 | 0 | 0 | 0 | 1 | 0 | 0 | 1 | 0 | 0 | 1
6814 | 0 | 0 | 0 | 1 | 0 | 0 | 1 | 0 | 0 | 1
6815 | 0 | 0 | 0 | 1 | 0 | 0 | 1 | 0 | 0 | 1
6816 | 0 | 0 | 0 | 1 | 0 | 0 | 1 | 0 | 0 | 1
6817 | 0 | 0 | 0 | 1 | 0 | 0 | 1 | 0 | 0 | 1
6818 | 0 | 0 | 0 | 1 | 0 | 0 | 1 | 0 | 0 | 1
6819 | 0 | 0 | 0 | 1 | 0 | 0 | 1 | 0 | 0 | 1
6820 | 0 | 0 | 0 | 1 | 0 | 0 | 1 | 0 | 0 | 1
6821 | 0 | 0 | 0 | 1 | 0 | 0 | 1 | 0 | 0 | 1
6822 | 0 | 0 | 0 | 1 | 0 | 1 | 1 | 0 | 0 | 1
6823 | 0 | 0 | 0 | 1 | 0 | 1 | 1 | 0 | 0 | 1
6824 | 0 | 0 | 0 | 1 | 0 | 1 | 1 | 0 | 0 | 1
6825 | 0.037368 | 0 | 0 | 1 | 0 | 0 | 1 | 0.037368 | 0 | 1
6826 | 0.11083 | 0 | 0 | 1 | 0 | 0 | 1 | 0.11083 | 0 | 1
6827 | 0.1959 | 0 | 0 | 1 | 0 | 0 | 1 | 0.1959 | 0 | 1
6828 | 0.2245 | 0.0025338 | 0 | 1 | 0 | 0 | 1 | 0.2245 | 0.0025338 | 1
6829 | 0.12617 | 0.012879 | 0 | 1 | 0 | 0 | 1 | 0.12617 | 0.012879 | 1
6830 | 0.13697 | 0.012149 | 0 | 1 | 0 | 0 | 1 | 0.13697 | 0.012149 | 1
6831 | 0.065229 | 0.023733 | 0 | 1 | 0 | 0 | 1 | 0.065229 | 0.023733 | 1
6832 | 0 | 0.010209 | 0 | 1 | 0 | 1 | 1 | 0 | 0.010209 | 1
6833 | 0 | 0 | 0 | 1 | 0 | 1 | 1 | 0 | 0 | 1
6834 | 0 | 0 | 0 | 1 | 0 | 1 | 1 | 0 | 0 | 1
6835 | 0 | 0 | 0 | 1 | 0 | 1 | 1 | 0 | 0 | 1
6836 | 0 | 0 | 0 | 1 | 0 | 0 | 1 | 0 | 0 | 1
6837 | 0 | 0 | 0 | 1 | 0 | 0 | 1 | 0 | 0 | 1
6838 | 0 | 0 | 0 | 1 | 0 | 0 | 1 | 0 | 0 | 1
6839 | 0 | 0 | 0 | 1 | 0 | 0 | 1 | 0 | 0 | 1
6840 | 0 | 0 | 0 | 1 | 0 | 0 | 1 | 0 | 0 | 1
6841 | 0 | 0 | 0 | 1 | 0 | 0 | 1 | 0 | 0 | 1
6842 | 0 | 0 | 0 | 1 | 0 | 0 | 1 | 0 | 0 | 1
6843 | 0 | 0 | 0 | 1 | 0 | 0 | 1 | 0 | 0 | 1
6844 | 0 | 0 | 0 | 1 | 0 | 0 | 1 | 0 | 0 | 1
6845 | 0 | 0 | 0 | 1 | 0 | 0 | 1 | 0 | 0 | 1
6846 | 0 | 0 | 0 | 1 | 0 | 1 | 1 | 0 | 0 | 1
6847 | 0 | 0 | 0 | 1 | 0 | 1 | 1 | 0 | 0 | 1
6848 | 0 | 0 | 0 | 1 | 0 | 1 | 1 | 0 | 0 | 1
6849 | 0.054675 | 0 | 0 | 1 | 0 | 0 | 1 | 0.054675 | 0 | 1
6850 | 0.14751 | 0 | 0 | 1 | 0 | 0 | 1 | 0.14751 | 0 | 1
6851 | 0.23661 | 0 | 0 | 1 | 0 | 0 | 1 | 0.23661 | 0 | 1
6852 | 0.2057 | 0.0086076 | 0 | 1 | 0 | 0 | 1 | 0.2057 | 0.0086076 | 1
6853 | 0.11887 | 0.016519 | 0 | 1 | 0 | 0 | 1 | 0.11887 | 0.016519 | 1
6854 | 0.089075 | 0.016696 | 0 | 1 | 0 | 0 | 1 | 0.089075 | 0.016696 | 1
6855 | 0.027123 | 0.022657 | 0 | 1 | 0 | 0 | 1 | 0.027123 | 0.022657 | 1
6856 | 0 | 0.019825 | 0 | 1 | 0 | 1 | 1 | 0 | 0.019825 | 1
6857 | 0 | 0.0061207 | 0 | 1 | 0 | 1 | 1 | 0 | 0.0061207 | 1
6858 | 0 | 0 | 0 | 1 | 0 | 1 | 1 | 0 | 0 | 1
6859 | 0 | 0 | 0 | 1 | 0 | 1 | 1 | 0 | 0 | 1
6860 | 0 | 0 | 0 | 1 | 0 | 0 | 1 | 0 | 0 | 1
6861 | 0 | 0 | 0 | 1 | 0 | 0 | 1 | 0 | 0 | 1
6862 | 0 | 0 | 0 | 1 | 0 | 0 | 1 | 0 | 0 | 1
6863 | 0 | 0 | 0 | 1 | 0 | 0 | 1 | 0 | 0 | 1
6864 | 0 | 0 | 0 | 1 | 0 | 0 | 1 | 0 | 0 | 1
6865 | 0 | 0 | 0 | 1 | 0 | 0 | 1 | 0 | 0 | 1
6866 | 0 | 0 | 0 | 1 | 0 | 0 | 1 | 0 | 0 | 1
6867 | 0 | 0 | 0 | 1 | 0 | 0 | 1 | 0 | 0 | 1
6868 | 0 | 0 | 0 | 1 | 0 | 0 | 1 | 0 | 0 | 1
6869 | 0 | 0 | 0 | 1 | 0 | 0 | 1 | 0 | 0 | 1
6870 | 0 | 0 | 0 | 1 | 0 | 1 | 1 | 0 | 0 | 1
6871 | 0 | 0 | 0 | 1 | 0 | 1 | 1 | 0 | 0 | 1
6872 | 0 | 0 | 0 | 1 | 0 | 1 | 1 | 0 | 0 | 1
6873 | 0 | 0 | 0 | 1 | 0 | 0 | 1 | 0 | 0 | 1
6874 | 0.12095 | 0 | 0 | 1 | 0 | 0 | 1 | 0.12095 | 0 | 1
6875 | 0.20746 | 0.0056816 | 0 | 1 | 0 | 0 | 1 | 0.20746 | 0.0056816 | 1
6876 | 0.20868 | 0.03249 | 0 | 1 | 0 | 0 | 1 | 0.20868 | 0.03249 | 1
6877 | 0.15876 | 0.041112 | 0 | 1 | 0 | 0 | 1 | 0.15876 | 0.041112 | 1
6878 | 0.08264 | 0.03367 | 0 | 1 | 0 | 0 | 1 | 0.08264 | 0.03367 | 1
6879 | 0.081505 | 0.042053 | 0 | 1 | 0 | 0 | 1 | 0.081505 | 0.042053 | 1
6880 | 0.013298 | 0.047767 | 0 | 1 | 0 | 1 | 1 | 0.013298 | 0.047767 | 1
6881 | 0 | 0.052637 | 0 | 1 | 0 | 1 | 1 | 0 | 0.052637 | 1
6882 | 0 | 0.038952 | 0 | 1 | 0 | 1 | 1 | 0 | 0.038952 | 1
6883 | 0 | 0 | 0 | 1 | 0 | 1 | 1 | 0 | 0 | 1
6884 | 0 | 0 | 0 | 1 | 0 | 0 | 1 | 0 | 0 | 1
6885 | 0 | 0 | 0 | 1 | 0 | 0 | 1 | 0 | 0 | 1
6886 | 0 | 0 | 0 | 1 | 0 | 0 | 1 | 0 | 0 | 1
6887 | 0 | 0 | 0 | 1 | 0 | 0 | 1 | 0 | 0 | 1
6888 | 0 | 0 | 0 | 1 | 0 | 0 | 1 | 0 | 0 | 1
6889 | 0 | 0 | 0 | 0.94795 | 0 | 0 | 1 | 0 | 0 | 1
6890 | 0 | 0 | 0 | 0.94795 | 0 | 0 | 1 | 0 | 0 | 1
6891 | 0 | 0 | 0 | 0.94795 | 0 | 0 | 1 | 0 | 0 | 1
6892 | 0 | 0 | 0 | 0.94795 | 0 | 0 | 1 | 0 | 0 | 1
6893 | 0 | 0 | 0 | 0.94795 | 0 | 0 | 1 | 0 | 0 | 1
6894 | 0 | 0 | 0 | 0.94795 | 0 | 1 | 1 | 0 | 0 | 1
6895 | 0 | 0 | 0 | 0.94795 | 0 | 1 | 1 | 0 | 0 | 1
6896 | 0 | 0 | 0 | 0.94795 | 0 | 1 | 1 | 0 | 0 | 1
6897 | 0 | 0 | 0 | 0.94795 | 0 | 0 | 1 | 0 | 0 | 1
6898 | 0.17905 | 0 | 0 | 0.94795 | 0 | 0 | 1 | 0.17905 | 0 | 1
6899 | 0.23432 | 0.027438 | 0 | 0.94795 | 0 | 0 | 1 | 0.23432 | 0.027438 | 1
6900 | 0.24443 | 0.044931 | 0 | 0.94795 | 0 | 0 | 1 | 0.24443 | 0.044931 | 1
6901 | 0.20108 | 0.054037 | 0 | 0.94795 | 0 | 0 | 1 | 0.20108 | 0.054037 | 1
6902 | 0.11395 | 0.055499 | 0 | 0.94795 | 0 | 0 | 1 | 0.11395 | 0.055499 | 1
6903 | 0.10159 | 0.064406 | 0 | 0.94795 | 0 | 0 | 1 | 0.10159 | 0.064406 | 1
6904 | 0.02703 | 0.078752 | 0 | 0.94795 | 0 | 1 | 1 | 0.02703 | 0.078752 | 1
6905 | 0 | 0.08021 | 0 | 0.94795 | 0 | 1 | 1 | 0 | 0.08021 | 1
6906 | 0 | 0.071236 | 0 | 0.94795 | 0 | 1 | 1 | 0 | 0.071236 | 1
6907 | 0 | 0.019012 | 0 | 0.94795 | 0 | 1 | 1 | 0 | 0.019012 | 1
6908 | 0 | 0 | 0 | 0.94795 | 0 | 0 | 1 | 0 | 0 | 1
6909 | 0 | 0 | 0 | 0.94795 | 0 | 0 | 1 | 0 | 0 | 1
6910 | 0 | 0 | 0 | 0.94795 | 0 | 0 | 1 | 0 | 0 | 1
6911 | 0 | 0 | 0 | 0.94795 | 0 | 0 | 1 | 0 | 0 | 1
6912 | 0 | 0 | 0 | 0.94795 | 0 | 0 | 1 | 0 | 0 | 1
6913 | 0 | 0 | 0 | 0.94795 | 0 | 0 | 1 | 0 | 0 | 1
6914 | 0 | 0 | 0 | 0.94795 | 0 | 0 | 1 | 0 | 0 | 1
6915 | 0 | 0 | 0 | 0.94795 | 0 | 0 | 1 | 0 | 0 | 1
6916 | 0 | 0 | 0 | 0.94795 | 0 | 0 | 1 | 0 | 0 | 1
6917 | 0 | 0 | 0 | 0.94795 | 0 | 0 | 1 | 0 | 0 | 1
6918 | 0 | 0 | 0 | 0.94795 | 0 | 1 | 1 | 0 | 0 | 1
6919 | 0 | 0 | 0 | 0.94795 | 0 | 1 | 1 | 0 | 0 | 1
6920 | 0 | 0 | 0 | 0.94795 | 0 | 1 | 1 | 0 | 0 | 1
6921 | 0 | 0 | 0 | 0.94795 | 0 | 0 | 1 | 0 | 0 | 1
6922 | 0.13044 | 0.0075976 | 0 | 0.94795 | 0 | 0 | 1 | 0.13044 | 0.0075976 | 1
6923 | 0.23576 | 0.036973 | 0 | 0.94795 | 0 | 0 | 1 | 0.23576 | 0.036973 | 1
6924 | 0.26141 | 0.044532 | 0 | 0.94795 | 0 | 0 | 1 | 0.26141 | 0.044532 | 1
6925 | 0.21845 | 0.062399 | 0 | 0.94795 | 0 | 0 | 1 | 0.21845 | 0.062399 | 1
6926 | 0.15286 | 0.048148 | 0 | 0.94795 | 0 | 0 | 1 | 0.15286 | 0.048148 | 1
6927 | 0.096108 | 0.065241 | 0 | 0.94795 | 0 | 0 | 1 | 0.096108 | 0.065241 | 1
6928 | 0.044754 | 0.08846 | 0 | 0.94795 | 0 | 1 | 1 | 0.044754 | 0.08846 | 1
6929 | 0 | 0.090426 | 0 | 0.94795 | 0 | 1 | 1 | 0 | 0.090426 | 1
6930 | 0 | 0.08199 | 0 | 0.94795 | 0 | 1 | 1 | 0 | 0.08199 | 1
6931 | 0 | 0.053566 | 0 | 0.94795 | 0 | 1 | 1 | 0 | 0.053566 | 1
6932 | 0 | 0.027902 | 0 | 0.94795 | 0 | 0 | 1 | 0 | 0.027902 | 1
6933 | 0 | 0.025065 | 0 | 0.94795 | 0 | 0 | 1 | 0 | 0.025065 | 1
6934 | 0 | 0.02951 | 0 | 0.94795 | 0 | 0 | 1 | 0 | 0.02951 | 1
6935 | 0 | 0.033753 | 0 | 0.94795 | 0 | 0 | 1 | 0 | 0.033753 | 1
6936 | 0 | 0.038644 | 0 | 0.94795 | 0 | 0 | 1 | 0 | 0.038644 | 1
6937 | 0 | 0 | 0 | 0.94795 | 0 | 0 | 1 | 0 | 0 | 1
6938 | 0 | 0.012147 | 0 | 0.94795 | 0 | 0 | 1 | 0 | 0.012147 | 1
6939 | 0 | 0.0063299 | 0 | 0.94795 | 0 | 0 | 1 | 0 | 0.0063299 | 1
6940 | 0 | 0.015107 | 0 | 0.94795 | 0 | 0 | 1 | 0 | 0.015107 | 1
6941 | 0 | 0.0059973 | 0 | 0.94795 | 0 | 0 | 1 | 0 | 0.0059973 | 1
6942 | 0 | 0.019854 | 0 | 0.94795 | 0 | 1 | 1 | 0 | 0.019854 | 1
6943 | 0 | 0 | 0 | 0.94795 | 0 | 1 | 1 | 0 | 0 | 1
6944 | 0 | 0 | 0 | 0.94795 | 0 | 1 | 1 | 0 | 0 | 1
6945 | 0 | 0 | 0 | 0.94795 | 0 | 0 | 1 | 0 | 0 | 1
6946 | 0.052362 | 0.013399 | 0 | 0.94795 | 0 | 0 | 1 | 0.052362 | 0.013399 | 1
6947 | 0.082992 | 0.045188 | 0 | 0.94795 | 0 | 0 | 1 | 0.082992 | 0.045188 | 1
6948 | 0.13248 | 0.050555 | 0 | 0.94795 | 0 | 0 | 1 | 0.13248 | 0.050555 | 1
6949 | 0.13418 | 0.063005 | 0 | 0.94795 | 0 | 0 | 1 | 0.13418 | 0.063005 | 1
6950 | 0.084113 | 0.030797 | 0 | 0.94795 | 0 | 0 | 1 | 0.084113 | 0.030797 | 1
6951 | 0.029448 | 0.055513 | 0 | 0.94795 | 0 | 0 | 1 | 0.029448 | 0.055513 | 1
6952 | 0 | 0.082505 | 0 | 0.94795 | 0 | 1 | 1 | 0 | 0.082505 | 1
6953 | 0 | 0.079676 | 0 | 0.94795 | 0 | 1 | 1 | 0 | 0.079676 | 1
6954 | 0 | 0.073953 | 0 | 0.94795 | 0 | 1 | 1 | 0 | 0.073953 | 1
6955 | 0 | 0.054284 | 0 | 0.94795 | 0 | 1 | 1 | 0 | 0.054284 | 1
6956 | 0 | 0.041226 | 0 | 0.94795 | 0 | 0 | 1 | 0 | 0.041226 | 1
6957 | 0 | 0.040812 | 0 | 0.94795 | 0 | 0 | 1 | 0 | 0.040812 | 1
6958 | 0 | 0.054056 | 0 | 0.94795 | 0 | 0 | 1 | 0 | 0.054056 | 1
6959 | 0 | 0.034806 | 0 | 0.94795 | 0 | 0 | 1 | 0 | 0.034806 | 1
6960 | 0 | 0.022303 | 0 | 0.94795 | 0 | 0 | 1 | 0 | 0.022303 | 1
6961 | 0 | 0.024319 | 0 | 0.94795 | 0 | 0 | 1 | 0 | 0.024319 | 1
6962 | 0 | 0.0087674 | 0 | 0.94795 | 0 | 0 | 1 | 0 | 0.0087674 | 1
6963 | 0 | 0.0035312 | 0 | 0.94795 | 0 | 0 | 1 | 0 | 0.0035312 | 1
6964 | 0 | 0.0053819 | 0 | 0.94795 | 0 | 0 | 1 | 0 | 0.0053819 | 1
6965 | 0 | 0.012617 | 0 | 0.94795 | 0 | 0 | 1 | 0 | 0.012617 | 1
6966 | 0 | 0.025511 | 0 | 0.94795 | 0 | 1 | 1 | 0 | 0.025511 | 1
6967 | 0 | 0 | 0 | 0.94795 | 0 | 1 | 1 | 0 | 0 | 1
6968 | 0 | 0 | 0 | 0.94795 | 0 | 1 | 1 | 0 | 0 | 1
6969 | 0 | 0 | 0 | 0.94795 | 0 | 0 | 1 | 0 | 0 | 1
6970 | 0 | 0.0062517 | 0 | 0.94795 | 0 | 0 | 1 | 0 | 0.0062517 | 1
6971 | 0 | 0.022974 | 0 | 0.94795 | 0 | 0 | 1 | 0 | 0.022974 | 1
6972 | 0 | 0.027648 | 0 | 0.94795 | 0 | 0 | 1 | 0 | 0.027648 | 1
6973 | 0 | 0.025747 | 0 | 0.94795 | 0 | 0 | 1 | 0 | 0.025747 | 1
6974 | 0 | 0 | 0 | 0.94795 | 0 | 0 | 1 | 0 | 0 | 1
6975 | 0 | 0.011361 | 0 | 0.94795 | 0 | 0 | 1 | 0 | 0.011361 | 1
6976 | 0 | 0.035872 | 0 | 0.94795 | 0 | 1 | 1 | 0 | 0.035872 | 1
6977 | 0 | 0.053478 | 0 | 0.94795 | 0 | 1 | 1 | 0 | 0.053478 | 1
6978 | 0 | 0.039598 | 0 | 0.94795 | 0 | 1 | 1 | 0 | 0.039598 | 1
6979 | 0 | 0.030199 | 0 | 0.94795 | 0 | 1 | 1 | 0 | 0.030199 | 1
6980 | 0 | 0.036656 | 0 | 0.94795 | 0 | 0 | 1 | 0 | 0.036656 | 1
6981 | 0 | 0.056389 | 0 | 0.94795 | 0 | 0 | 1 | 0 | 0.056389 | 1
6982 | 0 | 0.057211 | 0 | 0.94795 | 0 | 0 | 1 | 0 | 0.057211 | 1
6983 | 0 | 0.034405 | 0 | 0.94795 | 0 | 0 | 1 | 0 | 0.034405 | 1
6984 | 0 | 0.014926 | 0 | 0.94795 | 0 | 0 | 1 | 0 | 0.014926 | 1
6985 | 0 | 0.015698 | 0 | 0.94795 | 0 | 0 | 1 | 0 | 0.015698 | 1
6986 | 0 | 0 | 0 | 0.94795 | 0 | 0 | 1 | 0 | 0 | 1
6987 | 0 | 0 | 0 | 0.94795 | 0 | 0 | 1 | 0 | 0 | 1
6988 | 0 | 0.01046 | 0 | 0.94795 | 0 | 0 | 1 | 0 | 0.01046 | 1
6989 | 0 | 0.0056987 | 0 | 0.94795 | 0 | 0 | 1 | 0 | 0.0056987 | 1
6990 | 0 | 0.0068157 | 0 | 0.94795 | 0 | 1 | 1 | 0 | 0.0068157 | 1
6991 | 0 | 0.0022029 | 0 | 0.94795 | 0 | 1 | 1 | 0 | 0.0022029 | 1
6992 | 0 | 0.016846 | 0 | 0.94795 | 0 | 1 | 1 | 0 | 0.016846 | 1
6993 | 0 | 0 | 0 | 0.94795 | 0 | 0 | 1 | 0 | 0 | 1
6994 | 0 | 0.0092301 | 0 | 0.94795 | 0 | 0 | 1 | 0 | 0.0092301 | 1
6995 | 0 | 0.039405 | 0 | 0.94795 | 0 | 0 | 1 | 0 | 0.039405 | 1
6996 | 0 | 0.054019 | 0 | 0.94795 | 0 | 0 | 1 | 0 | 0.054019 | 1
6997 | 0.0050138 | 0.033763 | 0 | 0.94795 | 0 | 0 | 1 | 0.0050138 | 0.033763 | 1
6998 | 0 | 0.017156 | 0 | 0.94795 | 0 | 0 | 1 | 0 | 0.017156 | 1
6999 | 0 | 0.022796 | 0 | 0.94795 | 0 | 0 | 1 | 0 | 0.022796 | 1
7000 | 0 | 0.01439 | 0 | 0.94795 | 0 | 1 | 1 | 0 | 0.01439 | 1
7001 | 0 | 0.043983 | 0 | 0.94795 | 0 | 1 | 1 | 0 | 0.043983 | 1
7002 | 0 | 0.046304 | 0 | 0.94795 | 0 | 1 | 1 | 0 | 0.046304 | 1
7003 | 0 | 0.036731 | 0 | 0.94795 | 0 | 1 | 1 | 0 | 0.036731 | 1
7004 | 0 | 0.043316 | 0 | 0.94795 | 0 | 0 | 1 | 0 | 0.043316 | 1
7005 | 0 | 0.058615 | 0 | 0.94795 | 0 | 0 | 1 | 0 | 0.058615 | 1
7006 | 0 | 0.043274 | 0 | 0.94795 | 0 | 0 | 1 | 0 | 0.043274 | 1
7007 | 0 | 0.023549 | 0 | 0.94795 | 0 | 0 | 1 | 0 | 0.023549 | 1
7008 | 0 | 0.0065176 | 0 | 0.94795 | 0 | 0 | 1 | 0 | 0.0065176 | 1
7009 | 0 | 0.021598 | 0 | 0.94795 | 0 | 0 | 1 | 0 | 0.021598 | 1
7010 | 0 | 0 | 0 | 0.94795 | 0 | 0 | 1 | 0 | 0 | 1
7011 | 0 | 0 | 0 | 0.94795 | 0 | 0 | 1 | 0 | 0 | 1
7012 | 0 | 0 | 0 | 0.94795 | 0 | 0 | 1 | 0 | 0 | 1
7013 | 0 | 0 | 0 | 0.94795 | 0 | 0 | 1 | 0 | 0 | 1
7014 | 0 | 0 | 0 | 0.94795 | 0 | 1 | 1 | 0 | 0 | 1
7015 | 0 | 0.017922 | 0 | 0.94795 | 0 | 1 | 1 | 0 | 0.017922 | 1
7016 | 0 | 0.013346 | 0 | 0.94795 | 0 | 1 | 1 | 0 | 0.013346 | 1
7017 | 0.016203 | 0 | 0 | 0.94795 | 0 | 0 | 1 | 0.016203 | 0 | 1
7018 | 0.092688 | 0.013722 | 0 | 0.94795 | 0 | 0 | 1 | 0.092688 | 0.013722 | 1
7019 | 0.095542 | 0.045962 | 0 | 0.94795 | 0 | 0 | 1 | 0.095542 | 0.045962 | 1
7020 | 0.08641 | 0.065809 | 0 | 0.94795 | 0 | 0 | 1 | 0.08641 | 0.065809 | 1
7021 | 0.090817 | 0.042208 | 0 | 0.94795 | 0 | 0 | 1 | 0.090817 | 0.042208 | 1
7022 | 0.054128 | 0.061027 | 0 | 0.94795 | 0 | 0 | 1 | 0.054128 | 0.061027 | 1
7023 | 0.032749 | 0.06074 | 0 | 0.94795 | 0 | 0 | 1 | 0.032749 | 0.06074 | 1
7024 | 0.0085179 | 0.027598 | 0 | 0.94795 | 0 | 1 | 1 | 0.0085179 | 0.027598 | 1
7025 | 0 | 0.0479 | 0 | 0.94795 | 0 | 1 | 1 | 0 | 0.0479 | 1
7026 | 0 | 0.044247 | 0 | 0.94795 | 0 | 1 | 1 | 0 | 0.044247 | 1
7027 | 0 | 0.02145 | 0 | 0.94795 | 0 | 1 | 1 | 0 | 0.02145 | 1
7028 | 0 | 0.027268 | 0 | 0.94795 | 0 | 0 | 1 | 0 | 0.027268 | 1
7029 | 0 | 0.052242 | 0 | 0.94795 | 0 | 0 | 1 | 0 | 0.052242 | 1
7030 | 0 | 0.037909 | 0 | 0.94795 | 0 | 0 | 1 | 0 | 0.037909 | 1
7031 | 0 | 0.030017 | 0 | 0.94795 | 0 | 0 | 1 | 0 | 0.030017 | 1
7032 | 0 | 0.011382 | 0 | 0.94795 | 0 | 0 | 1 | 0 | 0.011382 | 1
7033 | 0 | 0.0083857 | 0 | 0.94795 | 0 | 0 | 1 | 0 | 0.0083857 | 1
7034 | 0 | 0 | 0 | 0.94795 | 0 | 0 | 1 | 0 | 0 | 1
7035 | 0 | 0 | 0 | 0.94795 | 0 | 0 | 1 | 0 | 0 | 1
7036 | 0 | 0 | 0 | 0.94795 | 0 | 0 | 1 | 0 | 0 | 1
7037 | 0 | 0 | 0 | 0.94795 | 0 | 0 | 1 | 0 | 0 | 1
7038 | 0 | 0 | 0 | 0.94795 | 0 | 1 | 1 | 0 | 0 | 1
7039 | 0 | 0 | 0 | 0.94795 | 0 | 1 | 1 | 0 | 0 | 1
7040 | 0 | 0 | 0 | 0.94795 | 0 | 1 | 1 | 0 | 0 | 1
7041 | 0.1076 | 0 | 0 | 0.94795 | 0 | 0 | 1 | 0.1076 | 0 | 1
7042 | 0.25142 | 0.0002384 | 0 | 0.94795 | 0 | 0 | 1 | 0.25142 | 0.0002384 | 1
7043 | 0.30723 | 0.033708 | 0 | 0.94795 | 0 | 0 | 1 | 0.30723 | 0.033708 | 1
7044 | 0.28613 | 0.04436 | 0 | 0.94795 | 0 | 0 | 1 | 0.28613 | 0.04436 | 1
7045 | 0.24548 | 0.045475 | 0 | 0.94795 | 0 | 0 | 1 | 0.24548 | 0.045475 | 1
7046 | 0.2414 | 0.061305 | 0 | 0.94795 | 0 | 0 | 1 | 0.2414 | 0.061305 | 1
7047 | 0.19155 | 0.071346 | 0 | 0.94795 | 0 | 0 | 1 | 0.19155 | 0.071346 | 1
7048 | 0.093931 | 0.031462 | 0 | 0.94795 | 0 | 1 | 1 | 0.093931 | 0.031462 | 1
7049 | 0 | 0.031183 | 0 | 0.94795 | 0 | 1 | 1 | 0 | 0.031183 | 1
7050 | 0 | 0.025257 | 0 | 0.94795 | 0 | 1 | 1 | 0 | 0.025257 | 1
7051 | 0 | 0.00091595 | 0 | 0.94795 | 0 | 1 | 1 | 0 | 0.00091595 | 1
7052 | 0 | 0 | 0 | 0.94795 | 0 | 0 | 1 | 0 | 0 | 1
7053 | 0 | 0.0042516 | 0 | 0.94795 | 0 | 0 | 1 | 0 | 0.0042516 | 1
7054 | 0 | 0 | 0 | 0.94795 | 0 | 0 | 1 | 0 | 0 | 1
7055 | 0 | 0 | 0 | 0.94795 | 0 | 0 | 1 | 0 | 0 | 1
7056 | 0 | 0 | 0 | 0.94795 | 0 | 0 | 1 | 0 | 0 | 1
7057 | 0 | 0.0021884 | 0 | 0.94795 | 0 | 0 | 1 | 0 | 0.0021884 | 1
7058 | 0 | 0 | 0 | 0.94795 | 0 | 0 | 1 | 0 | 0 | 1
7059 | 0 | 0 | 0 | 0.94795 | 0 | 0 | 1 | 0 | 0 | 1
7060 | 0 | 0 | 0 | 0.94795 | 0 | 0 | 1 | 0 | 0 | 1
7061 | 0 | 0 | 0 | 0.94795 | 0 | 0 | 1 | 0 | 0 | 1
7062 | 0 | 0 | 0 | 0.94795 | 0 | 1 | 1 | 0 | 0 | 1
7063 | 0 | 0 | 0 | 0.94795 | 0 | 1 | 1 | 0 | 0 | 1
7064 | 0 | 0 | 0 | 0.94795 | 0 | 1 | 1 | 0 | 0 | 1
7065 | 0.085248 | 0 | 0 | 0.94795 | 0 | 0 | 1 | 0.085248 | 0 | 1
7066 | 0.20773 | 0 | 0 | 0.94795 | 0 | 0 | 1 | 0.20773 | 0 | 1
7067 | 0.19216 | 0.0053965 | 0 | 0.94795 | 0 | 0 | 1 | 0.19216 | 0.0053965 | 1
7068 | 0.18127 | 0.013038 | 0 | 0.94795 | 0 | 0 | 1 | 0.18127 | 0.013038 | 1
7069 | 0.074039 | 0.022181 | 0 | 0.94795 | 0 | 0 | 1 | 0.074039 | 0.022181 | 1
7070 | 0.084359 | 0.035971 | 0 | 0.94795 | 0 | 0 | 1 | 0.084359 | 0.035971 | 1
7071 | 0.07159 | 0.051993 | 0 | 0.94795 | 0 | 0 | 1 | 0.07159 | 0.051993 | 1
7072 | 0 | 0.043171 | 0 | 0.94795 | 0 | 1 | 1 | 0 | 0.043171 | 1
7073 | 0 | 0.026671 | 0 | 0.94795 | 0 | 1 | 1 | 0 | 0.026671 | 1
7074 | 0 | 0 | 0 | 0.94795 | 0 | 1 | 1 | 0 | 0 | 1
7075 | 0 | 0 | 0 | 0.94795 | 0 | 1 | 1 | 0 | 0 | 1
7076 | 0 | 0 | 0 | 0.94795 | 0 | 0 | 1 | 0 | 0 | 1
7077 | 0 | 0 | 0 | 0.94795 | 0 | 0 | 1 | 0 | 0 | 1
7078 | 0 | 0 | 0 | 0.94795 | 0 | 0 | 1 | 0 | 0 | 1
7079 | 0 | 0 | 0 | 0.94795 | 0 | 0 | 1 | 0 | 0 | 1
7080 | 0 | 0 | 0 | 0.94795 | 0 | 0 | 1 | 0 | 0 | 1
7081 | 0 | 0 | 0 | 0.94795 | 0 | 0 | 1 | 0 | 0 | 1
7082 | 0 | 0 | 0 | 0.94795 | 0 | 0 | 1 | 0 | 0 | 1
7083 | 0 | 0 | 0 | 0.94795 | 0 | 0 | 1 | 0 | 0 | 1
7084 | 0 | 0 | 0 | 0.94795 | 0 | 0 | 1 | 0 | 0 | 1
7085 | 0 | 0 | 0 | 0.94795 | 0 | 0 | 1 | 0 | 0 | 1
7086 | 0 | 0 | 0 | 0.94795 | 0 | 1 | 1 | 0 | 0 | 1
7087 | 0 | 0 | 0 | 0.94795 | 0 | 1 | 1 | 0 | 0 | 1
7088 | 0 | 0 | 0 | 0.94795 | 0 | 1 | 1 | 0 | 0 | 1
7089 | 0.040716 | 0 | 0 | 0.94795 | 0 | 0 | 1 | 0.040716 | 0 | 1
7090 | 0.18068 | 0 | 0 | 0.94795 | 0 | 0 | 1 | 0.18068 | 0 | 1
7091 | 0.16891 | 0 | 0 | 0.94795 | 0 | 0 | 1 | 0.16891 | 0 | 1
7092 | 0.17504 | 0.0049148 | 0 | 0.94795 | 0 | 0 | 1 | 0.17504 | 0.0049148 | 1
7093 | 0.094996 | 0.0086617 | 0 | 0.94795 | 0 | 0 | 1 | 0.094996 | 0.0086617 | 1
7094 | 0.10517 | 0.0056974 | 0 | 0.94795 | 0 | 0 | 1 | 0.10517 | 0.0056974 | 1
7095 | 0.037123 | 0.014458 | 0 | 0.94795 | 0 | 0 | 1 | 0.037123 | 0.014458 | 1
7096 | 0 | 0.019293 | 0 | 0.94795 | 0 | 1 | 1 | 0 | 0.019293 | 1
7097 | 0 | 0.0083321 | 0 | 0.94795 | 0 | 1 | 1 | 0 | 0.0083321 | 1
7098 | 0 | 0 | 0 | 0.94795 | 0 | 1 | 1 | 0 | 0 | 1
7099 | 0 | 0 | 0 | 0.94795 | 0 | 1 | 1 | 0 | 0 | 1
7100 | 0 | 0 | 0 | 0.94795 | 0 | 0 | 1 | 0 | 0 | 1
7101 | 0 | 0 | 0 | 0.94795 | 0 | 0 | 1 | 0 | 0 | 1
7102 | 0 | 0 | 0 | 0.94795 | 0 | 0 | 1 | 0 | 0 | 1
7103 | 0 | 0 | 0 | 0.94795 | 0 | 0 | 1 | 0 | 0 | 1
7104 | 0 | 0 | 0 | 0.94795 | 0 | 0 | 1 | 0 | 0 | 1
7105 | 0 | 0 | 0 | 0.94795 | 0 | 0 | 1 | 0 | 0 | 1
7106 | 0 | 0 | 0 | 0.94795 | 0 | 0 | 1 | 0 | 0 | 1
7107 | 0 | 0 | 0 | 0.94795 | 0 | 0 | 1 | 0 | 0 | 1
7108 | 0 | 0 | 0 | 0.94795 | 0 | 0 | 1 | 0 | 0 | 1
7109 | 0 | 0 | 0 | 0.94795 | 0 | 0 | 1 | 0 | 0 | 1
7110 | 0 | 0 | 0 | 0.94795 | 0 | 1 | 1 | 0 | 0 | 1
7111 | 0 | 0 | 0 | 0.94795 | 0 | 1 | 1 | 0 | 0 | 1
7112 | 0 | 0 | 0 | 0.94795 | 0 | 1 | 1 | 0 | 0 | 1
7113 | 0.023939 | 0 | 0 | 0.94795 | 0 | 0 | 1 | 0.023939 | 0 | 1
7114 | 0.20812 | 0 | 0 | 0.94795 | 0 | 0 | 1 | 0.20812 | 0 | 1
7115 | 0.16021 | 0 | 0 | 0.94795 | 0 | 0 | 1 | 0.16021 | 0 | 1
7116 | 0.11505 | 0.022699 | 0 | 0.94795 | 0 | 0 | 1 | 0.11505 | 0.022699 | 1
7117 | 0.11024 | 0.021637 | 0 | 0.94795 | 0 | 0 | 1 | 0.11024 | 0.021637 | 1
7118 | 0.080381 | 0.021188 | 0 | 0.94795 | 0 | 0 | 1 | 0.080381 | 0.021188 | 1
7119 | 0.025482 | 0.029956 | 0 | 0.94795 | 0 | 0 | 1 | 0.025482 | 0.029956 | 1
7120 | 0 | 0.039082 | 0 | 0.94795 | 0 | 1 | 1 | 0 | 0.039082 | 1
7121 | 0 | 0.029794 | 0 | 0.94795 | 0 | 1 | 1 | 0 | 0.029794 | 1
7122 | 0 | 0.024762 | 0 | 0.94795 | 0 | 1 | 1 | 0 | 0.024762 | 1
7123 | 0 | 0.01199 | 0 | 0.94795 | 0 | 1 | 1 | 0 | 0.01199 | 1
7124 | 0 | 0 | 0 | 0.94795 | 0 | 0 | 1 | 0 | 0 | 1
7125 | 0 | 0 | 0 | 0.94795 | 0 | 0 | 1 | 0 | 0 | 1
7126 | 0 | 0 | 0 | 0.94795 | 0 | 0 | 1 | 0 | 0 | 1
7127 | 0 | 0 | 0 | 0.94795 | 0 | 0 | 1 | 0 | 0 | 1
7128 | 0 | 0 | 0 | 0.94795 | 0 | 0 | 1 | 0 | 0 | 1
7129 | 0 | 0 | 0 | 0.94795 | 0 | 0 | 1 | 0 | 0 | 1
7130 | 0 | 0 | 0 | 0.94795 | 0 | 0 | 1 | 0 | 0 | 1
7131 | 0 | 0 | 0 | 0.94795 | 0 | 0 | 1 | 0 | 0 | 1
7132 | 0 | 0 | 0 | 0.94795 | 0 | 0 | 1 | 0 | 0 | 1
7133 | 0 | 0 | 0 | 0.94795 | 0 | 0 | 1 | 0 | 0 | 1
7134 | 0 | 0 | 0 | 0.94795 | 0 | 1 | 1 | 0 | 0 | 1
7135 | 0 | 0 | 0 | 0.94795 | 0 | 1 | 1 | 0 | 0 | 1
7136 | 0 | 0 | 0 | 0.94795 | 0 | 1 | 1 | 0 | 0 | 1
7137 | 0.050543 | 0 | 0 | 0.94795 | 0 | 0 | 1 | 0.050543 | 0 | 1
7138 | 0.27575 | 0 | 0 | 0.94795 | 0 | 0 | 1 | 0.27575 | 0 | 1
7139 | 0.28772 | 0 | 0 | 0.94795 | 0 | 0 | 1 | 0.28772 | 0 | 1
7140 | 0.24772 | 0.0038817 | 0 | 0.94795 | 0 | 0 | 1 | 0.24772 | 0.0038817 | 1
7141 | 0.29616 | 0 | 0 | 0.94795 | 0 | 0 | 1 | 0.29616 | 0 | 1
7142 | 0.20929 | 0 | 0 | 0.94795 | 0 | 0 | 1 | 0.20929 | 0 | 1
7143 | 0.14572 | 0 | 0 | 0.94795 | 0 | 0 | 1 | 0.14572 | 0 | 1
7144 | 0.0146 | 0.021634 | 0 | 0.94795 | 0 | 1 | 1 | 0.0146 | 0.021634 | 1
7145 | 0 | 0.01877 | 0 | 0.94795 | 0 | 1 | 1 | 0 | 0.01877 | 1
7146 | 0 | 0.014434 | 0 | 0.94795 | 0 | 1 | 1 | 0 | 0.014434 | 1
7147 | 0 | 0 | 0 | 0.94795 | 0 | 1 | 1 | 0 | 0 | 1
7148 | 0 | 0 | 0 | 0.94795 | 0 | 0 | 1 | 0 | 0 | 1
7149 | 0 | 0 | 0 | 0.94795 | 0 | 0 | 1 | 0 | 0 | 1
7150 | 0 | 0 | 0 | 0.94795 | 0 | 0 | 1 | 0 | 0 | 1
7151 | 0 | 0 | 0 | 0.94795 | 0 | 0 | 1 | 0 | 0 | 1
7152 | 0 | 0 | 0 | 0.94795 | 0 | 0 | 1 | 0 | 0 | 1
7153 | 0 | 0 | 0 | 0.94795 | 0 | 0 | 1 | 0 | 0 | 1
7154 | 0 | 0 | 0 | 0.94795 | 0 | 0 | 1 | 0 | 0 | 1
7155 | 0 | 0 | 0 | 0.94795 | 0 | 0 | 1 | 0 | 0 | 1
7156 | 0 | 0 | 0 | 0.94795 | 0 | 0 | 1 | 0 | 0 | 1
7157 | 0 | 0 | 0 | 0.94795 | 0 | 0 | 1 | 0 | 0 | 1
7158 | 0 | 0 | 0 | 0.94795 | 0 | 1 | 1 | 0 | 0 | 1
7159 | 0 | 0 | 0 | 0.94795 | 0 | 1 | 1 | 0 | 0 | 1
7160 | 0 | 0 | 0 | 0.94795 | 0 | 1 | 1 | 0 | 0 | 1
7161 | 0.059546 | 0 | 0 | 0.94795 | 0 | 0 | 1 | 0.059546 | 0 | 1
7162 | 0.24333 | 0 | 0 | 0.94795 | 0 | 0 | 1 | 0.24333 | 0 | 1
7163 | 0.24393 | 0 | 0 | 0.94795 | 0 | 0 | 1 | 0.24393 | 0 | 1
7164 | 0.16668 | 0 | 0 | 0.94795 | 0 | 0 | 1 | 0.16668 | 0 | 1
7165 | 0.26466 | 0 | 0 | 0.94795 | 0 | 0 | 1 | 0.26466 | 0 | 1
7166 | 0.14884 | 0 | 0 | 0.94795 | 0 | 0 | 1 | 0.14884 | 0 | 1
7167 | 0.11425 | 0 | 0 | 0.94795 | 0 | 0 | 1 | 0.11425 | 0 | 1
7168 | 0.0074556 | 0.012524 | 0 | 0.94795 | 0 | 1 | 1 | 0.0074556 | 0.012524 | 1
7169 | 0 | 0.015993 | 0 | 0.94795 | 0 | 1 | 1 | 0 | 0.015993 | 1
7170 | 0 | 0.012093 | 0 | 0.94795 | 0 | 1 | 1 | 0 | 0.012093 | 1
7171 | 0 | 0 | 0 | 0.94795 | 0 | 1 | 1 | 0 | 0 | 1
7172 | 0 | 0 | 0 | 0.94795 | 0 | 0 | 1 | 0 | 0 | 1
7173 | 0 | 0 | 0 | 0.94795 | 0 | 0 | 1 | 0 | 0 | 1
7174 | 0 | 0 | 0 | 0.94795 | 0 | 0 | 1 | 0 | 0 | 1
7175 | 0 | 0 | 0 | 0.94795 | 0 | 0 | 1 | 0 | 0 | 1
7176 | 0 | 0 | 0 | 0.94795 | 0 | 0 | 1 | 0 | 0 | 1
7177 | 0 | 0 | 0 | 0.94795 | 0 | 0 | 1 | 0 | 0 | 1
7178 | 0 | 0 | 0 | 0.94795 | 0 | 0 | 1 | 0 | 0 | 1
7179 | 0 | 0 | 0 | 0.94795 | 0 | 0 | 1 | 0 | 0 | 1
7180 | 0 | 0 | 0 | 0.94795 | 0 | 0 | 1 | 0 | 0 | 1
7181 | 0 | 0 | 0 | 0.94795 | 0 | 0 | 1 | 0 | 0 | 1
7182 | 0 | 0 | 0 | 0.94795 | 0 | 1 | 1 | 0 | 0 | 1
7183 | 0 | 0 | 0 | 0.94795 | 0 | 1 | 1 | 0 | 0 | 1
7184 | 0 | 0 | 0 | 0.94795 | 0 | 1 | 1 | 0 | 0 | 1
7185 | 0.067209 | 0 | 0 | 0.94795 | 0 | 0 | 1 | 0.067209 | 0 | 1
7186 | 0.18116 | 0 | 0 | 0.94795 | 0 | 0 | 1 | 0.18116 | 0 | 1
7187 | 0.25189 | 0 | 0 | 0.94795 | 0 | 0 | 1 | 0.25189 | 0 | 1
7188 | 0.24727 | 0.0031003 | 0 | 0.94795 | 0 | 0 | 1 | 0.24727 | 0.0031003 | 1
7189 | 0.28711 | 0.019643 | 0 | 0.94795 | 0 | 0 | 1 | 0.28711 | 0.019643 | 1
7190 | 0.13372 | 0 | 0 | 0.94795 | 0 | 0 | 1 | 0.13372 | 0 | 1
7191 | 0.033525 | 0.016872 | 0 | 0.94795 | 0 | 0 | 1 | 0.033525 | 0.016872 | 1
7192 | 0 | 0.025152 | 0 | 0.94795 | 0 | 1 | 1 | 0 | 0.025152 | 1
7193 | 0 | 0.047886 | 0 | 0.94795 | 0 | 1 | 1 | 0 | 0.047886 | 1
7194 | 0 | 0.046228 | 0 | 0.94795 | 0 | 1 | 1 | 0 | 0.046228 | 1
7195 | 0 | 0.0096504 | 0 | 0.94795 | 0 | 1 | 1 | 0 | 0.0096504 | 1
7196 | 0 | 0.0092316 | 0 | 0.94795 | 0 | 0 | 1 | 0 | 0.0092316 | 1
7197 | 0 | 0.016149 | 0 | 0.94795 | 0 | 0 | 1 | 0 | 0.016149 | 1
7198 | 0 | 0.0027018 | 0 | 0.94795 | 0 | 0 | 1 | 0 | 0.0027018 | 1
7199 | 0 | 0 | 0 | 0.94795 | 0 | 0 | 1 | 0 | 0 | 1
7200 | 0 | 0 | 0 | 0.94795 | 0 | 0 | 1 | 0 | 0 | 1
7201 | 0 | 0 | 0 | 0.94795 | 0 | 0 | 1 | 0 | 0 | 1
7202 | 0 | 0 | 0 | 0.94795 | 0 | 0 | 1 | 0 | 0 | 1
7203 | 0 | 0 | 0 | 0.94795 | 0 | 0 | 1 | 0 | 0 | 1
7204 | 0 | 0 | 0 | 0.94795 | 0 | 0 | 1 | 0 | 0 | 1
7205 | 0 | 0 | 0 | 0.94795 | 0 | 0 | 1 | 0 | 0 | 1
7206 | 0 | 0 | 0 | 0.94795 | 0 | 1 | 1 | 0 | 0 | 1
7207 | 0 | 0 | 0 | 0.94795 | 0 | 1 | 1 | 0 | 0 | 1
7208 | 0 | 0 | 0 | 0.94795 | 0 | 1 | 1 | 0 | 0 | 1
7209 | 0.0012356 | 0 | 0 | 0.94795 | 0 | 0 | 1 | 0.0012356 | 0 | 1
7210 | 0.075111 | 0 | 0 | 0.94795 | 0 | 0 | 1 | 0.075111 | 0 | 1
7211 | 0.15367 | 0.00099146 | 0 | 0.94795 | 0 | 0 | 1 | 0.15367 | 0.00099146 | 1
7212 | 0.14319 | 0.0098904 | 0 | 0.94795 | 0 | 0 | 1 | 0.14319 | 0.0098904 | 1
7213 | 0.1847 | 0.030489 | 0 | 0.94795 | 0 | 0 | 1 | 0.1847 | 0.030489 | 1
7214 | 0.099693 | 0.016855 | 0 | 0.94795 | 0 | 0 | 1 | 0.099693 | 0.016855 | 1
7215 | 0 | 0.042401 | 0 | 0.94795 | 0 | 0 | 1 | 0 | 0.042401 | 1
7216 | 0 | 0.024811 | 0 | 0.94795 | 0 | 1 | 1 | 0 | 0.024811 | 1
7217 | 0 | 0.031825 | 0 | 0.94795 | 0 | 1 | 1 | 0 | 0.031825 | 1
7218 | 0 | 0.02654 | 0 | 0.94795 | 0 | 1 | 1 | 0 | 0.02654 | 1
7219 | 0 | 0.0016691 | 0 | 0.94795 | 0 | 1 | 1 | 0 | 0.0016691 | 1
7220 | 0 | 0 | 0 | 0.94795 | 0 | 0 | 1 | 0 | 0 | 1
7221 | 0 | 0 | 0 | 0.94795 | 0 | 0 | 1 | 0 | 0 | 1
7222 | 0 | 0 | 0 | 0.94795 | 0 | 0 | 1 | 0 | 0 | 1
7223 | 0 | 0 | 0 | 0.94795 | 0 | 0 | 1 | 0 | 0 | 1
7224 | 0 | 0 | 0 | 0.94795 | 0 | 0 | 1 | 0 | 0 | 1
7225 | 0 | 0 | 0 | 0.94795 | 0 | 0 | 1 | 0 | 0 | 1
7226 | 0 | 0 | 0 | 0.94795 | 0 | 0 | 1 | 0 | 0 | 1
7227 | 0 | 0 | 0 | 0.94795 | 0 | 0 | 1 | 0 | 0 | 1
7228 | 0 | 0 | 0 | 0.94795 | 0 | 0 | 1 | 0 | 0 | 1
7229 | 0 | 0 | 0 | 0.94795 | 0 | 0 | 1 | 0 | 0 | 1
7230 | 0 | 0 | 0 | 0.94795 | 0 | 1 | 1 | 0 | 0 | 1
7231 | 0 | 0 | 0 | 0.94795 | 0 | 1 | 1 | 0 | 0 | 1
7232 | 0 | 0 | 0 | 0.94795 | 0 | 1 | 1 | 0 | 0 | 1
7233 | 0 | 0 | 0 | 0.94795 | 0 | 0 | 1 | 0 | 0 | 1
7234 | 0.012623 | 0 | 0 | 0.94795 | 0 | 0 | 1 | 0.012623 | 0 | 1
7235 | 0.12042 | 0 | 0 | 0.94795 | 0 | 0 | 1 | 0.12042 | 0 | 1
7236 | 0.12841 | 0 | 0 | 0.94795 | 0 | 0 | 1 | 0.12841 | 0 | 1
7237 | 0.097343 | 0.0019348 | 0 | 0.94795 | 0 | 0 | 1 | 0.097343 | 0.0019348 | 1
7238 | 0.039467 | 0 | 0 | 0.94795 | 0 | 0 | 1 | 0.039467 | 0 | 1
7239 | 0 | 0 | 0 | 0.94795 | 0 | 0 | 1 | 0 | 0 | 1
7240 | 0 | 0 | 0 | 0.94795 | 0 | 1 | 1 | 0 | 0 | 1
7241 | 0 | 0 | 0 | 0.94795 | 0 | 1 | 1 | 0 | 0 | 1
7242 | 0 | 0 | 0 | 0.94795 | 0 | 1 | 1 | 0 | 0 | 1
7243 | 0 | 0 | 0 | 0.94795 | 0 | 1 | 1 | 0 | 0 | 1
7244 | 0 | 0 | 0 | 0.94795 | 0 | 0 | 1 | 0 | 0 | 1
7245 | 0 | 0 | 0 | 0.94795 | 0 | 0 | 1 | 0 | 0 | 1
7246 | 0 | 0 | 0 | 0.94795 | 0 | 0 | 1 | 0 | 0 | 1
7247 | 0 | 0 | 0 | 0.94795 | 0 | 0 | 1 | 0 | 0 | 1
7248 | 0 | 0 | 0 | 0.94795 | 0 | 0 | 1 | 0 | 0 | 1
7249 | 0 | 0 | 0 | 1 | 0 | 0 | 1 | 0 | 0 | 1
7250 | 0 | 0 | 0 | 1 | 0 | 0 | 1 | 0 | 0 | 1
7251 | 0 | 0 | 0 | 1 | 0 | 0 | 1 | 0 | 0 | 1
7252 | 0 | 0 | 0 | 1 | 0 | 0 | 1 | 0 | 0 | 1
7253 | 0 | 0 | 0 | 1 | 0 | 0 | 1 | 0 | 0 | 1
7254 | 0 | 0 | 0 | 1 | 0 | 1 | 1 | 0 | 0 | 1
7255 | 0 | 0 | 0 | 1 | 0 | 1 | 1 | 0 | 0 | 1
7256 | 0 | 0 | 0 | 1 | 0 | 1 | 1 | 0 | 0 | 1
7257 | 0 | 0 | 0 | 1 | 0 | 0 | 1 | 0 | 0 | 1
7258 | 0 | 0 | 0 | 1 | 0 | 0 | 1 | 0 | 0 | 1
7259 | 0.081965 | 0 | 0 | 1 | 0 | 0 | 1 | 0.081965 | 0 | 1
7260 | 0.094389 | 0 | 0 | 1 | 0 | 0 | 1 | 0.094389 | 0 | 1
7261 | 0.073664 | 0 | 0 | 1 | 0 | 0 | 1 | 0.073664 | 0 | 1
7262 | 0.041289 | 0 | 0 | 1 | 0 | 0 | 1 | 0.041289 | 0 | 1
7263 | 0 | 0 | 0 | 1 | 0 | 0 | 1 | 0 | 0 | 1
7264 | 0 | 0 | 0 | 1 | 0 | 1 | 1 | 0 | 0 | 1
7265 | 0 | 0 | 0 | 1 | 0 | 1 | 1 | 0 | 0 | 1
7266 | 0 | 0 | 0 | 1 | 0 | 1 | 1 | 0 | 0 | 1
7267 | 0 | 0 | 0 | 1 | 0 | 1 | 1 | 0 | 0 | 1
7268 | 0 | 0 | 0 | 1 | 0 | 0 | 1 | 0 | 0 | 1
7269 | 0 | 0 | 0 | 1 | 0 | 0 | 1 | 0 | 0 | 1
7270 | 0 | 0 | 0 | 1 | 0 | 0 | 1 | 0 | 0 | 1
7271 | 0 | 0 | 0 | 1 | 0 | 0 | 1 | 0 | 0 | 1
7272 | 0 | 0 | 0 | 1 | 0 | 0 | 1 | 0 | 0 | 1
7273 | 0 | 0 | 0 | 1 | 0 | 0 | 1 | 0 | 0 | 1
7274 | 0 | 0 | 0 | 1 | 0 | 0 | 1 | 0 | 0 | 1
7275 | 0 | 0 | 0 | 1 | 0 | 0 | 1 | 0 | 0 | 1
7276 | 0 | 0 | 0 | 1 | 0 | 0 | 1 | 0 | 0 | 1
7277 | 0 | 0 | 0 | 1 | 0 | 0 | 1 | 0 | 0 | 1
7278 | 0 | 0 | 0 | 1 | 0 | 1 | 1 | 0 | 0 | 1
7279 | 0 | 0 | 0 | 1 | 0 | 1 | 1 | 0 | 0 | 1
7280 | 0 | 0 | 0 | 1 | 0 | 1 | 1 | 0 | 0 | 1
7281 | 0 | 0 | 0 | 1 | 0 | 0 | 1 | 0 | 0 | 1
7282 | 0.072889 | 0 | 0 | 1 | 0 | 0 | 1 | 0.072889 | 0 | 1
7283 | 0.1755 | 0 | 0 | 1 | 0 | 0 | 1 | 0.1755 | 0 | 1
7284 | 0.21291 | 0 | 0 | 1 | 0 | 0 | 1 | 0.21291 | 0 | 1
7285 | 0.18301 | 0 | 0 | 1 | 0 | 0 | 1 | 0.18301 | 0 | 1
7286 | 0.10652 | 0 | 0 | 1 | 0 | 0 | 1 | 0.10652 | 0 | 1
7287 | 0.046477 | 0 | 0 | 1 | 0 | 0 | 1 | 0.046477 | 0 | 1
7288 | 0 | 0 | 0.004558 | 1 | 0 | 1 | 1 | 0 | 0 | 1
7289 | 0 | 0 | 0 | 1 | 0 | 1 | 1 | 0 | 0 | 1
7290 | 0 | 0 | 0 | 1 | 0 | 1 | 1 | 0 | 0 | 1
7291 | 0 | 0 | 0 | 1 | 0 | 1 | 1 | 0 | 0 | 1
7292 | 0 | 0 | 0 | 1 | 0 | 0 | 1 | 0 | 0 | 1
7293 | 0 | 0 | 0 | 1 | 0 | 0 | 1 | 0 | 0 | 1
7294 | 0 | 0 | 0 | 1 | 0 | 0 | 1 | 0 | 0 | 1
7295 | 0 | 0 | 0 | 1 | 0 | 0 | 1 | 0 | 0 | 1
7296 | 0 | 0 | 0 | 1 | 0 | 0 | 1 | 0 | 0 | 1
7297 | 0 | 0 | 0 | 1 | 0 | 0 | 1 | 0 | 0 | 1
7298 | 0 | 0 | 0 | 1 | 0 | 0 | 1 | 0 | 0 | 1
7299 | 0 | 0 | 0 | 1 | 0 | 0 | 1 | 0 | 0 | 1
7300 | 0 | 0 | 0 | 1 | 0 | 0 | 1 | 0 | 0 | 1
7301 | 0 | 0 | 0 | 1 | 0 | 0 | 1 | 0 | 0 | 1
7302 | 0 | 0 | 0 | 1 | 0 | 1 | 1 | 0 | 0 | 1
7303 | 0 | 0 | 0 | 1 | 0 | 1 | 1 | 0 | 0 | 1
7304 | 0 | 0 | 0 | 1 | 0 | 1 | 1 | 0 | 0 | 1
7305 | 0.049173 | 0 | 0 | 1 | 0 | 0 | 1 | 0.049173 | 0 | 1
7306 | 0.18398 | 0 | 0 | 1 | 0 | 0 | 1 | 0.18398 | 0 | 1
7307 | 0.24314 | 0 | 0 | 1 | 0 | 0 | 1 | 0.24314 | 0 | 1
7308 | 0.35561 | 0.0070096 | 0 | 1 | 0 | 0 | 1 | 0.35561 | 0.0070096 | 1
7309 | 0.3636 | 0.027845 | 0 | 1 | 0 | 0 | 1 | 0.3636 | 0.027845 | 1
7310 | 0.26975 | 0.017541 | 0 | 1 | 0 | 0 | 1 | 0.26975 | 0.017541 | 1
7311 | 0.17385 | 0 | 0 | 1 | 0 | 0 | 1 | 0.17385 | 0 | 1
7312 | 0.059285 | 0 | 0 | 1 | 0 | 1 | 1 | 0.059285 | 0 | 1
7313 | 0 | 0 | 0 | 1 | 0 | 1 | 1 | 0 | 0 | 1
7314 | 0 | 0 | 0 | 1 | 0 | 1 | 1 | 0 | 0 | 1
7315 | 0 | 0 | 0 | 1 | 0 | 1 | 1 | 0 | 0 | 1
7316 | 0 | 0 | 0 | 1 | 0 | 0 | 1 | 0 | 0 | 1
7317 | 0 | 0 | 0 | 1 | 0 | 0 | 1 | 0 | 0 | 1
7318 | 0 | 0 | 0 | 1 | 0 | 0 | 1 | 0 | 0 | 1
7319 | 0 | 0.011555 | 0 | 1 | 0 | 0 | 1 | 0 | 0.011555 | 1
7320 | 0 | 0.0017427 | 0 | 1 | 0 | 0 | 1 | 0 | 0.0017427 | 1
7321 | 0 | 0 | 0 | 1 | 0 | 0 | 1 | 0 | 0 | 1
7322 | 0 | 0.010789 | 0 | 1 | 0 | 0 | 1 | 0 | 0.010789 | 1
7323 | 0 | 0.0077106 | 0 | 1 | 0 | 0 | 1 | 0 | 0.0077106 | 1
7324 | 0 | 0.006485 | 0 | 1 | 0 | 0 | 1 | 0 | 0.006485 | 1
7325 | 0 | 0.014164 | 0 | 1 | 0 | 0 | 1 | 0 | 0.014164 | 1
7326 | 0 | 0.0052329 | 0 | 1 | 0 | 1 | 1 | 0 | 0.0052329 | 1
7327 | 0 | 0.0072483 | 0 | 1 | 0 | 1 | 1 | 0 | 0.0072483 | 1
7328 | 0 | 0.031743 | 0 | 1 | 0 | 1 | 1 | 0 | 0.031743 | 1
7329 | 0.078683 | 0.036587 | 0 | 1 | 0 | 0 | 1 | 0.078683 | 0.036587 | 1
7330 | 0.21213 | 0.040395 | 0 | 1 | 0 | 0 | 1 | 0.21213 | 0.040395 | 1
7331 | 0.24193 | 0.055952 | 0 | 1 | 0 | 0 | 1 | 0.24193 | 0.055952 | 1
7332 | 0.32501 | 0.061203 | 0 | 1 | 0 | 0 | 1 | 0.32501 | 0.061203 | 1
7333 | 0.30191 | 0.071061 | 0 | 1 | 0 | 0 | 1 | 0.30191 | 0.071061 | 1
7334 | 0.25519 | 0.064705 | 0 | 1 | 0 | 0 | 1 | 0.25519 | 0.064705 | 1
7335 | 0.23478 | 0.065922 | 0 | 1 | 0 | 0 | 1 | 0.23478 | 0.065922 | 1
7336 | 0.083087 | 0.045089 | 0 | 1 | 0 | 1 | 1 | 0.083087 | 0.045089 | 1
7337 | 0 | 0.026611 | 0 | 1 | 0 | 1 | 1 | 0 | 0.026611 | 1
7338 | 0 | 0.020566 | 0 | 1 | 0 | 1 | 1 | 0 | 0.020566 | 1
7339 | 0 | 0 | 0 | 1 | 0 | 1 | 1 | 0 | 0 | 1
7340 | 0 | 0.015434 | 0 | 1 | 0 | 0 | 1 | 0 | 0.015434 | 1
7341 | 0 | 0.013596 | 0 | 1 | 0 | 0 | 1 | 0 | 0.013596 | 1
7342 | 0 | 0.029703 | 0 | 1 | 0 | 0 | 1 | 0 | 0.029703 | 1
7343 | 0 | 0.043268 | 0 | 1 | 0 | 0 | 1 | 0 | 0.043268 | 1
7344 | 0 | 0.032594 | 0 | 1 | 0 | 0 | 1 | 0 | 0.032594 | 1
7345 | 0 | 0.014749 | 0 | 1 | 0 | 0 | 1 | 0 | 0.014749 | 1
7346 | 0 | 0.010058 | 0 | 1 | 0 | 0 | 1 | 0 | 0.010058 | 1
7347 | 0 | 0 | 0 | 1 | 0 | 0 | 1 | 0 | 0 | 1
7348 | 0 | 0.014626 | 0 | 1 | 0 | 0 | 1 | 0 | 0.014626 | 1
7349 | 0 | 0.019367 | 0 | 1 | 0 | 0 | 1 | 0 | 0.019367 | 1
7350 | 0 | 0.020039 | 0 | 1 | 0 | 1 | 1 | 0 | 0.020039 | 1
7351 | 0 | 0.045867 | 0 | 1 | 0 | 1 | 1 | 0 | 0.045867 | 1
7352 | 0 | 0.06652 | 0 | 1 | 0 | 1 | 1 | 0 | 0.06652 | 1
7353 | 0.039612 | 0.067438 | 0 | 1 | 0 | 0 | 1 | 0.039612 | 0.067438 | 1
7354 | 0.16295 | 0.071112 | 0 | 1 | 0 | 0 | 1 | 0.16295 | 0.071112 | 1
7355 | 0.17459 | 0.094429 | 0 | 1 | 0 | 0 | 1 | 0.17459 | 0.094429 | 1
7356 | 0.26362 | 0.09651 | 0 | 1 | 0 | 0 | 1 | 0.26362 | 0.09651 | 1
7357 | 0.26066 | 0.11433 | 0 | 1 | 0 | 0 | 1 | 0.26066 | 0.11433 | 1
7358 | 0.2555 | 0.10911 | 0 | 1 | 0 | 0 | 1 | 0.2555 | 0.10911 | 1
7359 | 0.26165 | 0.11014 | 0 | 1 | 0 | 0 | 1 | 0.26165 | 0.11014 | 1
7360 | 0.14046 | 0.08866 | 0 | 1 | 0 | 1 | 1 | 0.14046 | 0.08866 | 1
7361 | 0 | 0.067016 | 0 | 1 | 0 | 1 | 1 | 0 | 0.067016 | 1
7362 | 0 | 0.058805 | 0 | 1 | 0 | 1 | 1 | 0 | 0.058805 | 1
7363 | 0 | 0.036269 | 0 | 1 | 0 | 1 | 1 | 0 | 0.036269 | 1
7364 | 0 | 0.043944 | 0 | 1 | 0 | 0 | 1 | 0 | 0.043944 | 1
7365 | 0 | 0.036131 | 0 | 1 | 0 | 0 | 1 | 0 | 0.036131 | 1
7366 | 0 | 0.05671 | 0 | 1 | 0 | 0 | 1 | 0 | 0.05671 | 1
7367 | 0 | 0.058488 | 0 | 1 | 0 | 0 | 1 | 0 | 0.058488 | 1
7368 | 0 | 0.063277 | 0 | 1 | 0 | 0 | 1 | 0 | 0.063277 | 1
7369 | 0 | 0.026706 | 0 | 1 | 0 | 0 | 1 | 0 | 0.026706 | 1
7370 | 0 | 0.047593 | 0 | 1 | 0 | 0 | 1 | 0 | 0.047593 | 1
7371 | 0 | 0.026943 | 0 | 1 | 0 | 0 | 1 | 0 | 0.026943 | 1
7372 | 0 | 0.028876 | 0 | 1 | 0 | 0 | 1 | 0 | 0.028876 | 1
7373 | 0 | 0.038277 | 0 | 1 | 0 | 0 | 1 | 0 | 0.038277 | 1
7374 | 0 | 0.03551 | 0 | 1 | 0 | 1 | 1 | 0 | 0.03551 | 1
7375 | 0 | 0.065605 | 0 | 1 | 0 | 1 | 1 | 0 | 0.065605 | 1
7376 | 0 | 0.0813 | 0 | 1 | 0 | 1 | 1 | 0 | 0.0813 | 1
7377 | 0.021569 | 0.093599 | 0 | 1 | 0 | 0 | 1 | 0.021569 | 0.093599 | 1
7378 | 0.14191 | 0.11147 | 0 | 1 | 0 | 0 | 1 | 0.14191 | 0.11147 | 1
7379 | 0.19617 | 0.12784 | 0 | 1 | 0 | 0 | 1 | 0.19617 | 0.12784 | 1
7380 | 0.2432 | 0.14143 | 0 | 1 | 0 | 0 | 1 | 0.2432 | 0.14143 | 1
7381 | 0.21619 | 0.16498 | 0 | 1 | 0 | 0 | 1 | 0.21619 | 0.16498 | 1
7382 | 0.24049 | 0.16324 | 0 | 1 | 0 | 0 | 1 | 0.24049 | 0.16324 | 1
7383 | 0.22978 | 0.14759 | 0 | 1 | 0 | 0 | 1 | 0.22978 | 0.14759 | 1
7384 | 0.10792 | 0.1294 | 0 | 1 | 0 | 1 | 1 | 0.10792 | 0.1294 | 1
7385 | 0 | 0.11857 | 0 | 1 | 0 | 1 | 1 | 0 | 0.11857 | 1
7386 | 0 | 0.093907 | 0 | 1 | 0 | 1 | 1 | 0 | 0.093907 | 1
7387 | 0 | 0.065552 | 0 | 1 | 0 | 1 | 1 | 0 | 0.065552 | 1
7388 | 0 | 0.071612 | 0 | 1 | 0 | 0 | 1 | 0 | 0.071612 | 1
7389 | 0 | 0.072461 | 0 | 1 | 0 | 0 | 1 | 0 | 0.072461 | 1
7390 | 0 | 0.08583 | 0 | 1 | 0 | 0 | 1 | 0 | 0.08583 | 1
7391 | 0 | 0.059518 | 0 | 1 | 0 | 0 | 1 | 0 | 0.059518 | 1
7392 | 0 | 0.050754 | 0 | 1 | 0 | 0 | 1 | 0 | 0.050754 | 1
7393 | 0 | 0.050008 | 0 | 1 | 0 | 0 | 1 | 0 | 0.050008 | 1
7394 | 0 | 0.026587 | 0 | 1 | 0 | 0 | 1 | 0 | 0.026587 | 1
7395 | 0 | 0.0088295 | 0 | 1 | 0 | 0 | 1 | 0 | 0.0088295 | 1
7396 | 0 | 0.002702 | 0 | 1 | 0 | 0 | 1 | 0 | 0.002702 | 1
7397 | 0 | 0.0090614 | 0 | 1 | 0 | 0 | 1 | 0 | 0.0090614 | 1
7398 | 0 | 0.0066551 | 0 | 1 | 0 | 1 | 1 | 0 | 0.0066551 | 1
7399 | 0 | 0.022967 | 0 | 1 | 0 | 1 | 1 | 0 | 0.022967 | 1
7400 | 0 | 0.03903 | 0 | 1 | 0 | 1 | 1 | 0 | 0.03903 | 1
7401 | 0.058011 | 0.039572 | 0 | 1 | 0 | 0 | 1 | 0.058011 | 0.039572 | 1
7402 | 0.18625 | 0.054635 | 0 | 1 | 0 | 0 | 1 | 0.18625 | 0.054635 | 1
7403 | 0.25965 | 0.062486 | 0 | 1 | 0 | 0 | 1 | 0.25965 | 0.062486 | 1
7404 | 0.30567 | 0.079047 | 0 | 1 | 0 | 0 | 1 | 0.30567 | 0.079047 | 1
7405 | 0.31767 | 0.097446 | 0 | 1 | 0 | 0 | 1 | 0.31767 | 0.097446 | 1
7406 | 0.34385 | 0.095482 | 0 | 1 | 0 | 0 | 1 | 0.34385 | 0.095482 | 1
7407 | 0.27553 | 0.073057 | 0 | 1 | 0 | 0 | 1 | 0.27553 | 0.073057 | 1
7408 | 0.13918 | 0.055696 | 0 | 1 | 0 | 1 | 1 | 0.13918 | 0.055696 | 1
7409 | 0 | 0.060891 | 0 | 1 | 0 | 1 | 1 | 0 | 0.060891 | 1
7410 | 0 | 0.033904 | 0 | 1 | 0 | 1 | 1 | 0 | 0.033904 | 1
7411 | 0 | 0.017345 | 0 | 1 | 0 | 1 | 1 | 0 | 0.017345 | 1
7412 | 0 | 0.012121 | 0 | 1 | 0 | 0 | 1 | 0 | 0.012121 | 1
7413 | 0 | 0.0021539 | 0 | 1 | 0 | 0 | 1 | 0 | 0.0021539 | 1
7414 | 0 | 0.014403 | 0 | 1 | 0 | 0 | 1 | 0 | 0.014403 | 1
7415 | 0 | 0 | 0 | 1 | 0 | 0 | 1 | 0 | 0 | 1
7416 | 0 | 0 | 0 | 1 | 0 | 0 | 1 | 0 | 0 | 1
7417 | 0 | 0.034327 | 0 | 1 | 0 | 0 | 1 | 0 | 0.034327 | 1
7418 | 0 | 0 | 0 | 1 | 0 | 0 | 1 | 0 | 0 | 1
7419 | 0 | 0 | 0 | 1 | 0 | 0 | 1 | 0 | 0 | 1
7420 | 0 | 0 | 0 | 1 | 0 | 0 | 1 | 0 | 0 | 1
7421 | 0 | 0 | 0 | 1 | 0 | 0 | 1 | 0 | 0 | 1
7422 | 0 | 0 | 0 | 1 | 0 | 1 | 1 | 0 | 0 | 1
7423 | 0 | 0 | 0 | 1 | 0 | 1 | 1 | 0 | 0 | 1
7424 | 0 | 0 | 0 | 1 | 0 | 1 | 1 | 0 | 0 | 1
7425 | 0.087085 | 0 | 0 | 1 | 0 | 0 | 1 | 0.087085 | 0 | 1
7426 | 0.23301 | 0 | 0 | 1 | 0 | 0 | 1 | 0.23301 | 0 | 1
7427 | 0.28345 | 0 | 0 | 1 | 0 | 0 | 1 | 0.28345 | 0 | 1
7428 | 0.28171 | 0.017958 | 0 | 1 | 0 | 0 | 1 | 0.28171 | 0.017958 | 1
7429 | 0.25282 | 0.043484 | 0 | 1 | 0 | 0 | 1 | 0.25282 | 0.043484 | 1
7430 | 0.27848 | 0.053736 | 0 | 1 | 0 | 0 | 1 | 0.27848 | 0.053736 | 1
7431 | 0.17641 | 0.023076 | 0 | 1 | 0 | 0 | 1 | 0.17641 | 0.023076 | 1
7432 | 0.018698 | 0.006122 | 0 | 1 | 0 | 1 | 1 | 0.018698 | 0.006122 | 1
7433 | 0 | 0.017822 | 0 | 1 | 0 | 1 | 1 | 0 | 0.017822 | 1
7434 | 0 | 0 | 0 | 1 | 0 | 1 | 1 | 0 | 0 | 1
7435 | 0 | 0 | 0 | 1 | 0 | 1 | 1 | 0 | 0 | 1
7436 | 0 | 0 | 0 | 1 | 0 | 0 | 1 | 0 | 0 | 1
7437 | 0 | 0 | 0 | 1 | 0 | 0 | 1 | 0 | 0 | 1
7438 | 0 | 0 | 0 | 1 | 0 | 0 | 1 | 0 | 0 | 1
7439 | 0 | 0 | 0 | 1 | 0 | 0 | 1 | 0 | 0 | 1
7440 | 0 | 0 | 0 | 1 | 0 | 0 | 1 | 0 | 0 | 1
7441 | 0 | 0 | 0 | 0.95425 | 0 | 0 | 1 | 0 | 0 | 1
7442 | 0 | 0 | 0 | 0.95425 | 0 | 0 | 1 | 0 | 0 | 1
7443 | 0 | 0 | 0 | 0.95425 | 0 | 0 | 1 | 0 | 0 | 1
7444 | 0 | 0 | 0 | 0.95425 | 0 | 0 | 1 | 0 | 0 | 1
7445 | 0 | 0 | 0 | 0.95425 | 0 | 0 | 1 | 0 | 0 | 1
7446 | 0 | 0 | 0 | 0.95425 | 0 | 1 | 1 | 0 | 0 | 1
7447 | 0 | 0 | 0 | 0.95425 | 0 | 1 | 1 | 0 | 0 | 1
7448 | 0 | 0 | 0 | 0.95425 | 0 | 1 | 1 | 0 | 0 | 1
7449 | 0.12621 | 0 | 0 | 0.95425 | 0 | 0 | 1 | 0.12621 | 0 | 1
7450 | 0.28353 | 0 | 0 | 0.95425 | 0 | 0 | 1 | 0.28353 | 0 | 1
7451 | 0.30858 | 0 | 0 | 0.95425 | 0 | 0 | 1 | 0.30858 | 0 | 1
7452 | 0.32351 | 0 | 0 | 0.95425 | 0 | 0 | 1 | 0.32351 | 0 | 1
7453 | 0.26534 | 0 | 0 | 0.95425 | 0 | 0 | 1 | 0.26534 | 0 | 1
7454 | 0.25333 | 0.0068466 | 0 | 0.95425 | 0 | 0 | 1 | 0.25333 | 0.0068466 | 1
7455 | 0.15646 | 0 | 0 | 0.95425 | 0 | 0 | 1 | 0.15646 | 0 | 1
7456 | 0 | 0 | 0 | 0.95425 | 0 | 1 | 1 | 0 | 0 | 1
7457 | 0 | 0 | 0 | 0.95425 | 0 | 1 | 1 | 0 | 0 | 1
7458 | 0 | 0 | 0 | 0.95425 | 0 | 1 | 1 | 0 | 0 | 1
7459 | 0 | 0 | 0 | 0.95425 | 0 | 1 | 1 | 0 | 0 | 1
7460 | 0 | 0 | 0 | 0.95425 | 0 | 0 | 1 | 0 | 0 | 1
7461 | 0 | 0 | 0 | 0.95425 | 0 | 0 | 1 | 0 | 0 | 1
7462 | 0 | 0 | 0 | 0.95425 | 0 | 0 | 1 | 0 | 0 | 1
7463 | 0 | 0 | 0 | 0.95425 | 0 | 0 | 1 | 0 | 0 | 1
7464 | 0 | 0 | 0 | 0.95425 | 0 | 0 | 1 | 0 | 0 | 1
7465 | 0 | 0 | 0 | 0.95425 | 0 | 0 | 1 | 0 | 0 | 1
7466 | 0 | 0 | 0 | 0.95425 | 0 | 0 | 1 | 0 | 0 | 1
7467 | 0 | 0 | 0 | 0.95425 | 0 | 0 | 1 | 0 | 0 | 1
7468 | 0 | 0 | 0 | 0.95425 | 0 | 0 | 1 | 0 | 0 | 1
7469 | 0 | 0 | 0 | 0.95425 | 0 | 0 | 1 | 0 | 0 | 1
7470 | 0 | 0 | 0 | 0.95425 | 0 | 1 | 1 | 0 | 0 | 1
7471 | 0 | 0 | 0 | 0.95425 | 0 | 1 | 1 | 0 | 0 | 1
7472 | 0 | 0 | 0 | 0.95425 | 0 | 1 | 1 | 0 | 0 | 1
7473 | 0.12437 | 0 | 0.00087698 | 0.95425 | 0 | 0 | 1 | 0.12437 | 0 | 1
7474 | 0.29242 | 0 | 0.0011184 | 0.95425 | 0 | 0 | 1 | 0.29242 | 0 | 1
7475 | 0.30979 | 0 | 0 | 0.95425 | 0 | 0 | 1 | 0.30979 | 0 | 1
7476 | 0.29869 | 0 | 0 | 0.95425 | 0 | 0 | 1 | 0.29869 | 0 | 1
7477 | 0.20619 | 0 | 0 | 0.95425 | 0 | 0 | 1 | 0.20619 | 0 | 1
7478 | 0.25479 | 0.0035937 | 0 | 0.95425 | 0 | 0 | 1 | 0.25479 | 0.0035937 | 1
7479 | 0.12531 | 0 | 0 | 0.95425 | 0 | 0 | 1 | 0.12531 | 0 | 1
7480 | 0 | 0 | 0 | 0.95425 | 0 | 1 | 1 | 0 | 0 | 1
7481 | 0 | 0 | 0 | 0.95425 | 0 | 1 | 1 | 0 | 0 | 1
7482 | 0 | 0 | 0 | 0.95425 | 0 | 1 | 1 | 0 | 0 | 1
7483 | 0 | 0 | 0 | 0.95425 | 0 | 1 | 1 | 0 | 0 | 1
7484 | 0 | 0 | 0 | 0.95425 | 0 | 0 | 1 | 0 | 0 | 1
7485 | 0 | 0 | 0 | 0.95425 | 0 | 0 | 1 | 0 | 0 | 1
7486 | 0 | 0 | 0 | 0.95425 | 0 | 0 | 1 | 0 | 0 | 1
7487 | 0 | 0 | 0 | 0.95425 | 0 | 0 | 1 | 0 | 0 | 1
7488 | 0 | 0 | 0 | 0.95425 | 0 | 0 | 1 | 0 | 0 | 1
7489 | 0 | 0 | 0 | 0.95425 | 0 | 0 | 1 | 0 | 0 | 1
7490 | 0 | 0 | 0 | 0.95425 | 0 | 0 | 1 | 0 | 0 | 1
7491 | 0 | 0 | 0 | 0.95425 | 0 | 0 | 1 | 0 | 0 | 1
7492 | 0 | 0 | 0 | 0.95425 | 0 | 0 | 1 | 0 | 0 | 1
7493 | 0 | 0 | 0 | 0.95425 | 0 | 0 | 1 | 0 | 0 | 1
7494 | 0 | 0 | 0 | 0.95425 | 0 | 1 | 1 | 0 | 0 | 1
7495 | 0 | 0 | 0 | 0.95425 | 0 | 1 | 1 | 0 | 0 | 1
7496 | 0 | 0 | 0 | 0.95425 | 0 | 1 | 1 | 0 | 0 | 1
7497 | 0.077225 | 0 | 0 | 0.95425 | 0 | 0 | 1 | 0.077225 | 0 | 1
7498 | 0.23694 | 0 | 0 | 0.95425 | 0 | 0 | 1 | 0.23694 | 0 | 1
7499 | 0.33441 | 0 | 0 | 0.95425 | 0 | 0 | 1 | 0.33441 | 0 | 1
7500 | 0.40046 | 0 | 0 | 0.95425 | 0 | 0 | 1 | 0.40046 | 0 | 1
7501 | 0.30412 | 0 | 0 | 0.95425 | 0 | 0 | 1 | 0.30412 | 0 | 1
7502 | 0.34016 | 0 | 0 | 0.95425 | 0 | 0 | 1 | 0.34016 | 0 | 1
7503 | 0.19703 | 0 | 0 | 0.95425 | 0 | 0 | 1 | 0.19703 | 0 | 1
7504 | 0.04659 | 0 | 0 | 0.95425 | 0 | 1 | 1 | 0.04659 | 0 | 1
7505 | 0 | 0 | 0 | 0.95425 | 0 | 1 | 1 | 0 | 0 | 1
7506 | 0 | 0 | 0 | 0.95425 | 0 | 1 | 1 | 0 | 0 | 1
7507 | 0 | 0 | 0 | 0.95425 | 0 | 1 | 1 | 0 | 0 | 1
7508 | 0 | 0 | 0 | 0.95425 | 0 | 0 | 1 | 0 | 0 | 1
7509 | 0 | 0 | 0 | 0.95425 | 0 | 0 | 1 | 0 | 0 | 1
7510 | 0 | 0 | 0 | 0.95425 | 0 | 0 | 1 | 0 | 0 | 1
7511 | 0 | 0 | 0 | 0.95425 | 0 | 0 | 1 | 0 | 0 | 1
7512 | 0 | 0 | 0 | 0.95425 | 0 | 0 | 1 | 0 | 0 | 1
7513 | 0 | 0 | 0 | 0.95425 | 0 | 0 | 1 | 0 | 0 | 1
7514 | 0 | 0 | 0 | 0.95425 | 0 | 0 | 1 | 0 | 0 | 1
7515 | 0 | 0 | 0 | 0.95425 | 0 | 0 | 1 | 0 | 0 | 1
7516 | 0 | 0 | 0 | 0.95425 | 0 | 0 | 1 | 0 | 0 | 1
7517 | 0 | 0 | 0 | 0.95425 | 0 | 0 | 1 | 0 | 0 | 1
7518 | 0 | 0 | 0 | 0.95425 | 0 | 1 | 1 | 0 | 0 | 1
7519 | 0 | 0 | 0 | 0.95425 | 0 | 1 | 1 | 0 | 0 | 1
7520 | 0 | 0 | 0 | 0.95425 | 0 | 1 | 1 | 0 | 0 | 1
7521 | 0.066393 | 0 | 0 | 0.95425 | 0 | 0 | 1 | 0.066393 | 0 | 1
7522 | 0.19417 | 0 | 0 | 0.95425 | 0 | 0 | 1 | 0.19417 | 0 | 1
7523 | 0.27893 | 0 | 0 | 0.95425 | 0 | 0 | 1 | 0.27893 | 0 | 1
7524 | 0.27949 | 0 | 0 | 0.95425 | 0 | 0 | 1 | 0.27949 | 0 | 1
7525 | 0.24068 | 0 | 0 | 0.95425 | 0 | 0 | 1 | 0.24068 | 0 | 1
7526 | 0.2658 | 0 | 0 | 0.95425 | 0 | 0 | 1 | 0.2658 | 0 | 1
7527 | 0.18556 | 0.0062104 | 0 | 0.95425 | 0 | 0 | 1 | 0.18556 | 0.0062104 | 1
7528 | 0.067164 | 0 | 0 | 0.95425 | 0 | 1 | 1 | 0.067164 | 0 | 1
7529 | 0 | 0 | 0 | 0.95425 | 0 | 1 | 1 | 0 | 0 | 1
7530 | 0 | 0 | 0 | 0.95425 | 0 | 1 | 1 | 0 | 0 | 1
7531 | 0 | 0 | 0 | 0.95425 | 0 | 1 | 1 | 0 | 0 | 1
7532 | 0 | 0 | 0 | 0.95425 | 0 | 0 | 1 | 0 | 0 | 1
7533 | 0 | 0 | 0 | 0.95425 | 0 | 0 | 1 | 0 | 0 | 1
7534 | 0 | 0 | 0 | 0.95425 | 0 | 0 | 1 | 0 | 0 | 1
7535 | 0 | 0 | 0 | 0.95425 | 0 | 0 | 1 | 0 | 0 | 1
7536 | 0 | 0 | 0 | 0.95425 | 0 | 0 | 1 | 0 | 0 | 1
7537 | 0 | 0 | 0 | 0.95425 | 0 | 0 | 1 | 0 | 0 | 1
7538 | 0 | 0 | 0 | 0.95425 | 0 | 0 | 1 | 0 | 0 | 1
7539 | 0 | 0 | 0 | 0.95425 | 0 | 0 | 1 | 0 | 0 | 1
7540 | 0 | 0 | 0 | 0.95425 | 0 | 0 | 1 | 0 | 0 | 1
7541 | 0 | 0 | 0 | 0.95425 | 0 | 0 | 1 | 0 | 0 | 1
7542 | 0 | 0 | 0 | 0.95425 | 0 | 1 | 1 | 0 | 0 | 1
7543 | 0 | 0 | 0 | 0.95425 | 0 | 1 | 1 | 0 | 0 | 1
7544 | 0 | 0 | 0 | 0.95425 | 0 | 1 | 1 | 0 | 0 | 1
7545 | 0.068735 | 0 | 0 | 0.95425 | 0 | 0 | 1 | 0.068735 | 0 | 1
7546 | 0.19073 | 0 | 0 | 0.95425 | 0 | 0 | 1 | 0.19073 | 0 | 1
7547 | 0.26288 | 0 | 0 | 0.95425 | 0 | 0 | 1 | 0.26288 | 0 | 1
7548 | 0.27501 | 0 | 0 | 0.95425 | 0 | 0 | 1 | 0.27501 | 0 | 1
7549 | 0.29741 | 0 | 0 | 0.95425 | 0 | 0 | 1 | 0.29741 | 0 | 1
7550 | 0.21685 | 0 | 0 | 0.95425 | 0 | 0 | 1 | 0.21685 | 0 | 1
7551 | 0.21741 | 0.0082376 | 0 | 0.95425 | 0 | 0 | 1 | 0.21741 | 0.0082376 | 1
7552 | 0.10427 | 0 | 0 | 0.95425 | 0 | 1 | 1 | 0.10427 | 0 | 1
7553 | 0 | 0 | 0 | 0.95425 | 0 | 1 | 1 | 0 | 0 | 1
7554 | 0 | 0 | 0 | 0.95425 | 0 | 1 | 1 | 0 | 0 | 1
7555 | 0 | 0 | 0 | 0.95425 | 0 | 1 | 1 | 0 | 0 | 1
7556 | 0 | 0 | 0 | 0.95425 | 0 | 0 | 1 | 0 | 0 | 1
7557 | 0 | 0 | 0 | 0.95425 | 0 | 0 | 1 | 0 | 0 | 1
7558 | 0 | 0 | 0 | 0.95425 | 0 | 0 | 1 | 0 | 0 | 1
7559 | 0 | 0 | 0 | 0.95425 | 0 | 0 | 1 | 0 | 0 | 1
7560 | 0 | 0 | 0 | 0.95425 | 0 | 0 | 1 | 0 | 0 | 1
7561 | 0 | 0 | 0 | 1 | 0 | 0 | 1 | 0 | 0 | 1
7562 | 0 | 0 | 0 | 1 | 0 | 0 | 1 | 0 | 0 | 1
7563 | 0 | 0 | 0 | 1 | 0 | 0 | 1 | 0 | 0 | 1
7564 | 0 | 0 | 0 | 1 | 0 | 0 | 1 | 0 | 0 | 1
7565 | 0 | 0 | 0 | 1 | 0 | 0 | 1 | 0 | 0 | 1
7566 | 0 | 0 | 0 | 1 | 0 | 1 | 1 | 0 | 0 | 1
7567 | 0 | 0 | 0 | 1 | 0 | 1 | 1 | 0 | 0 | 1
7568 | 0 | 0 | 0 | 1 | 0 | 1 | 1 | 0 | 0 | 1
7569 | 0.10304 | 0 | 0 | 1 | 0 | 0 | 1 | 0.10304 | 0 | 1
7570 | 0.19728 | 0 | 0 | 1 | 0 | 0 | 1 | 0.19728 | 0 | 1
7571 | 0.31233 | 0 | 0 | 1 | 0 | 0 | 1 | 0.31233 | 0 | 1
7572 | 0.25463 | 0 | 0 | 1 | 0 | 0 | 1 | 0.25463 | 0 | 1
7573 | 0.25538 | 0 | 0 | 1 | 0 | 0 | 1 | 0.25538 | 0 | 1
7574 | 0.21636 | 0 | 0 | 1 | 0 | 0 | 1 | 0.21636 | 0 | 1
7575 | 0.26646 | 0.011152 | 0 | 1 | 0 | 0 | 1 | 0.26646 | 0.011152 | 1
7576 | 0.13669 | 0 | 0 | 1 | 0 | 1 | 1 | 0.13669 | 0 | 1
7577 | 0 | 0 | 0 | 1 | 0 | 1 | 1 | 0 | 0 | 1
7578 | 0 | 0 | 0 | 1 | 0 | 1 | 1 | 0 | 0 | 1
7579 | 0 | 0 | 0 | 1 | 0 | 1 | 1 | 0 | 0 | 1
7580 | 0 | 0 | 0 | 1 | 0 | 0 | 1 | 0 | 0 | 1
7581 | 0 | 0 | 0 | 1 | 0 | 0 | 1 | 0 | 0 | 1
7582 | 0 | 0 | 0 | 1 | 0 | 0 | 1 | 0 | 0 | 1
7583 | 0 | 0 | 0 | 1 | 0 | 0 | 1 | 0 | 0 | 1
7584 | 0 | 0 | 0 | 1 | 0 | 0 | 1 | 0 | 0 | 1
7585 | 0 | 0 | 0 | 1 | 0 | 0 | 1 | 0 | 0 | 1
7586 | 0 | 0 | 0 | 1 | 0 | 0 | 1 | 0 | 0 | 1
7587 | 0 | 0 | 0 | 1 | 0 | 0 | 1 | 0 | 0 | 1
7588 | 0 | 0 | 0 | 1 | 0 | 0 | 1 | 0 | 0 | 1
7589 | 0 | 0 | 0 | 1 | 0 | 0 | 1 | 0 | 0 | 1
7590 | 0 | 0 | 0 | 1 | 0 | 1 | 1 | 0 | 0 | 1
7591 | 0 | 0 | 0 | 1 | 0 | 1 | 1 | 0 | 0 | 1
7592 | 0 | 0 | 0 | 1 | 0 | 1 | 1 | 0 | 0 | 1
7593 | 0.036848 | 0 | 0 | 1 | 0 | 0 | 1 | 0.036848 | 0 | 1
7594 | 0.1784 | 0 | 0 | 1 | 0 | 0 | 1 | 0.1784 | 0 | 1
7595 | 0.29508 | 0 | 0 | 1 | 0 | 0 | 1 | 0.29508 | 0 | 1
7596 | 0.32048 | 0 | 0 | 1 | 0 | 0 | 1 | 0.32048 | 0 | 1
7597 | 0.26879 | 0 | 0 | 1 | 0 | 0 | 1 | 0.26879 | 0 | 1
7598 | 0.26606 | 0 | 0 | 1 | 0 | 0 | 1 | 0.26606 | 0 | 1
7599 | 0.25484 | 0 | 0 | 1 | 0 | 0 | 1 | 0.25484 | 0 | 1
7600 | 0.094398 | 0 | 0 | 1 | 0 | 1 | 1 | 0.094398 | 0 | 1
7601 | 0 | 0 | 0 | 1 | 0 | 1 | 1 | 0 | 0 | 1
7602 | 0 | 0 | 0 | 1 | 0 | 1 | 1 | 0 | 0 | 1
7603 | 0 | 0 | 0 | 1 | 0 | 1 | 1 | 0 | 0 | 1
7604 | 0 | 0 | 0 | 1 | 0 | 0 | 1 | 0 | 0 | 1
7605 | 0 | 0 | 0 | 1 | 0 | 0 | 1 | 0 | 0 | 1
7606 | 0 | 0 | 0 | 1 | 0 | 0 | 1 | 0 | 0 | 1
7607 | 0 | 0 | 0 | 1 | 0 | 0 | 1 | 0 | 0 | 1
7608 | 0 | 0 | 0 | 1 | 0 | 0 | 1 | 0 | 0 | 1
7609 | 0 | 0 | 0 | 1 | 0 | 0 | 1 | 0 | 0 | 1
7610 | 0 | 0 | 0 | 1 | 0 | 0 | 1 | 0 | 0 | 1
7611 | 0 | 0 | 0 | 1 | 0 | 0 | 1 | 0 | 0 | 1
7612 | 0 | 0 | 0 | 1 | 0 | 0 | 1 | 0 | 0 | 1
7613 | 0 | 0 | 0 | 1 | 0 | 0 | 1 | 0 | 0 | 1
7614 | 0 | 0 | 0 | 1 | 0 | 1 | 1 | 0 | 0 | 1
7615 | 0 | 0 | 0 | 1 | 0 | 1 | 1 | 0 | 0 | 1
7616 | 0 | 0 | 0 | 1 | 0 | 1 | 1 | 0 | 0 | 1
7617 | 0 | 0 | 0 | 1 | 0 | 0 | 1 | 0 | 0 | 1
7618 | 0.13248 | 0 | 0 | 1 | 0 | 0 | 1 | 0.13248 | 0 | 1
7619 | 0.24325 | 0 | 0 | 1 | 0 | 0 | 1 | 0.24325 | 0 | 1
7620 | 0.25797 | 0 | 0 | 1 | 0 | 0 | 1 | 0.25797 | 0 | 1
7621 | 0.21809 | 0 | 0 | 1 | 0 | 0 | 1 | 0.21809 | 0 | 1
7622 | 0.24499 | 0 | 0 | 1 | 0 | 0 | 1 | 0.24499 | 0 | 1
7623 | 0.1413 | 0 | 0 | 1 | 0 | 0 | 1 | 0.1413 | 0 | 1
7624 | 0.041 | 0 | 0 | 1 | 0 | 1 | 1 | 0.041 | 0 | 1
7625 | 0 | 0 | 0 | 1 | 0 | 1 | 1 | 0 | 0 | 1
7626 | 0 | 0 | 0 | 1 | 0 | 1 | 1 | 0 | 0 | 1
7627 | 0 | 0 | 0 | 1 | 0 | 1 | 1 | 0 | 0 | 1
7628 | 0 | 0 | 0 | 1 | 0 | 0 | 1 | 0 | 0 | 1
7629 | 0 | 0 | 0 | 1 | 0 | 0 | 1 | 0 | 0 | 1
7630 | 0 | 0 | 0 | 1 | 0 | 0 | 1 | 0 | 0 | 1
7631 | 0 | 0 | 0 | 1 | 0 | 0 | 1 | 0 | 0 | 1
7632 | 0 | 0 | 0 | 1 | 0 | 0 | 1 | 0 | 0 | 1
7633 | 0 | 0 | 0 | 1 | 0 | 0 | 1 | 0 | 0 | 1
7634 | 0 | 0 | 0 | 1 | 0 | 0 | 1 | 0 | 0 | 1
7635 | 0 | 0 | 0 | 1 | 0 | 0 | 1 | 0 | 0 | 1
7636 | 0 | 0 | 0 | 1 | 0 | 0 | 1 | 0 | 0 | 1
7637 | 0 | 0 | 0 | 1 | 0 | 0 | 1 | 0 | 0 | 1
7638 | 0 | 0 | 0 | 1 | 0 | 1 | 1 | 0 | 0 | 1
7639 | 0 | 0 | 0 | 1 | 0 | 1 | 1 | 0 | 0 | 1
7640 | 0 | 0 | 0 | 1 | 0 | 1 | 1 | 0 | 0 | 1
7641 | 0 | 0 | 0 | 1 | 0 | 0 | 1 | 0 | 0 | 1
7642 | 0.078024 | 0 | 0 | 1 | 0 | 0 | 1 | 0.078024 | 0 | 1
7643 | 0.15052 | 0 | 0 | 1 | 0 | 0 | 1 | 0.15052 | 0 | 1
7644 | 0.14443 | 0.012724 | 0 | 1 | 0 | 0 | 1 | 0.14443 | 0.012724 | 1
7645 | 0.13936 | 0.028856 | 0 | 1 | 0 | 0 | 1 | 0.13936 | 0.028856 | 1
7646 | 0.11663 | 0.039441 | 0 | 1 | 0 | 0 | 1 | 0.11663 | 0.039441 | 1
7647 | 0.029836 | 0.029589 | 0 | 1 | 0 | 0 | 1 | 0.029836 | 0.029589 | 1
7648 | 0.0012426 | 0.023732 | 0 | 1 | 0 | 1 | 1 | 0.0012426 | 0.023732 | 1
7649 | 0 | 0.0077879 | 0 | 1 | 0 | 1 | 1 | 0 | 0.0077879 | 1
7650 | 0 | 0 | 0 | 1 | 0 | 1 | 1 | 0 | 0 | 1
7651 | 0 | 0 | 0 | 1 | 0 | 1 | 1 | 0 | 0 | 1
7652 | 0 | 0 | 0 | 1 | 0 | 0 | 1 | 0 | 0 | 1
7653 | 0 | 0 | 0 | 1 | 0 | 0 | 1 | 0 | 0 | 1
7654 | 0 | 0 | 0 | 1 | 0 | 0 | 1 | 0 | 0 | 1
7655 | 0 | 0 | 0 | 1 | 0 | 0 | 1 | 0 | 0 | 1
7656 | 0 | 0.0067822 | 0 | 1 | 0 | 0 | 1 | 0 | 0.0067822 | 1
7657 | 0 | 0 | 0 | 1 | 0 | 0 | 1 | 0 | 0 | 1
7658 | 0 | 0 | 0 | 1 | 0 | 0 | 1 | 0 | 0 | 1
7659 | 0 | 0 | 0 | 1 | 0 | 0 | 1 | 0 | 0 | 1
7660 | 0 | 0 | 0 | 1 | 0 | 0 | 1 | 0 | 0 | 1
7661 | 0 | 0 | 0 | 1 | 0 | 0 | 1 | 0 | 0 | 1
7662 | 0 | 0 | 0 | 1 | 0 | 1 | 1 | 0 | 0 | 1
7663 | 0 | 0 | 0 | 1 | 0 | 1 | 1 | 0 | 0 | 1
7664 | 0 | 0 | 0 | 1 | 0 | 1 | 1 | 0 | 0 | 1
7665 | 0 | 0 | 0 | 1 | 0 | 0 | 1 | 0 | 0 | 1
7666 | 0.051184 | 0 | 0 | 1 | 0 | 0 | 1 | 0.051184 | 0 | 1
7667 | 0.11341 | 0.011886 | 0 | 1 | 0 | 0 | 1 | 0.11341 | 0.011886 | 1
7668 | 0.10116 | 0.019704 | 0 | 1 | 0 | 0 | 1 | 0.10116 | 0.019704 | 1
7669 | 0.13283 | 0.041848 | 0 | 1 | 0 | 0 | 1 | 0.13283 | 0.041848 | 1
7670 | 0.086632 | 0.063673 | 0 | 1 | 0 | 0 | 1 | 0.086632 | 0.063673 | 1
7671 | 0.018178 | 0.059228 | 0 | 1 | 0 | 0 | 1 | 0.018178 | 0.059228 | 1
7672 | 0.011593 | 0.061523 | 0 | 1 | 0 | 1 | 1 | 0.011593 | 0.061523 | 1
7673 | 0 | 0.049145 | 0 | 1 | 0 | 1 | 1 | 0 | 0.049145 | 1
7674 | 0 | 0.0094832 | 0 | 1 | 0 | 1 | 1 | 0 | 0.0094832 | 1
7675 | 0 | 0.0024156 | 0 | 1 | 0 | 1 | 1 | 0 | 0.0024156 | 1
7676 | 0 | 0.0026929 | 0 | 1 | 0 | 0 | 1 | 0 | 0.0026929 | 1
7677 | 0 | 0.0012599 | 0 | 1 | 0 | 0 | 1 | 0 | 0.0012599 | 1
7678 | 0 | 0 | 0 | 1 | 0 | 0 | 1 | 0 | 0 | 1
7679 | 0 | 0 | 0 | 1 | 0 | 0 | 1 | 0 | 0 | 1
7680 | 0 | 0.016036 | 0 | 1 | 0 | 0 | 1 | 0 | 0.016036 | 1
7681 | 0 | 0.0089206 | 0 | 1 | 0 | 0 | 1 | 0 | 0.0089206 | 1
7682 | 0 | 0.0027481 | 0 | 1 | 0 | 0 | 1 | 0 | 0.0027481 | 1
7683 | 0 | 0 | 0 | 1 | 0 | 0 | 1 | 0 | 0 | 1
7684 | 0 | 0 | 0 | 1 | 0 | 0 | 1 | 0 | 0 | 1
7685 | 0 | 0 | 0 | 1 | 0 | 0 | 1 | 0 | 0 | 1
7686 | 0 | 0 | 0 | 1 | 0 | 1 | 1 | 0 | 0 | 1
7687 | 0 | 0 | 0 | 1 | 0 | 1 | 1 | 0 | 0 | 1
7688 | 0 | 0 | 0 | 1 | 0 | 1 | 1 | 0 | 0 | 1
7689 | 0.0086665 | 0 | 0 | 1 | 0 | 0 | 1 | 0.0086665 | 0 | 1
7690 | 0.069091 | 0 | 0 | 1 | 0 | 0 | 1 | 0.069091 | 0 | 1
7691 | 0.14671 | 0.028679 | 0 | 1 | 0 | 0 | 1 | 0.14671 | 0.028679 | 1
7692 | 0.13807 | 0.046439 | 0 | 1 | 0 | 0 | 1 | 0.13807 | 0.046439 | 1
7693 | 0.15695 | 0.052443 | 0 | 1 | 0 | 0 | 1 | 0.15695 | 0.052443 | 1
7694 | 0.11359 | 0.061372 | 0 | 1 | 0 | 0 | 1 | 0.11359 | 0.061372 | 1
7695 | 0.036612 | 0.066551 | 0 | 1 | 0 | 0 | 1 | 0.036612 | 0.066551 | 1
7696 | 0.038412 | 0.068922 | 0 | 1 | 0 | 1 | 1 | 0.038412 | 0.068922 | 1
7697 | 0 | 0.054717 | 0 | 1 | 0 | 1 | 1 | 0 | 0.054717 | 1
7698 | 0 | 0.020908 | 0 | 1 | 0 | 1 | 1 | 0 | 0.020908 | 1
7699 | 0 | 0.012903 | 0 | 1 | 0 | 1 | 1 | 0 | 0.012903 | 1
7700 | 0 | 0.010178 | 0 | 1 | 0 | 0 | 1 | 0 | 0.010178 | 1
7701 | 0 | 0.00055478 | 0 | 1 | 0 | 0 | 1 | 0 | 0.00055478 | 1
7702 | 0 | 0 | 0 | 1 | 0 | 0 | 1 | 0 | 0 | 1
7703 | 0 | 0 | 0 | 1 | 0 | 0 | 1 | 0 | 0 | 1
7704 | 0 | 0 | 0 | 1 | 0 | 0 | 1 | 0 | 0 | 1
7705 | 0 | 0.015227 | 0 | 1 | 0 | 0 | 1 | 0 | 0.015227 | 1
7706 | 0 | 0 | 0 | 1 | 0 | 0 | 1 | 0 | 0 | 1
7707 | 0 | 0 | 0 | 1 | 0 | 0 | 1 | 0 | 0 | 1
7708 | 0 | 0 | 0 | 1 | 0 | 0 | 1 | 0 | 0 | 1
7709 | 0 | 0 | 0 | 1 | 0 | 0 | 1 | 0 | 0 | 1
7710 | 0 | 0 | 0 | 1 | 0 | 1 | 1 | 0 | 0 | 1
7711 | 0 | 0 | 0 | 1 | 0 | 1 | 1 | 0 | 0 | 1
7712 | 0 | 0 | 0 | 1 | 0 | 1 | 1 | 0 | 0 | 1
7713 | 0.05074 | 0 | 0 | 1 | 0 | 0 | 1 | 0.05074 | 0 | 1
7714 | 0.12934 | 0 | 0 | 1 | 0 | 0 | 1 | 0.12934 | 0 | 1
7715 | 0.22375 | 0.011747 | 0 | 1 | 0 | 0 | 1 | 0.22375 | 0.011747 | 1
7716 | 0.23247 | 0.033601 | 0 | 1 | 0 | 0 | 1 | 0.23247 | 0.033601 | 1
7717 | 0.2356 | 0.041321 | 0 | 1 | 0 | 0 | 1 | 0.2356 | 0.041321 | 1
7718 | 0.20254 | 0.056883 | 0 | 1 | 0 | 0 | 1 | 0.20254 | 0.056883 | 1
7719 | 0.072853 | 0.05308 | 0 | 1 | 0 | 0 | 1 | 0.072853 | 0.05308 | 1
7720 | 0.023501 | 0.045039 | 0 | 1 | 0 | 1 | 1 | 0.023501 | 0.045039 | 1
7721 | 0 | 0.030249 | 0 | 1 | 0 | 1 | 1 | 0 | 0.030249 | 1
7722 | 0 | 0.0061038 | 0 | 1 | 0 | 1 | 1 | 0 | 0.0061038 | 1
7723 | 0 | 0 | 0 | 1 | 0 | 1 | 1 | 0 | 0 | 1
7724 | 0 | 0 | 0 | 1 | 0 | 0 | 1 | 0 | 0 | 1
7725 | 0 | 0 | 0 | 1 | 0 | 0 | 1 | 0 | 0 | 1
7726 | 0 | 0 | 0 | 1 | 0 | 0 | 1 | 0 | 0 | 1
7727 | 0 | 0 | 0 | 1 | 0 | 0 | 1 | 0 | 0 | 1
7728 | 0 | 0 | 0 | 1 | 0 | 0 | 1 | 0 | 0 | 1
7729 | 0 | 0 | 0 | 1 | 0 | 0 | 1 | 0 | 0 | 1
7730 | 0 | 0 | 0 | 1 | 0 | 0 | 1 | 0 | 0 | 1
7731 | 0 | 0 | 0 | 1 | 0 | 0 | 1 | 0 | 0 | 1
7732 | 0 | 0 | 0 | 1 | 0 | 0 | 1 | 0 | 0 | 1
7733 | 0 | 0 | 0 | 1 | 0 | 0 | 1 | 0 | 0 | 1
7734 | 0 | 0 | 0 | 1 | 0 | 1 | 1 | 0 | 0 | 1
7735 | 0 | 0 | 0.0023848 | 1 | 0 | 1 | 1 | 0 | 0 | 1
7736 | 0 | 0 | 0 | 1 | 0 | 1 | 1 | 0 | 0 | 1
7737 | 0.054149 | 0.0032226 | 0.0086996 | 1 | 0 | 0 | 1 | 0.054149 | 0.0032226 | 1
7738 | 0.15556 | 0.0024684 | 0.003016 | 1 | 0 | 0 | 1 | 0.15556 | 0.0024684 | 1
7739 | 0.20624 | 0.005262 | 0.00023581 | 1 | 0 | 0 | 1 | 0.20624 | 0.005262 | 1
7740 | 0.1772 | 0.037244 | 0 | 1 | 0 | 0 | 1 | 0.1772 | 0.037244 | 1
7741 | 0.19564 | 0.037465 | 0 | 1 | 0 | 0 | 1 | 0.19564 | 0.037465 | 1
7742 | 0.20133 | 0.042637 | 0 | 1 | 0 | 0 | 1 | 0.20133 | 0.042637 | 1
7743 | 0.047321 | 0.038712 | 0 | 1 | 0 | 0 | 1 | 0.047321 | 0.038712 | 1
7744 | 0 | 0.027617 | 0 | 1 | 0 | 1 | 1 | 0 | 0.027617 | 1
7745 | 0 | 0.0057637 | 0 | 1 | 0 | 1 | 1 | 0 | 0.0057637 | 1
7746 | 0 | 0 | 0 | 1 | 0 | 1 | 1 | 0 | 0 | 1
7747 | 0 | 0 | 0 | 1 | 0 | 1 | 1 | 0 | 0 | 1
7748 | 0 | 0 | 0 | 1 | 0 | 0 | 1 | 0 | 0 | 1
7749 | 0 | 0 | 0 | 1 | 0 | 0 | 1 | 0 | 0 | 1
7750 | 0 | 0 | 0 | 1 | 0 | 0 | 1 | 0 | 0 | 1
7751 | 0 | 0 | 0 | 1 | 0 | 0 | 1 | 0 | 0 | 1
7752 | 0 | 0.006935 | 0 | 1 | 0 | 0 | 1 | 0 | 0.006935 | 1
7753 | 0 | 0 | 0 | 1 | 0 | 0 | 1 | 0 | 0 | 1
7754 | 0 | 0.0073247 | 0 | 1 | 0 | 0 | 1 | 0 | 0.0073247 | 1
7755 | 0 | 0 | 0 | 1 | 0 | 0 | 1 | 0 | 0 | 1
7756 | 0 | 0 | 0 | 1 | 0 | 0 | 1 | 0 | 0 | 1
7757 | 0 | 0 | 0 | 1 | 0 | 0 | 1 | 0 | 0 | 1
7758 | 0 | 0.0031683 | 0 | 1 | 0 | 1 | 1 | 0 | 0.0031683 | 1
7759 | 0 | 0 | 0 | 1 | 0 | 1 | 1 | 0 | 0 | 1
7760 | 0 | 0 | 0 | 1 | 0 | 1 | 1 | 0 | 0 | 1
7761 | 0 | 0 | 0 | 1 | 0 | 0 | 1 | 0 | 0 | 1
7762 | 0.086073 | 0.0042251 | 0 | 1 | 0 | 0 | 1 | 0.086073 | 0.0042251 | 1
7763 | 0.098361 | 0.0074983 | 0 | 1 | 0 | 0 | 1 | 0.098361 | 0.0074983 | 1
7764 | 0.14022 | 0.029516 | 0 | 1 | 0 | 0 | 1 | 0.14022 | 0.029516 | 1
7765 | 0.15814 | 0.010398 | 0 | 1 | 0 | 0 | 1 | 0.15814 | 0.010398 | 1
7766 | 0.17299 | 0.013852 | 0 | 1 | 0 | 0 | 1 | 0.17299 | 0.013852 | 1
7767 | 0.082383 | 0.025561 | 0 | 1 | 0 | 0 | 1 | 0.082383 | 0.025561 | 1
7768 | 0 | 0.0032174 | 0 | 1 | 0 | 1 | 1 | 0 | 0.0032174 | 1
7769 | 0 | 0 | 0 | 1 | 0 | 1 | 1 | 0 | 0 | 1
7770 | 0 | 0 | 0 | 1 | 0 | 1 | 1 | 0 | 0 | 1
7771 | 0 | 0 | 0 | 1 | 0 | 1 | 1 | 0 | 0 | 1
7772 | 0 | 0 | 0 | 1 | 0 | 0 | 1 | 0 | 0 | 1
7773 | 0 | 0 | 0 | 1 | 0 | 0 | 1 | 0 | 0 | 1
7774 | 0 | 0.0019255 | 0 | 1 | 0 | 0 | 1 | 0 | 0.0019255 | 1
7775 | 0 | 0.014388 | 0 | 1 | 0 | 0 | 1 | 0 | 0.014388 | 1
7776 | 0 | 0.021237 | 0 | 1 | 0 | 0 | 1 | 0 | 0.021237 | 1
7777 | 0 | 0.013714 | 0 | 1 | 0 | 0 | 1 | 0 | 0.013714 | 1
7778 | 0 | 0 | 0 | 1 | 0 | 0 | 1 | 0 | 0 | 1
7779 | 0 | 0 | 0 | 1 | 0 | 0 | 1 | 0 | 0 | 1
7780 | 0 | 0 | 0 | 1 | 0 | 0 | 1 | 0 | 0 | 1
7781 | 0 | 0 | 0 | 1 | 0 | 0 | 1 | 0 | 0 | 1
7782 | 0 | 0 | 0 | 1 | 0 | 1 | 1 | 0 | 0 | 1
7783 | 0 | 0 | 0 | 1 | 0 | 1 | 1 | 0 | 0 | 1
7784 | 0 | 0 | 0 | 1 | 0 | 1 | 1 | 0 | 0 | 1
7785 | 0 | 0 | 0 | 1 | 0 | 0 | 1 | 0 | 0 | 1
7786 | 0.061672 | 0 | 0 | 1 | 0 | 0 | 1 | 0.061672 | 0 | 1
7787 | 0.099689 | 0 | 0 | 1 | 0 | 0 | 1 | 0.099689 | 0 | 1
7788 | 0.14445 | 0 | 0 | 1 | 0 | 0 | 1 | 0.14445 | 0 | 1
7789 | 0.15737 | 0 | 0 | 1 | 0 | 0 | 1 | 0.15737 | 0 | 1
7790 | 0.20101 | 0 | 0 | 1 | 0 | 0 | 1 | 0.20101 | 0 | 1
7791 | 0.11323 | 0.0031877 | 0 | 1 | 0 | 0 | 1 | 0.11323 | 0.0031877 | 1
7792 | 0.011259 | 0 | 0 | 1 | 0 | 1 | 1 | 0.011259 | 0 | 1
7793 | 0 | 0 | 0 | 1 | 0 | 1 | 1 | 0 | 0 | 1
7794 | 0 | 0 | 0 | 1 | 0 | 1 | 1 | 0 | 0 | 1
7795 | 0 | 0 | 0 | 1 | 0 | 1 | 1 | 0 | 0 | 1
7796 | 0 | 0 | 0 | 1 | 0 | 0 | 1 | 0 | 0 | 1
7797 | 0 | 0 | 0 | 1 | 0 | 0 | 1 | 0 | 0 | 1
7798 | 0 | 0 | 0 | 1 | 0 | 0 | 1 | 0 | 0 | 1
7799 | 0 | 0 | 0 | 1 | 0 | 0 | 1 | 0 | 0 | 1
7800 | 0 | 0 | 0 | 1 | 0 | 0 | 1 | 0 | 0 | 1
7801 | 0 | 0.0097985 | 0 | 1 | 0 | 0 | 1 | 0 | 0.0097985 | 1
7802 | 0 | 0 | 0 | 1 | 0 | 0 | 1 | 0 | 0 | 1
7803 | 0 | 0 | 0 | 1 | 0 | 0 | 1 | 0 | 0 | 1
7804 | 0 | 0 | 0 | 1 | 0 | 0 | 1 | 0 | 0 | 1
7805 | 0 | 0 | 0 | 1 | 0 | 0 | 1 | 0 | 0 | 1
7806 | 0 | 0 | 0 | 1 | 0 | 1 | 1 | 0 | 0 | 1
7807 | 0 | 0 | 0 | 1 | 0 | 1 | 1 | 0 | 0 | 1
7808 | 0 | 0 | 0 | 1 | 0 | 1 | 1 | 0 | 0 | 1
7809 | 0 | 0 | 0 | 1 | 0 | 0 | 1 | 0 | 0 | 1
7810 | 0.056526 | 0 | 0 | 1 | 0 | 0 | 1 | 0.056526 | 0 | 1
7811 | 0.15263 | 0 | 0 | 1 | 0 | 0 | 1 | 0.15263 | 0 | 1
7812 | 0.23013 | 0 | 0 | 1 | 0 | 0 | 1 | 0.23013 | 0 | 1
7813 | 0.22805 | 0 | 0 | 1 | 0 | 0 | 1 | 0.22805 | 0 | 1
7814 | 0.21336 | 0 | 0 | 1 | 0 | 0 | 1 | 0.21336 | 0 | 1
7815 | 0.18897 | 0 | 0 | 1 | 0 | 0 | 1 | 0.18897 | 0 | 1
7816 | 0.023854 | 0 | 0 | 1 | 0 | 1 | 1 | 0.023854 | 0 | 1
7817 | 0 | 0 | 0 | 1 | 0 | 1 | 1 | 0 | 0 | 1
7818 | 0 | 0 | 0 | 1 | 0 | 1 | 1 | 0 | 0 | 1
7819 | 0 | 0 | 0 | 1 | 0 | 1 | 1 | 0 | 0 | 1
7820 | 0 | 0 | 0 | 1 | 0 | 0 | 1 | 0 | 0 | 1
7821 | 0 | 0 | 0 | 1 | 0 | 0 | 1 | 0 | 0 | 1
7822 | 0 | 0 | 0 | 1 | 0 | 0 | 1 | 0 | 0 | 1
7823 | 0 | 0 | 0 | 1 | 0 | 0 | 1 | 0 | 0 | 1
7824 | 0 | 0 | 0 | 1 | 0 | 0 | 1 | 0 | 0 | 1
7825 | 0 | 0 | 0 | 1 | 0 | 0 | 1 | 0 | 0 | 1
7826 | 0 | 0 | 0 | 1 | 0 | 0 | 1 | 0 | 0 | 1
7827 | 0 | 0 | 0 | 1 | 0 | 0 | 1 | 0 | 0 | 1
7828 | 0 | 0 | 0 | 1 | 0 | 0 | 1 | 0 | 0 | 1
7829 | 0 | 0 | 0 | 1 | 0 | 0 | 1 | 0 | 0 | 1
7830 | 0 | 0 | 0 | 1 | 0 | 1 | 1 | 0 | 0 | 1
7831 | 0 | 0 | 0 | 1 | 0 | 1 | 1 | 0 | 0 | 1
7832 | 0 | 0 | 0 | 1 | 0 | 1 | 1 | 0 | 0 | 1
7833 | 0 | 0 | 0 | 1 | 0 | 0 | 1 | 0 | 0 | 1
7834 | 0.13136 | 0 | 0 | 1 | 0 | 0 | 1 | 0.13136 | 0 | 1
7835 | 0.26512 | 0 | 0 | 1 | 0 | 0 | 1 | 0.26512 | 0 | 1
7836 | 0.27415 | 0 | 0 | 1 | 0 | 0 | 1 | 0.27415 | 0 | 1
7837 | 0.23253 | 0 | 0 | 1 | 0 | 0 | 1 | 0.23253 | 0 | 1
7838 | 0.19207 | 0 | 0 | 1 | 0 | 0 | 1 | 0.19207 | 0 | 1
7839 | 0.14148 | 0 | 0 | 1 | 0 | 0 | 1 | 0.14148 | 0 | 1
7840 | 0.017561 | 0 | 0 | 1 | 0 | 1 | 1 | 0.017561 | 0 | 1
7841 | 0 | 0 | 0 | 1 | 0 | 1 | 1 | 0 | 0 | 1
7842 | 0 | 0 | 0 | 1 | 0 | 1 | 1 | 0 | 0 | 1
7843 | 0 | 0 | 0 | 1 | 0 | 1 | 1 | 0 | 0 | 1
7844 | 0 | 0 | 0 | 1 | 0 | 0 | 1 | 0 | 0 | 1
7845 | 0 | 0 | 0 | 1 | 0 | 0 | 1 | 0 | 0 | 1
7846 | 0 | 0 | 0 | 1 | 0 | 0 | 1 | 0 | 0 | 1
7847 | 0 | 0 | 0 | 1 | 0 | 0 | 1 | 0 | 0 | 1
7848 | 0 | 0 | 0 | 1 | 0 | 0 | 1 | 0 | 0 | 1
7849 | 0 | 0 | 0 | 1 | 0 | 0 | 1 | 0 | 0 | 1
7850 | 0 | 0 | 0 | 1 | 0 | 0 | 1 | 0 | 0 | 1
7851 | 0 | 0 | 0 | 1 | 0 | 0 | 1 | 0 | 0 | 1
7852 | 0 | 0 | 0 | 1 | 0 | 0 | 1 | 0 | 0 | 1
7853 | 0 | 0 | 0 | 1 | 0 | 0 | 1 | 0 | 0 | 1
7854 | 0 | 0 | 0 | 1 | 0 | 1 | 1 | 0 | 0 | 1
7855 | 0 | 0 | 0 | 1 | 0 | 1 | 1 | 0 | 0 | 1
7856 | 0 | 0 | 0 | 1 | 0 | 1 | 1 | 0 | 0 | 1
7857 | 0.017975 | 0 | 0 | 1 | 0 | 0 | 1 | 0.017975 | 0 | 1
7858 | 0.1724 | 0 | 0 | 1 | 0 | 0 | 1 | 0.1724 | 0 | 1
7859 | 0.25739 | 0 | 0 | 1 | 0 | 0 | 1 | 0.25739 | 0 | 1
7860 | 0.26103 | 0 | 0 | 1 | 0 | 0 | 1 | 0.26103 | 0 | 1
7861 | 0.23596 | 0 | 0 | 1 | 0 | 0 | 1 | 0.23596 | 0 | 1
7862 | 0.19205 | 0 | 0 | 1 | 0 | 0 | 1 | 0.19205 | 0 | 1
7863 | 0.1542 | 0 | 0 | 1 | 0 | 0 | 1 | 0.1542 | 0 | 1
7864 | 0.0078975 | 0 | 0 | 1 | 0 | 1 | 1 | 0.0078975 | 0 | 1
7865 | 0 | 0 | 0 | 1 | 0 | 1 | 1 | 0 | 0 | 1
7866 | 0 | 0 | 0 | 1 | 0 | 1 | 1 | 0 | 0 | 1
7867 | 0 | 0 | 0 | 1 | 0 | 1 | 1 | 0 | 0 | 1
7868 | 0 | 0 | 0.0037961 | 1 | 0 | 0 | 1 | 0 | 0 | 1
7869 | 0 | 0 | 0.0055122 | 1 | 0 | 0 | 1 | 0 | 0 | 1
7870 | 0 | 0 | 0.0037548 | 1 | 0 | 0 | 1 | 0 | 0 | 1
7871 | 0 | 0 | 0 | 1 | 0 | 0 | 1 | 0 | 0 | 1
7872 | 0 | 0 | 0 | 1 | 0 | 0 | 1 | 0 | 0 | 1
7873 | 0 | 0 | 0 | 1 | 0 | 0 | 1 | 0 | 0 | 1
7874 | 0 | 0 | 0 | 1 | 0 | 0 | 1 | 0 | 0 | 1
7875 | 0 | 0 | 0 | 1 | 0 | 0 | 1 | 0 | 0 | 1
7876 | 0 | 0 | 0 | 1 | 0 | 0 | 1 | 0 | 0 | 1
7877 | 0 | 0 | 0 | 1 | 0 | 0 | 1 | 0 | 0 | 1
7878 | 0 | 0 | 0 | 1 | 0 | 1 | 1 | 0 | 0 | 1
7879 | 0 | 0 | 0 | 1 | 0 | 1 | 1 | 0 | 0 | 1
7880 | 0 | 0 | 0 | 1 | 0 | 1 | 1 | 0 | 0 | 1
7881 | 0.0090112 | 0 | 0 | 1 | 0 | 0 | 1 | 0.0090112 | 0 | 1
7882 | 0.13837 | 0.0068525 | 0 | 1 | 0 | 0 | 1 | 0.13837 | 0.0068525 | 1
7883 | 0.24598 | 0.017366 | 0 | 1 | 0 | 0 | 1 | 0.24598 | 0.017366 | 1
7884 | 0.24556 | 0.052772 | 0 | 1 | 0 | 0 | 1 | 0.24556 | 0.052772 | 1
7885 | 0.21673 | 0.055793 | 0 | 1 | 0 | 0 | 1 | 0.21673 | 0.055793 | 1
7886 | 0.19803 | 0.056691 | 0 | 1 | 0 | 0 | 1 | 0.19803 | 0.056691 | 1
7887 | 0.16973 | 0.064197 | 0 | 1 | 0 | 0 | 1 | 0.16973 | 0.064197 | 1
7888 | 0.049873 | 0.067294 | 0 | 1 | 0 | 1 | 1 | 0.049873 | 0.067294 | 1
7889 | 0.0033728 | 0.058267 | 0 | 1 | 0 | 1 | 1 | 0.0033728 | 0.058267 | 1
7890 | 0 | 0.0079314 | 0 | 1 | 0 | 1 | 1 | 0 | 0.0079314 | 1
7891 | 0 | 0.018148 | 0 | 1 | 0 | 1 | 1 | 0 | 0.018148 | 1
7892 | 0 | 0.027115 | 0 | 1 | 0 | 0 | 1 | 0 | 0.027115 | 1
7893 | 0 | 0.025473 | 0 | 1 | 0 | 0 | 1 | 0 | 0.025473 | 1
7894 | 0 | 0.030683 | 0 | 1 | 0 | 0 | 1 | 0 | 0.030683 | 1
7895 | 0 | 0.032225 | 0 | 1 | 0 | 0 | 1 | 0 | 0.032225 | 1
7896 | 0 | 0.013153 | 0 | 1 | 0 | 0 | 1 | 0 | 0.013153 | 1
7897 | 0 | 0 | 0 | 1 | 0 | 0 | 1 | 0 | 0 | 1
7898 | 0 | 0 | 0 | 1 | 0 | 0 | 1 | 0 | 0 | 1
7899 | 0 | 0.004407 | 0 | 1 | 0 | 0 | 1 | 0 | 0.004407 | 1
7900 | 0 | 0 | 0 | 1 | 0 | 0 | 1 | 0 | 0 | 1
7901 | 0 | 0.01683 | 0 | 1 | 0 | 0 | 1 | 0 | 0.01683 | 1
7902 | 0 | 0 | 0 | 1 | 0 | 1 | 1 | 0 | 0 | 1
7903 | 0 | 0 | 0 | 1 | 0 | 1 | 1 | 0 | 0 | 1
7904 | 0 | 0.011913 | 0 | 1 | 0 | 1 | 1 | 0 | 0.011913 | 1
7905 | 0 | 0.040782 | 0 | 1 | 0 | 0 | 1 | 0 | 0.040782 | 1
7906 | 0.053493 | 0.056385 | 0 | 1 | 0 | 0 | 1 | 0.053493 | 0.056385 | 1
7907 | 0.16749 | 0.0747 | 0 | 1 | 0 | 0 | 1 | 0.16749 | 0.0747 | 1
7908 | 0.20762 | 0.10772 | 0 | 1 | 0 | 0 | 1 | 0.20762 | 0.10772 | 1
7909 | 0.23343 | 0.12298 | 0 | 1 | 0 | 0 | 1 | 0.23343 | 0.12298 | 1
7910 | 0.22063 | 0.12517 | 0 | 1 | 0 | 0 | 1 | 0.22063 | 0.12517 | 1
7911 | 0.22081 | 0.12041 | 0 | 1 | 0 | 0 | 1 | 0.22081 | 0.12041 | 1
7912 | 0.085196 | 0.111 | 0 | 1 | 0 | 1 | 1 | 0.085196 | 0.111 | 1
7913 | 0 | 0.090755 | 0 | 1 | 0 | 1 | 1 | 0 | 0.090755 | 1
7914 | 0 | 0.054076 | 0 | 1 | 0 | 1 | 1 | 0 | 0.054076 | 1
7915 | 0 | 0.087974 | 0 | 1 | 0 | 1 | 1 | 0 | 0.087974 | 1
7916 | 0 | 0.088893 | 0 | 1 | 0 | 0 | 1 | 0 | 0.088893 | 1
7917 | 0 | 0.083602 | 0 | 1 | 0 | 0 | 1 | 0 | 0.083602 | 1
7918 | 0 | 0.094707 | 0 | 1 | 0 | 0 | 1 | 0 | 0.094707 | 1
7919 | 0 | 0.095954 | 0 | 1 | 0 | 0 | 1 | 0 | 0.095954 | 1
7920 | 0 | 0.069953 | 0 | 1 | 0 | 0 | 1 | 0 | 0.069953 | 1
7921 | 0 | 0 | 0 | 1 | 0 | 0 | 1 | 0 | 0 | 1
7922 | 0 | 0.062348 | 0 | 1 | 0 | 0 | 1 | 0 | 0.062348 | 1
7923 | 0 | 0.068182 | 0 | 1 | 0 | 0 | 1 | 0 | 0.068182 | 1
7924 | 0 | 0.075304 | 0 | 1 | 0 | 0 | 1 | 0 | 0.075304 | 1
7925 | 0 | 0.075542 | 0 | 1 | 0 | 0 | 1 | 0 | 0.075542 | 1
7926 | 0 | 0.0671 | 0 | 1 | 0 | 1 | 1 | 0 | 0.0671 | 1
7927 | 0 | 0.078195 | 0 | 1 | 0 | 1 | 1 | 0 | 0.078195 | 1
7928 | 0 | 0.093422 | 0 | 1 | 0 | 1 | 1 | 0 | 0.093422 | 1
7929 | 0 | 0.10609 | 0 | 1 | 0 | 0 | 1 | 0 | 0.10609 | 1
7930 | 0.034958 | 0.11653 | 0 | 1 | 0 | 0 | 1 | 0.034958 | 0.11653 | 1
7931 | 0.14436 | 0.13436 | 0 | 1 | 0 | 0 | 1 | 0.14436 | 0.13436 | 1
7932 | 0.18446 | 0.15403 | 0 | 1 | 0 | 0 | 1 | 0.18446 | 0.15403 | 1
7933 | 0.23292 | 0.16888 | 0 | 1 | 0 | 0 | 1 | 0.23292 | 0.16888 | 1
7934 | 0.18318 | 0.15973 | 0 | 1 | 0 | 0 | 1 | 0.18318 | 0.15973 | 1
7935 | 0.20112 | 0.14611 | 0 | 1 | 0 | 0 | 1 | 0.20112 | 0.14611 | 1
7936 | 0.093357 | 0.11963 | 0 | 1 | 0 | 1 | 1 | 0.093357 | 0.11963 | 1
7937 | 0 | 0.093021 | 0 | 1 | 0 | 1 | 1 | 0 | 0.093021 | 1
7938 | 0 | 0.098111 | 0 | 1 | 0 | 1 | 1 | 0 | 0.098111 | 1
7939 | 0 | 0.1069 | 0 | 1 | 0 | 1 | 1 | 0 | 0.1069 | 1
7940 | 0 | 0.092554 | 0 | 1 | 0 | 0 | 1 | 0 | 0.092554 | 1
7941 | 0 | 0.093044 | 0 | 1 | 0 | 0 | 1 | 0 | 0.093044 | 1
7942 | 0 | 0.10888 | 0 | 1 | 0 | 0 | 1 | 0 | 0.10888 | 1
7943 | 0 | 0.089066 | 0 | 1 | 0 | 0 | 1 | 0 | 0.089066 | 1
7944 | 0 | 0.087416 | 0 | 1 | 0 | 0 | 1 | 0 | 0.087416 | 1
7945 | 0 | 0.046675 | 0 | 1 | 0 | 0 | 1 | 0 | 0.046675 | 1
7946 | 0 | 0.081821 | 0 | 1 | 0 | 0 | 1 | 0 | 0.081821 | 1
7947 | 0 | 0.089343 | 0 | 1 | 0 | 0 | 1 | 0 | 0.089343 | 1
7948 | 0 | 0.10227 | 0 | 1 | 0 | 0 | 1 | 0 | 0.10227 | 1
7949 | 0 | 0.11324 | 0 | 1 | 0 | 0 | 1 | 0 | 0.11324 | 1
7950 | 0 | 0.097571 | 0 | 1 | 0 | 1 | 1 | 0 | 0.097571 | 1
7951 | 0 | 0.10915 | 0 | 1 | 0 | 1 | 1 | 0 | 0.10915 | 1
7952 | 0 | 0.10443 | 0 | 1 | 0 | 1 | 1 | 0 | 0.10443 | 1
7953 | 0 | 0.10236 | 0 | 1 | 0 | 0 | 1 | 0 | 0.10236 | 1
7954 | 0.085666 | 0.1015 | 0 | 1 | 0 | 0 | 1 | 0.085666 | 0.1015 | 1
7955 | 0.13455 | 0.11257 | 0 | 1 | 0 | 0 | 1 | 0.13455 | 0.11257 | 1
7956 | 0.14524 | 0.12061 | 0 | 1 | 0 | 0 | 1 | 0.14524 | 0.12061 | 1
7957 | 0.1992 | 0.13039 | 0 | 1 | 0 | 0 | 1 | 0.1992 | 0.13039 | 1
7958 | 0.15666 | 0.10434 | 0 | 1 | 0 | 0 | 1 | 0.15666 | 0.10434 | 1
7959 | 0.15124 | 0.088728 | 0 | 1 | 0 | 0 | 1 | 0.15124 | 0.088728 | 1
7960 | 0.048082 | 0.061504 | 0 | 1 | 0 | 1 | 1 | 0.048082 | 0.061504 | 1
7961 | 0 | 0.035253 | 0 | 1 | 0 | 1 | 1 | 0 | 0.035253 | 1
7962 | 0 | 0.048757 | 0 | 1 | 0 | 1 | 1 | 0 | 0.048757 | 1
7963 | 0 | 0.058398 | 0 | 1 | 0 | 1 | 1 | 0 | 0.058398 | 1
7964 | 0 | 0.065054 | 0 | 1 | 0 | 0 | 1 | 0 | 0.065054 | 1
7965 | 0 | 0.066815 | 0 | 1 | 0 | 0 | 1 | 0 | 0.066815 | 1
7966 | 0 | 0.085936 | 0 | 1 | 0 | 0 | 1 | 0 | 0.085936 | 1
7967 | 0 | 0.071849 | 0 | 1 | 0 | 0 | 1 | 0 | 0.071849 | 1
7968 | 0 | 0.10179 | 0 | 1 | 0 | 0 | 1 | 0 | 0.10179 | 1
7969 | 0 | 0.081666 | 0 | 1 | 0 | 0 | 1 | 0 | 0.081666 | 1
7970 | 0 | 0.090097 | 0 | 1 | 0 | 0 | 1 | 0 | 0.090097 | 1
7971 | 0 | 0.11192 | 0 | 1 | 0 | 0 | 1 | 0 | 0.11192 | 1
7972 | 0 | 0.12099 | 0 | 1 | 0 | 0 | 1 | 0 | 0.12099 | 1
7973 | 0 | 0.12951 | 0 | 1 | 0 | 0 | 1 | 0 | 0.12951 | 1
7974 | 0 | 0.13238 | 0 | 1 | 0 | 1 | 1 | 0 | 0.13238 | 1
7975 | 0 | 0.12998 | 0 | 1 | 0 | 1 | 1 | 0 | 0.12998 | 1
7976 | 0 | 0.13077 | 0 | 1 | 0 | 1 | 1 | 0 | 0.13077 | 1
7977 | 0.017943 | 0.082553 | 0 | 1 | 0 | 0 | 1 | 0.017943 | 0.082553 | 1
7978 | 0.12169 | 0.09429 | 0 | 1 | 0 | 0 | 1 | 0.12169 | 0.09429 | 1
7979 | 0.20608 | 0.1041 | 0 | 1 | 0 | 0 | 1 | 0.20608 | 0.1041 | 1
7980 | 0.19334 | 0.10808 | 0 | 1 | 0 | 0 | 1 | 0.19334 | 0.10808 | 1
7981 | 0.20818 | 0.11254 | 0 | 1 | 0 | 0 | 1 | 0.20818 | 0.11254 | 1
7982 | 0.14089 | 0.088928 | 0 | 1 | 0 | 0 | 1 | 0.14089 | 0.088928 | 1
7983 | 0.15288 | 0.083987 | 0 | 1 | 0 | 0 | 1 | 0.15288 | 0.083987 | 1
7984 | 0.026583 | 0.061498 | 0 | 1 | 0 | 1 | 1 | 0.026583 | 0.061498 | 1
7985 | 0 | 0.03258 | 0 | 1 | 0 | 1 | 1 | 0 | 0.03258 | 1
7986 | 0 | 0.029899 | 0 | 1 | 0 | 1 | 1 | 0 | 0.029899 | 1
7987 | 0 | 0.039407 | 0 | 1 | 0 | 1 | 1 | 0 | 0.039407 | 1
7988 | 0 | 0.029132 | 0 | 1 | 0 | 0 | 1 | 0 | 0.029132 | 1
7989 | 0 | 0.032402 | 0 | 1 | 0 | 0 | 1 | 0 | 0.032402 | 1
7990 | 0 | 0.059005 | 0 | 1 | 0 | 0 | 1 | 0 | 0.059005 | 1
7991 | 0 | 0.045252 | 0 | 1 | 0 | 0 | 1 | 0 | 0.045252 | 1
7992 | 0 | 0.060476 | 0 | 1 | 0 | 0 | 1 | 0 | 0.060476 | 1
7993 | 0 | 0.099353 | 0 | 1 | 0 | 0 | 1 | 0 | 0.099353 | 1
7994 | 0 | 0.061464 | 0 | 1 | 0 | 0 | 1 | 0 | 0.061464 | 1
7995 | 0 | 0.07908 | 0 | 1 | 0 | 0 | 1 | 0 | 0.07908 | 1
7996 | 0 | 0.078282 | 0 | 1 | 0 | 0 | 1 | 0 | 0.078282 | 1
7997 | 0 | 0.08643 | 0 | 1 | 0 | 0 | 1 | 0 | 0.08643 | 1
7998 | 0 | 0.075236 | 0 | 1 | 0 | 1 | 1 | 0 | 0.075236 | 1
7999 | 0 | 0.070304 | 0 | 1 | 0 | 1 | 1 | 0 | 0.070304 | 1
8000 | 0 | 0.096498 | 0 | 1 | 0 | 1 | 1 | 0 | 0.096498 | 1
8001 | 0 | 0.066299 | 0 | 1 | 0 | 0 | 1 | 0 | 0.066299 | 1
8002 | 0.049247 | 0.054451 | 0 | 1 | 0 | 0 | 1 | 0.049247 | 0.054451 | 1
8003 | 0.08169 | 0.06007 | 0 | 1 | 0 | 0 | 1 | 0.08169 | 0.06007 | 1
8004 | 0.11026 | 0.076593 | 0 | 1 | 0 | 0 | 1 | 0.11026 | 0.076593 | 1
8005 | 0.11558 | 0.078858 | 0 | 1 | 0 | 0 | 1 | 0.11558 | 0.078858 | 1
8006 | 0.064052 | 0.06314 | 0 | 1 | 0 | 0 | 1 | 0.064052 | 0.06314 | 1
8007 | 0.03551 | 0.051686 | 0 | 1 | 0 | 0 | 1 | 0.03551 | 0.051686 | 1
8008 | 0 | 0.043832 | 0 | 1 | 0 | 1 | 1 | 0 | 0.043832 | 1
8009 | 0 | 0.028318 | 0 | 1 | 0 | 1 | 1 | 0 | 0.028318 | 1
8010 | 0 | 0.027534 | 0 | 1 | 0 | 1 | 1 | 0 | 0.027534 | 1
8011 | 0 | 0.03307 | 0 | 1 | 0 | 1 | 1 | 0 | 0.03307 | 1
8012 | 0 | 0.022044 | 0 | 1 | 0 | 0 | 1 | 0 | 0.022044 | 1
8013 | 0 | 0.030897 | 0 | 1 | 0 | 0 | 1 | 0 | 0.030897 | 1
8014 | 0 | 0.040915 | 0 | 1 | 0 | 0 | 1 | 0 | 0.040915 | 1
8015 | 0 | 0.037147 | 0 | 1 | 0 | 0 | 1 | 0 | 0.037147 | 1
8016 | 0 | 0.061595 | 0 | 1 | 0 | 0 | 1 | 0 | 0.061595 | 1
8017 | 0 | 0.083139 | 0 | 1 | 0 | 0 | 1 | 0 | 0.083139 | 1
8018 | 0 | 0.050242 | 0 | 1 | 0 | 0 | 1 | 0 | 0.050242 | 1
8019 | 0 | 0.05058 | 0 | 1 | 0 | 0 | 1 | 0 | 0.05058 | 1
8020 | 0 | 0.058575 | 0 | 1 | 0 | 0 | 1 | 0 | 0.058575 | 1
8021 | 0 | 0.05451 | 0 | 1 | 0 | 0 | 1 | 0 | 0.05451 | 1
8022 | 0 | 0.052326 | 0 | 1 | 0 | 1 | 1 | 0 | 0.052326 | 1
8023 | 0 | 0.054439 | 0 | 1 | 0 | 1 | 1 | 0 | 0.054439 | 1
8024 | 0 | 0.050242 | 0 | 1 | 0 | 1 | 1 | 0 | 0.050242 | 1
8025 | 0 | 0.042481 | 0 | 1 | 0 | 0 | 1 | 0 | 0.042481 | 1
8026 | 0 | 0.056034 | 0 | 1 | 0 | 0 | 1 | 0 | 0.056034 | 1
8027 | 0.008721 | 0.064883 | 0 | 1 | 0 | 0 | 1 | 0.008721 | 0.064883 | 1
8028 | 0.078909 | 0.073747 | 0 | 1 | 0 | 0 | 1 | 0.078909 | 0.073747 | 1
8029 | 0.091845 | 0.068368 | 0 | 1 | 0 | 0 | 1 | 0.091845 | 0.068368 | 1
8030 | 0.049491 | 0.058695 | 0 | 1 | 0 | 0 | 1 | 0.049491 | 0.058695 | 1
8031 | 0.0040451 | 0.046851 | 0 | 1 | 0 | 0 | 1 | 0.0040451 | 0.046851 | 1
8032 | 0 | 0.040532 | 0 | 1 | 0 | 1 | 1 | 0 | 0.040532 | 1
8033 | 0 | 0.024083 | 0 | 1 | 0 | 1 | 1 | 0 | 0.024083 | 1
8034 | 0 | 0.026689 | 0 | 1 | 0 | 1 | 1 | 0 | 0.026689 | 1
8035 | 0 | 0.040871 | 0 | 1 | 0 | 1 | 1 | 0 | 0.040871 | 1
8036 | 0 | 0.014052 | 0 | 1 | 0 | 0 | 1 | 0 | 0.014052 | 1
8037 | 0 | 0.0088785 | 0 | 1 | 0 | 0 | 1 | 0 | 0.0088785 | 1
8038 | 0 | 0.016127 | 0 | 1 | 0 | 0 | 1 | 0 | 0.016127 | 1
8039 | 0 | 0 | 0 | 1 | 0 | 0 | 1 | 0 | 0 | 1
8040 | 0 | 0.017745 | 0 | 1 | 0 | 0 | 1 | 0 | 0.017745 | 1
8041 | 0 | 0.060151 | 0 | 1 | 0 | 0 | 1 | 0 | 0.060151 | 1
8042 | 0 | 0.0078551 | 0 | 1 | 0 | 0 | 1 | 0 | 0.0078551 | 1
8043 | 0 | 0 | 0 | 1 | 0 | 0 | 1 | 0 | 0 | 1
8044 | 0 | 0.00019364 | 0 | 1 | 0 | 0 | 1 | 0 | 0.00019364 | 1
8045 | 0 | 0 | 0 | 1 | 0 | 0 | 1 | 0 | 0 | 1
8046 | 0 | 0 | 0 | 1 | 0 | 1 | 1 | 0 | 0 | 1
8047 | 0 | 0 | 0 | 1 | 0 | 1 | 1 | 0 | 0 | 1
8048 | 0 | 0 | 0 | 1 | 0 | 1 | 1 | 0 | 0 | 1
8049 | 0 | 0.0092978 | 0 | 1 | 0 | 0 | 1 | 0 | 0.0092978 | 1
8050 | 0 | 0.015567 | 0 | 1 | 0 | 0 | 1 | 0 | 0.015567 | 1
8051 | 0 | 0.035826 | 0 | 1 | 0 | 0 | 1 | 0 | 0.035826 | 1
8052 | 0.033216 | 0.051009 | 0 | 1 | 0 | 0 | 1 | 0.033216 | 0.051009 | 1
8053 | 0.085834 | 0.037515 | 0 | 1 | 0 | 0 | 1 | 0.085834 | 0.037515 | 1
8054 | 0.06812 | 0.038182 | 0 | 1 | 0 | 0 | 1 | 0.06812 | 0.038182 | 1
8055 | 0 | 0.01898 | 0 | 1 | 0 | 0 | 1 | 0 | 0.01898 | 1
8056 | 0 | 0.027122 | 0 | 1 | 0 | 1 | 1 | 0 | 0.027122 | 1
8057 | 0 | 0.00052381 | 0 | 1 | 0 | 1 | 1 | 0 | 0.00052381 | 1
8058 | 0 | 0 | 0 | 1 | 0 | 1 | 1 | 0 | 0 | 1
8059 | 0 | 0 | 0 | 1 | 0 | 1 | 1 | 0 | 0 | 1
8060 | 0 | 0 | 0 | 1 | 0 | 0 | 1 | 0 | 0 | 1
8061 | 0 | 0 | 0 | 1 | 0 | 0 | 1 | 0 | 0 | 1
8062 | 0 | 0 | 0 | 1 | 0 | 0 | 1 | 0 | 0 | 1
8063 | 0 | 0 | 0 | 1 | 0 | 0 | 1 | 0 | 0 | 1
8064 | 0 | 0 | 0 | 1 | 0 | 0 | 1 | 0 | 0 | 1
8065 | 0 | 0.020728 | 0 | 1 | 0 | 0 | 1 | 0 | 0.020728 | 1
8066 | 0 | 0 | 0 | 1 | 0 | 0 | 1 | 0 | 0 | 1
8067 | 0 | 0 | 0 | 1 | 0 | 0 | 1 | 0 | 0 | 1
8068 | 0 | 0 | 0 | 1 | 0 | 0 | 1 | 0 | 0 | 1
8069 | 0 | 0 | 0 | 1 | 0 | 0 | 1 | 0 | 0 | 1
8070 | 0 | 0 | 0 | 1 | 0 | 1 | 1 | 0 | 0 | 1
8071 | 0 | 0 | 0 | 1 | 0 | 1 | 1 | 0 | 0 | 1
8072 | 0 | 0 | 0 | 1 | 0 | 1 | 1 | 0 | 0 | 1
8073 | 0 | 0 | 0 | 1 | 0 | 0 | 1 | 0 | 0 | 1
8074 | 0.027787 | 0 | 0 | 1 | 0 | 0 | 1 | 0.027787 | 0 | 1
8075 | 0.074998 | 0.018397 | 0 | 1 | 0 | 0 | 1 | 0.074998 | 0.018397 | 1
8076 | 0.053348 | 0.016031 | 0 | 1 | 0 | 0 | 1 | 0.053348 | 0.016031 | 1
8077 | 0.13063 | 0.0056099 | 0 | 1 | 0 | 0 | 1 | 0.13063 | 0.0056099 | 1
8078 | 0.090391 | 0.01108 | 0 | 1 | 0 | 0 | 1 | 0.090391 | 0.01108 | 1
8079 | 0.0060272 | 0.0079229 | 0 | 1 | 0 | 0 | 1 | 0.0060272 | 0.0079229 | 1
8080 | 0 | 0.0090655 | 0 | 1 | 0 | 1 | 1 | 0 | 0.0090655 | 1
8081 | 0 | 0 | 0 | 1 | 0 | 1 | 1 | 0 | 0 | 1
8082 | 0 | 0 | 0 | 1 | 0 | 1 | 1 | 0 | 0 | 1
8083 | 0 | 0 | 0 | 1 | 0 | 1 | 1 | 0 | 0 | 1
8084 | 0 | 0 | 0 | 1 | 0 | 0 | 1 | 0 | 0 | 1
8085 | 0 | 0 | 0 | 1 | 0 | 0 | 1 | 0 | 0 | 1
8086 | 0 | 0 | 0 | 1 | 0 | 0 | 1 | 0 | 0 | 1
8087 | 0 | 0 | 0 | 1 | 0 | 0 | 1 | 0 | 0 | 1
8088 | 0 | 0 | 0 | 1 | 0 | 0 | 1 | 0 | 0 | 1
8089 | 0 | 0 | 0 | 1 | 0 | 0 | 1 | 0 | 0 | 1
8090 | 0 | 0 | 0 | 1 | 0 | 0 | 1 | 0 | 0 | 1
8091 | 0 | 0 | 0 | 1 | 0 | 0 | 1 | 0 | 0 | 1
8092 | 0 | 0 | 0 | 1 | 0 | 0 | 1 | 0 | 0 | 1
8093 | 0 | 0 | 0 | 1 | 0 | 0 | 1 | 0 | 0 | 1
8094 | 0 | 0 | 0 | 1 | 0 | 1 | 1 | 0 | 0 | 1
8095 | 0 | 0 | 0 | 1 | 0 | 1 | 1 | 0 | 0 | 1
8096 | 0 | 0 | 0 | 1 | 0 | 1 | 1 | 0 | 0 | 1
8097 | 0 | 0 | 0 | 1 | 0 | 0 | 1 | 0 | 0 | 1
8098 | 0.12554 | 0 | 0 | 1 | 0 | 0 | 1 | 0.12554 | 0 | 1
8099 | 0.18343 | 0 | 0 | 1 | 0 | 0 | 1 | 0.18343 | 0 | 1
8100 | 0.11031 | 0 | 0 | 1 | 0 | 0 | 1 | 0.11031 | 0 | 1
8101 | 0.15003 | 0 | 0 | 1 | 0 | 0 | 1 | 0.15003 | 0 | 1
8102 | 0.10662 | 0 | 0 | 1 | 0 | 0 | 1 | 0.10662 | 0 | 1
8103 | 0.020824 | 0 | 0 | 1 | 0 | 0 | 1 | 0.020824 | 0 | 1
8104 | 0 | 0 | 0 | 1 | 0 | 1 | 1 | 0 | 0 | 1
8105 | 0 | 0 | 0 | 1 | 0 | 1 | 1 | 0 | 0 | 1
8106 | 0 | 0 | 0 | 1 | 0 | 1 | 1 | 0 | 0 | 1
8107 | 0 | 0 | 0 | 1 | 0 | 1 | 1 | 0 | 0 | 1
8108 | 0 | 0 | 0 | 1 | 0 | 0 | 1 | 0 | 0 | 1
8109 | 0 | 0 | 0 | 1 | 0 | 0 | 1 | 0 | 0 | 1
8110 | 0 | 0 | 0 | 1 | 0 | 0 | 1 | 0 | 0 | 1
8111 | 0 | 0 | 0 | 1 | 0 | 0 | 1 | 0 | 0 | 1
8112 | 0 | 0 | 0 | 1 | 0 | 0 | 1 | 0 | 0 | 1
8113 | 0 | 0 | 0 | 0.92873 | 0 | 0 | 1 | 0 | 0 | 1
8114 | 0 | 0 | 0 | 0.92873 | 0 | 0 | 1 | 0 | 0 | 1
8115 | 0 | 0 | 0 | 0.92873 | 0 | 0 | 1 | 0 | 0 | 1
8116 | 0 | 0 | 0 | 0.92873 | 0 | 0 | 1 | 0 | 0 | 1
8117 | 0 | 0 | 0 | 0.92873 | 0 | 0 | 1 | 0 | 0 | 1
8118 | 0 | 0 | 0 | 0.92873 | 0 | 1 | 1 | 0 | 0 | 1
8119 | 0 | 0 | 0 | 0.92873 | 0 | 1 | 1 | 0 | 0 | 1
8120 | 0 | 0 | 0 | 0.92873 | 0 | 1 | 1 | 0 | 0 | 1
8121 | 0.011844 | 0 | 0 | 0.92873 | 0 | 0 | 1 | 0.011844 | 0 | 1
8122 | 0.13262 | 0 | 0 | 0.92873 | 0 | 0 | 1 | 0.13262 | 0 | 1
8123 | 0.20815 | 0 | 0 | 0.92873 | 0 | 0 | 1 | 0.20815 | 0 | 1
8124 | 0.14087 | 0 | 0 | 0.92873 | 0 | 0 | 1 | 0.14087 | 0 | 1
8125 | 0.16334 | 0 | 0 | 0.92873 | 0 | 0 | 1 | 0.16334 | 0 | 1
8126 | 0.10387 | 0 | 0 | 0.92873 | 0 | 0 | 1 | 0.10387 | 0 | 1
8127 | 0.0088716 | 0.0034702 | 0 | 0.92873 | 0 | 0 | 1 | 0.0088716 | 0.0034702 | 1
8128 | 0 | 0.0015967 | 0 | 0.92873 | 0 | 1 | 1 | 0 | 0.0015967 | 1
8129 | 0 | 0.0053742 | 0 | 0.92873 | 0 | 1 | 1 | 0 | 0.0053742 | 1
8130 | 0 | 0.0014427 | 0 | 0.92873 | 0 | 1 | 1 | 0 | 0.0014427 | 1
8131 | 0 | 0 | 0 | 0.92873 | 0 | 1 | 1 | 0 | 0 | 1
8132 | 0 | 0 | 0 | 0.92873 | 0 | 0 | 1 | 0 | 0 | 1
8133 | 0 | 0 | 0 | 0.92873 | 0 | 0 | 1 | 0 | 0 | 1
8134 | 0 | 0 | 0 | 0.92873 | 0 | 0 | 1 | 0 | 0 | 1
8135 | 0 | 0 | 0 | 0.92873 | 0 | 0 | 1 | 0 | 0 | 1
8136 | 0 | 0 | 0 | 0.92873 | 0 | 0 | 1 | 0 | 0 | 1
8137 | 0 | 0 | 0 | 0.92873 | 0 | 0 | 1 | 0 | 0 | 1
8138 | 0 | 0 | 0.00079209 | 0.92873 | 0 | 0 | 1 | 0 | 0 | 1
8139 | 0 | 0 | 0.0019148 | 0.92873 | 0 | 0 | 1 | 0 | 0 | 1
8140 | 0 | 0 | 0.0014937 | 0.92873 | 0 | 0 | 1 | 0 | 0 | 1
8141 | 0 | 0 | 0 | 0.92873 | 0 | 0 | 1 | 0 | 0 | 1
8142 | 0 | 0 | 0.0024803 | 0.92873 | 0 | 1 | 1 | 0 | 0 | 1
8143 | 0 | 0 | 0 | 0.92873 | 0 | 1 | 1 | 0 | 0 | 1
8144 | 0 | 0 | 0 | 0.92873 | 0 | 1 | 1 | 0 | 0 | 1
8145 | 0.058206 | 0 | 0 | 0.92873 | 0 | 0 | 1 | 0.058206 | 0 | 1
8146 | 0.22268 | 0 | 0 | 0.92873 | 0 | 0 | 1 | 0.22268 | 0 | 1
8147 | 0.35269 | 0 | 0 | 0.92873 | 0 | 0 | 1 | 0.35269 | 0 | 1
8148 | 0.25258 | 0 | 0 | 0.92873 | 0 | 0 | 1 | 0.25258 | 0 | 1
8149 | 0.23633 | 0 | 0 | 0.92873 | 0 | 0 | 1 | 0.23633 | 0 | 1
8150 | 0.16982 | 0 | 0 | 0.92873 | 0 | 0 | 1 | 0.16982 | 0 | 1
8151 | 0.071612 | 0 | 0 | 0.92873 | 0 | 0 | 1 | 0.071612 | 0 | 1
8152 | 0.0030664 | 0 | 0 | 0.92873 | 0 | 1 | 1 | 0.0030664 | 0 | 1
8153 | 0 | 0 | 0 | 0.92873 | 0 | 1 | 1 | 0 | 0 | 1
8154 | 0 | 0 | 0 | 0.92873 | 0 | 1 | 1 | 0 | 0 | 1
8155 | 0 | 0 | 0 | 0.92873 | 0 | 1 | 1 | 0 | 0 | 1
8156 | 0 | 0 | 0 | 0.92873 | 0 | 0 | 1 | 0 | 0 | 1
8157 | 0 | 0 | 0 | 0.92873 | 0 | 0 | 1 | 0 | 0 | 1
8158 | 0 | 0 | 0 | 0.92873 | 0 | 0 | 1 | 0 | 0 | 1
8159 | 0 | 0 | 0 | 0.92873 | 0 | 0 | 1 | 0 | 0 | 1
8160 | 0 | 0 | 0.0020334 | 0.92873 | 0 | 0 | 1 | 0 | 0 | 1
8161 | 0 | 0 | 0.0037688 | 0.92873 | 0 | 0 | 1 | 0 | 0 | 1
8162 | 0 | 0 | 0.0079559 | 0.92873 | 0 | 0 | 1 | 0 | 0 | 1
8163 | 0 | 0 | 0.01821 | 0.92873 | 0 | 0 | 1 | 0 | 0 | 1
8164 | 0 | 0 | 0.023785 | 0.92873 | 0 | 0 | 1 | 0 | 0 | 1
8165 | 0 | 0 | 0.024747 | 0.92873 | 0 | 0 | 1 | 0 | 0 | 1
8166 | 0 | 0 | 0.024076 | 0.92873 | 0 | 1 | 1 | 0 | 0 | 1
8167 | 0 | 0 | 0.023519 | 0.92873 | 0 | 1 | 1 | 0 | 0 | 1
8168 | 0 | 0 | 0.029721 | 0.92873 | 0 | 1 | 1 | 0 | 0 | 1
8169 | 0 | 0 | 0.023969 | 0.92873 | 0 | 0 | 1 | 0 | 0 | 1
8170 | 0.11637 | 0 | 0.0285 | 0.92873 | 0 | 0 | 1 | 0.11637 | 0 | 1
8171 | 0.22456 | 0 | 0.02271 | 0.92873 | 0 | 0 | 1 | 0.22456 | 0 | 1
8172 | 0.1544 | 0 | 0.024269 | 0.92873 | 0 | 0 | 1 | 0.1544 | 0 | 1
8173 | 0.22696 | 0 | 0.019318 | 0.92873 | 0 | 0 | 1 | 0.22696 | 0 | 1
8174 | 0.1439 | 0 | 0.010637 | 0.92873 | 0 | 0 | 1 | 0.1439 | 0 | 1
8175 | 0.081024 | 0 | 0 | 0.92873 | 0 | 0 | 1 | 0.081024 | 0 | 1
8176 | 0 | 0 | 0 | 0.92873 | 0 | 1 | 1 | 0 | 0 | 1
8177 | 0 | 0 | 0 | 0.92873 | 0 | 1 | 1 | 0 | 0 | 1
8178 | 0 | 0 | 0 | 0.92873 | 0 | 1 | 1 | 0 | 0 | 1
8179 | 0 | 0 | 0 | 0.92873 | 0 | 1 | 1 | 0 | 0 | 1
8180 | 0 | 0 | 0 | 0.92873 | 0 | 0 | 1 | 0 | 0 | 1
8181 | 0 | 0 | 0 | 0.92873 | 0 | 0 | 1 | 0 | 0 | 1
8182 | 0 | 0 | 0 | 0.92873 | 0 | 0 | 1 | 0 | 0 | 1
8183 | 0 | 0 | 0 | 0.92873 | 0 | 0 | 1 | 0 | 0 | 1
8184 | 0 | 0 | 0 | 0.92873 | 0 | 0 | 1 | 0 | 0 | 1
8185 | 0 | 0 | 0 | 0.92873 | 0 | 0 | 1 | 0 | 0 | 1
8186 | 0 | 0 | 0 | 0.92873 | 0 | 0 | 1 | 0 | 0 | 1
8187 | 0 | 0 | 0.00062482 | 0.92873 | 0 | 0 | 1 | 0 | 0 | 1
8188 | 0 | 0 | 0.0014684 | 0.92873 | 0 | 0 | 1 | 0 | 0 | 1
8189 | 0 | 0 | 0.0022943 | 0.92873 | 0 | 0 | 1 | 0 | 0 | 1
8190 | 0 | 0 | 0.0029453 | 0.92873 | 0 | 1 | 1 | 0 | 0 | 1
8191 | 0 | 0 | 0.0035098 | 0.92873 | 0 | 1 | 1 | 0 | 0 | 1
8192 | 0 | 0 | 0.0036095 | 0.92873 | 0 | 1 | 1 | 0 | 0 | 1
8193 | 0 | 0 | 0.003392 | 0.92873 | 0 | 0 | 1 | 0 | 0 | 1
8194 | 0.069002 | 0 | 0.0032099 | 0.92873 | 0 | 0 | 1 | 0.069002 | 0 | 1
8195 | 0.17015 | 0 | 0.0028095 | 0.92873 | 0 | 0 | 1 | 0.17015 | 0 | 1
8196 | 0.14306 | 0 | 0 | 0.92873 | 0 | 0 | 1 | 0.14306 | 0 | 1
8197 | 0.19879 | 0 | 0 | 0.92873 | 0 | 0 | 1 | 0.19879 | 0 | 1
8198 | 0.13199 | 0 | 0 | 0.92873 | 0 | 0 | 1 | 0.13199 | 0 | 1
8199 | 0.088008 | 0 | 0 | 0.92873 | 0 | 0 | 1 | 0.088008 | 0 | 1
8200 | 0 | 0 | 0 | 0.92873 | 0 | 1 | 1 | 0 | 0 | 1
8201 | 0 | 0 | 0 | 0.92873 | 0 | 1 | 1 | 0 | 0 | 1
8202 | 0 | 0 | 0 | 0.92873 | 0 | 1 | 1 | 0 | 0 | 1
8203 | 0 | 0 | 0 | 0.92873 | 0 | 1 | 1 | 0 | 0 | 1
8204 | 0 | 0 | 0 | 0.92873 | 0 | 0 | 1 | 0 | 0 | 1
8205 | 0 | 0 | 0 | 0.92873 | 0 | 0 | 1 | 0 | 0 | 1
8206 | 0 | 0 | 0 | 0.92873 | 0 | 0 | 1 | 0 | 0 | 1
8207 | 0 | 0 | 0 | 0.92873 | 0 | 0 | 1 | 0 | 0 | 1
8208 | 0 | 0 | 0 | 0.92873 | 0 | 0 | 1 | 0 | 0 | 1
8209 | 0 | 0 | 0 | 0.92873 | 0 | 0 | 1 | 0 | 0 | 1
8210 | 0 | 0 | 0 | 0.92873 | 0 | 0 | 1 | 0 | 0 | 1
8211 | 0 | 0 | 0 | 0.92873 | 0 | 0 | 1 | 0 | 0 | 1
8212 | 0 | 0 | 0 | 0.92873 | 0 | 0 | 1 | 0 | 0 | 1
8213 | 0 | 0 | 0 | 0.92873 | 0 | 0 | 1 | 0 | 0 | 1
8214 | 0 | 0 | 0 | 0.92873 | 0 | 1 | 1 | 0 | 0 | 1
8215 | 0 | 0 | 0 | 0.92873 | 0 | 1 | 1 | 0 | 0 | 1
8216 | 0 | 0 | 0 | 0.92873 | 0 | 1 | 1 | 0 | 0 | 1
8217 | 0 | 0 | 0 | 0.92873 | 0 | 0 | 1 | 0 | 0 | 1
8218 | 0.052082 | 0 | 0 | 0.92873 | 0 | 0 | 1 | 0.052082 | 0 | 1
8219 | 0.14905 | 0 | 0 | 0.92873 | 0 | 0 | 1 | 0.14905 | 0 | 1
8220 | 0.15163 | 0 | 0 | 0.92873 | 0 | 0 | 1 | 0.15163 | 0 | 1
8221 | 0.14745 | 0 | 0 | 0.92873 | 0 | 0 | 1 | 0.14745 | 0 | 1
8222 | 0.10356 | 0 | 0 | 0.92873 | 0 | 0 | 1 | 0.10356 | 0 | 1
8223 | 0.063517 | 0 | 0 | 0.92873 | 0 | 0 | 1 | 0.063517 | 0 | 1
8224 | 0 | 0 | 0 | 0.92873 | 0 | 1 | 1 | 0 | 0 | 1
8225 | 0 | 0 | 0 | 0.92873 | 0 | 1 | 1 | 0 | 0 | 1
8226 | 0 | 0 | 0 | 0.92873 | 0 | 1 | 1 | 0 | 0 | 1
8227 | 0 | 0 | 0 | 0.92873 | 0 | 1 | 1 | 0 | 0 | 1
8228 | 0 | 0 | 0 | 0.92873 | 0 | 0 | 1 | 0 | 0 | 1
8229 | 0 | 0 | 0 | 0.92873 | 0 | 0 | 1 | 0 | 0 | 1
8230 | 0 | 0 | 0 | 0.92873 | 0 | 0 | 1 | 0 | 0 | 1
8231 | 0 | 0 | 0 | 0.92873 | 0 | 0 | 1 | 0 | 0 | 1
8232 | 0 | 0 | 0 | 0.92873 | 0 | 0 | 1 | 0 | 0 | 1
8233 | 0 | 0 | 0 | 0.92873 | 0 | 0 | 1 | 0 | 0 | 1
8234 | 0 | 0 | 0 | 0.92873 | 0 | 0 | 1 | 0 | 0 | 1
8235 | 0 | 0 | 0 | 0.92873 | 0 | 0 | 1 | 0 | 0 | 1
8236 | 0 | 0 | 0 | 0.92873 | 0 | 0 | 1 | 0 | 0 | 1
8237 | 0 | 0 | 0 | 0.92873 | 0 | 0 | 1 | 0 | 0 | 1
8238 | 0 | 0 | 0 | 0.92873 | 0 | 1 | 1 | 0 | 0 | 1
8239 | 0 | 0 | 0 | 0.92873 | 0 | 1 | 1 | 0 | 0 | 1
8240 | 0 | 0 | 0 | 0.92873 | 0 | 1 | 1 | 0 | 0 | 1
8241 | 0 | 0 | 0 | 0.92873 | 0 | 0 | 1 | 0 | 0 | 1
8242 | 0.14206 | 0 | 0.0018418 | 0.92873 | 0 | 0 | 1 | 0.14206 | 0 | 1
8243 | 0.27573 | 0 | 0.0035802 | 0.92873 | 0 | 0 | 1 | 0.27573 | 0 | 1
8244 | 0.28445 | 0 | 0.0041228 | 0.92873 | 0 | 0 | 1 | 0.28445 | 0 | 1
8245 | 0.20639 | 0 | 0.0050848 | 0.92873 | 0 | 0 | 1 | 0.20639 | 0 | 1
8246 | 0.19955 | 0 | 0.0028207 | 0.92873 | 0 | 0 | 1 | 0.19955 | 0 | 1
8247 | 0.14404 | 0 | 0 | 0.92873 | 0 | 0 | 1 | 0.14404 | 0 | 1
8248 | 0.010317 | 0 | 0 | 0.92873 | 0 | 1 | 1 | 0.010317 | 0 | 1
8249 | 0 | 0 | 0 | 0.92873 | 0 | 1 | 1 | 0 | 0 | 1
8250 | 0 | 0 | 0 | 0.92873 | 0 | 1 | 1 | 0 | 0 | 1
8251 | 0 | 0 | 0 | 0.92873 | 0 | 1 | 1 | 0 | 0 | 1
8252 | 0 | 0 | 0 | 0.92873 | 0 | 0 | 1 | 0 | 0 | 1
8253 | 0 | 0 | 0 | 0.92873 | 0 | 0 | 1 | 0 | 0 | 1
8254 | 0 | 0 | 0 | 0.92873 | 0 | 0 | 1 | 0 | 0 | 1
8255 | 0 | 0 | 0 | 0.92873 | 0 | 0 | 1 | 0 | 0 | 1
8256 | 0 | 0 | 0 | 0.92873 | 0 | 0 | 1 | 0 | 0 | 1
8257 | 0 | 0 | 0 | 0.92873 | 0 | 0 | 1 | 0 | 0 | 1
8258 | 0 | 0 | 0 | 0.92873 | 0 | 0 | 1 | 0 | 0 | 1
8259 | 0 | 0 | 0 | 0.92873 | 0 | 0 | 1 | 0 | 0 | 1
8260 | 0 | 0 | 0 | 0.92873 | 0 | 0 | 1 | 0 | 0 | 1
8261 | 0 | 0 | 0 | 0.92873 | 0 | 0 | 1 | 0 | 0 | 1
8262 | 0 | 0 | 0 | 0.92873 | 0 | 1 | 1 | 0 | 0 | 1
8263 | 0 | 0 | 0 | 0.92873 | 0 | 1 | 1 | 0 | 0 | 1
8264 | 0 | 0 | 0 | 0.92873 | 0 | 1 | 1 | 0 | 0 | 1
8265 | 0.00050924 | 0 | 0 | 0.92873 | 0 | 0 | 1 | 0.00050924 | 0 | 1
8266 | 0.11016 | 0 | 0 | 0.92873 | 0 | 0 | 1 | 0.11016 | 0 | 1
8267 | 0.23914 | 0 | 0 | 0.92873 | 0 | 0 | 1 | 0.23914 | 0 | 1
8268 | 0.21334 | 0 | 0 | 0.92873 | 0 | 0 | 1 | 0.21334 | 0 | 1
8269 | 0.11408 | 0 | 0 | 0.92873 | 0 | 0 | 1 | 0.11408 | 0 | 1
8270 | 0.18601 | 0 | 0 | 0.92873 | 0 | 0 | 1 | 0.18601 | 0 | 1
8271 | 0.14364 | 0 | 0 | 0.92873 | 0 | 0 | 1 | 0.14364 | 0 | 1
8272 | 0.06772 | 0 | 0 | 0.92873 | 0 | 1 | 1 | 0.06772 | 0 | 1
8273 | 0 | 0 | 0 | 0.92873 | 0 | 1 | 1 | 0 | 0 | 1
8274 | 0 | 0 | 0 | 0.92873 | 0 | 1 | 1 | 0 | 0 | 1
8275 | 0 | 0 | 0 | 0.92873 | 0 | 1 | 1 | 0 | 0 | 1
8276 | 0 | 0 | 0.0014162 | 0.92873 | 0 | 0 | 1 | 0 | 0 | 1
8277 | 0 | 0 | 0.0086433 | 0.92873 | 0 | 0 | 1 | 0 | 0 | 1
8278 | 0 | 0 | 0.0069811 | 0.92873 | 0 | 0 | 1 | 0 | 0 | 1
8279 | 0 | 0 | 0.0031594 | 0.92873 | 0 | 0 | 1 | 0 | 0 | 1
8280 | 0 | 0 | 0 | 0.92873 | 0 | 0 | 1 | 0 | 0 | 1
8281 | 0 | 0 | 0.010274 | 0.92873 | 0 | 0 | 1 | 0 | 0 | 1
8282 | 0 | 0 | 0.012348 | 0.92873 | 0 | 0 | 1 | 0 | 0 | 1
8283 | 0 | 0 | 0.014692 | 0.92873 | 0 | 0 | 1 | 0 | 0 | 1
8284 | 0 | 0 | 0.014665 | 0.92873 | 0 | 0 | 1 | 0 | 0 | 1
8285 | 0 | 0 | 0.013151 | 0.92873 | 0 | 0 | 1 | 0 | 0 | 1
8286 | 0 | 0 | 0.011927 | 0.92873 | 0 | 1 | 1 | 0 | 0 | 1
8287 | 0 | 0 | 0.010345 | 0.92873 | 0 | 1 | 1 | 0 | 0 | 1
8288 | 0 | 0 | 0.0088661 | 0.92873 | 0 | 1 | 1 | 0 | 0 | 1
8289 | 0.0079127 | 0 | 0.016321 | 0.92873 | 0 | 0 | 1 | 0.0079127 | 0 | 1
8290 | 0.092097 | 0 | 0 | 0.92873 | 0 | 0 | 1 | 0.092097 | 0 | 1
8291 | 0.18148 | 0 | 0 | 0.92873 | 0 | 0 | 1 | 0.18148 | 0 | 1
8292 | 0.21478 | 0 | 0 | 0.92873 | 0 | 0 | 1 | 0.21478 | 0 | 1
8293 | 0.14462 | 0 | 0 | 0.92873 | 0 | 0 | 1 | 0.14462 | 0 | 1
8294 | 0.24266 | 0 | 0 | 0.92873 | 0 | 0 | 1 | 0.24266 | 0 | 1
8295 | 0.2197 | 0 | 0 | 0.92873 | 0 | 0 | 1 | 0.2197 | 0 | 1
8296 | 0.16869 | 0 | 0 | 0.92873 | 0 | 1 | 1 | 0.16869 | 0 | 1
8297 | 0 | 0 | 0 | 0.92873 | 0 | 1 | 1 | 0 | 0 | 1
8298 | 0 | 0 | 0 | 0.92873 | 0 | 1 | 1 | 0 | 0 | 1
8299 | 0 | 0 | 0 | 0.92873 | 0 | 1 | 1 | 0 | 0 | 1
8300 | 0 | 0 | 0 | 0.92873 | 0 | 0 | 1 | 0 | 0 | 1
8301 | 0 | 0 | 0 | 0.92873 | 0 | 0 | 1 | 0 | 0 | 1
8302 | 0 | 0 | 0 | 0.92873 | 0 | 0 | 1 | 0 | 0 | 1
8303 | 0 | 0 | 0 | 0.92873 | 0 | 0 | 1 | 0 | 0 | 1
8304 | 0 | 0 | 0 | 0.92873 | 0 | 0 | 1 | 0 | 0 | 1
8305 | 0 | 0 | 0 | 0.92873 | 0 | 0 | 1 | 0 | 0 | 1
8306 | 0 | 0 | 0 | 0.92873 | 0 | 0 | 1 | 0 | 0 | 1
8307 | 0 | 0 | 0 | 0.92873 | 0 | 0 | 1 | 0 | 0 | 1
8308 | 0 | 0 | 0 | 0.92873 | 0 | 0 | 1 | 0 | 0 | 1
8309 | 0 | 0 | 0 | 0.92873 | 0 | 0 | 1 | 0 | 0 | 1
8310 | 0 | 0 | 0 | 0.92873 | 0 | 1 | 1 | 0 | 0 | 1
8311 | 0 | 0 | 0 | 0.92873 | 0 | 1 | 1 | 0 | 0 | 1
8312 | 0 | 0 | 0 | 0.92873 | 0 | 1 | 1 | 0 | 0 | 1
8313 | 0.020695 | 0 | 0 | 0.92873 | 0 | 0 | 1 | 0.020695 | 0 | 1
8314 | 0.10768 | 0 | 0 | 0.92873 | 0 | 0 | 1 | 0.10768 | 0 | 1
8315 | 0.16493 | 0 | 0 | 0.92873 | 0 | 0 | 1 | 0.16493 | 0 | 1
8316 | 0.21197 | 0 | 0 | 0.92873 | 0 | 0 | 1 | 0.21197 | 0 | 1
8317 | 0.15352 | 0 | 0 | 0.92873 | 0 | 0 | 1 | 0.15352 | 0 | 1
8318 | 0.23514 | 0 | 0 | 0.92873 | 0 | 0 | 1 | 0.23514 | 0 | 1
8319 | 0.15888 | 0 | 0 | 0.92873 | 0 | 0 | 1 | 0.15888 | 0 | 1
8320 | 0.092373 | 0 | 0 | 0.92873 | 0 | 1 | 1 | 0.092373 | 0 | 1
8321 | 0.029944 | 0 | 0 | 0.92873 | 0 | 1 | 1 | 0.029944 | 0 | 1
8322 | 0 | 0 | 0 | 0.92873 | 0 | 1 | 1 | 0 | 0 | 1
8323 | 0 | 0 | 0 | 0.92873 | 0 | 1 | 1 | 0 | 0 | 1
8324 | 0 | 0 | 0 | 0.92873 | 0 | 0 | 1 | 0 | 0 | 1
8325 | 0 | 0 | 0 | 0.92873 | 0 | 0 | 1 | 0 | 0 | 1
8326 | 0 | 0 | 0 | 0.92873 | 0 | 0 | 1 | 0 | 0 | 1
8327 | 0 | 0 | 0 | 0.92873 | 0 | 0 | 1 | 0 | 0 | 1
8328 | 0 | 0 | 0 | 0.92873 | 0 | 0 | 1 | 0 | 0 | 1
8329 | 0 | 0 | 0 | 0.92873 | 0 | 0 | 1 | 0 | 0 | 1
8330 | 0 | 0 | 0 | 0.92873 | 0 | 0 | 1 | 0 | 0 | 1
8331 | 0 | 0 | 0 | 0.92873 | 0 | 0 | 1 | 0 | 0 | 1
8332 | 0 | 0 | 0 | 0.92873 | 0 | 0 | 1 | 0 | 0 | 1
8333 | 0 | 0 | 0 | 0.92873 | 0 | 0 | 1 | 0 | 0 | 1
8334 | 0 | 0 | 0 | 0.92873 | 0 | 1 | 1 | 0 | 0 | 1
8335 | 0 | 0 | 0 | 0.92873 | 0 | 1 | 1 | 0 | 0 | 1
8336 | 0 | 0 | 0 | 0.92873 | 0 | 1 | 1 | 0 | 0 | 1
8337 | 0.019042 | 0 | 0 | 0.92873 | 0 | 0 | 1 | 0.019042 | 0 | 1
8338 | 0.14392 | 0 | 0 | 0.92873 | 0 | 0 | 1 | 0.14392 | 0 | 1
8339 | 0.19279 | 0.0070039 | 0 | 0.92873 | 0 | 0 | 1 | 0.19279 | 0.0070039 | 1
8340 | 0.26124 | 0.0046419 | 0 | 0.92873 | 0 | 0 | 1 | 0.26124 | 0.0046419 | 1
8341 | 0.27018 | 0.036324 | 0 | 0.92873 | 0 | 0 | 1 | 0.27018 | 0.036324 | 1
8342 | 0.22848 | 0.031748 | 0 | 0.92873 | 0 | 0 | 1 | 0.22848 | 0.031748 | 1
8343 | 0.17002 | 0.052687 | 0 | 0.92873 | 0 | 0 | 1 | 0.17002 | 0.052687 | 1
8344 | 0.053908 | 0.041787 | 0 | 0.92873 | 0 | 1 | 1 | 0.053908 | 0.041787 | 1
8345 | 0.02118 | 0.033944 | 0 | 0.92873 | 0 | 1 | 1 | 0.02118 | 0.033944 | 1
8346 | 0 | 0.014032 | 0 | 0.92873 | 0 | 1 | 1 | 0 | 0.014032 | 1
8347 | 0 | 0.016469 | 0 | 0.92873 | 0 | 1 | 1 | 0 | 0.016469 | 1
8348 | 0 | 0.022863 | 0 | 0.92873 | 0 | 0 | 1 | 0 | 0.022863 | 1
8349 | 0 | 0.027996 | 0 | 0.92873 | 0 | 0 | 1 | 0 | 0.027996 | 1
8350 | 0 | 0.033941 | 0 | 0.92873 | 0 | 0 | 1 | 0 | 0.033941 | 1
8351 | 0 | 0.01915 | 0 | 0.92873 | 0 | 0 | 1 | 0 | 0.01915 | 1
8352 | 0 | 0.017559 | 0 | 0.92873 | 0 | 0 | 1 | 0 | 0.017559 | 1
8353 | 0 | 0 | 0 | 0.92873 | 0 | 0 | 1 | 0 | 0 | 1
8354 | 0 | 0 | 0 | 0.92873 | 0 | 0 | 1 | 0 | 0 | 1
8355 | 0 | 0.0030422 | 0 | 0.92873 | 0 | 0 | 1 | 0 | 0.0030422 | 1
8356 | 0 | 0 | 0 | 0.92873 | 0 | 0 | 1 | 0 | 0 | 1
8357 | 0 | 0 | 0 | 0.92873 | 0 | 0 | 1 | 0 | 0 | 1
8358 | 0 | 0.0022981 | 0 | 0.92873 | 0 | 1 | 1 | 0 | 0.0022981 | 1
8359 | 0 | 0 | 0 | 0.92873 | 0 | 1 | 1 | 0 | 0 | 1
8360 | 0 | 0 | 0 | 0.92873 | 0 | 1 | 1 | 0 | 0 | 1
8361 | 0.016271 | 0 | 0 | 0.92873 | 0 | 0 | 1 | 0.016271 | 0 | 1
8362 | 0.16043 | 0 | 0 | 0.92873 | 0 | 0 | 1 | 0.16043 | 0 | 1
8363 | 0.26346 | 0.0052672 | 0 | 0.92873 | 0 | 0 | 1 | 0.26346 | 0.0052672 | 1
8364 | 0.29378 | 0.01978 | 0 | 0.92873 | 0 | 0 | 1 | 0.29378 | 0.01978 | 1
8365 | 0.32502 | 0.047116 | 0 | 0.92873 | 0 | 0 | 1 | 0.32502 | 0.047116 | 1
8366 | 0.19495 | 0.046383 | 0 | 0.92873 | 0 | 0 | 1 | 0.19495 | 0.046383 | 1
8367 | 0.20916 | 0.062495 | 0 | 0.92873 | 0 | 0 | 1 | 0.20916 | 0.062495 | 1
8368 | 0.056275 | 0.04807 | 0 | 0.92873 | 0 | 1 | 1 | 0.056275 | 0.04807 | 1
8369 | 0.0033762 | 0.03644 | 0 | 0.92873 | 0 | 1 | 1 | 0.0033762 | 0.03644 | 1
8370 | 0 | 0.010713 | 0 | 0.92873 | 0 | 1 | 1 | 0 | 0.010713 | 1
8371 | 0 | 0.016932 | 0 | 0.92873 | 0 | 1 | 1 | 0 | 0.016932 | 1
8372 | 0 | 0.011084 | 0 | 0.92873 | 0 | 0 | 1 | 0 | 0.011084 | 1
8373 | 0 | 0.0011884 | 0 | 0.92873 | 0 | 0 | 1 | 0 | 0.0011884 | 1
8374 | 0 | 0 | 0 | 0.92873 | 0 | 0 | 1 | 0 | 0 | 1
8375 | 0 | 0 | 0 | 0.92873 | 0 | 0 | 1 | 0 | 0 | 1
8376 | 0 | 0 | 0 | 0.92873 | 0 | 0 | 1 | 0 | 0 | 1
8377 | 0 | 0.0019125 | 0 | 0.92873 | 0 | 0 | 1 | 0 | 0.0019125 | 1
8378 | 0 | 0 | 0 | 0.92873 | 0 | 0 | 1 | 0 | 0 | 1
8379 | 0 | 0 | 0 | 0.92873 | 0 | 0 | 1 | 0 | 0 | 1
8380 | 0 | 0 | 0 | 0.92873 | 0 | 0 | 1 | 0 | 0 | 1
8381 | 0 | 0 | 0 | 0.92873 | 0 | 0 | 1 | 0 | 0 | 1
8382 | 0 | 0 | 0 | 0.92873 | 0 | 1 | 1 | 0 | 0 | 1
8383 | 0 | 0 | 0 | 0.92873 | 0 | 1 | 1 | 0 | 0 | 1
8384 | 0 | 0 | 0 | 0.92873 | 0 | 1 | 1 | 0 | 0 | 1
8385 | 0.014159 | 0 | 0 | 0.92873 | 0 | 0 | 1 | 0.014159 | 0 | 1
8386 | 0.14645 | 0 | 0 | 0.92873 | 0 | 0 | 1 | 0.14645 | 0 | 1
8387 | 0.27558 | 0 | 0 | 0.92873 | 0 | 0 | 1 | 0.27558 | 0 | 1
8388 | 0.31226 | 0 | 0 | 0.92873 | 0 | 0 | 1 | 0.31226 | 0 | 1
8389 | 0.31229 | 0.0027784 | 0 | 0.92873 | 0 | 0 | 1 | 0.31229 | 0.0027784 | 1
8390 | 0.23041 | 0.026529 | 0 | 0.92873 | 0 | 0 | 1 | 0.23041 | 0.026529 | 1
8391 | 0.28256 | 0.0467 | 0 | 0.92873 | 0 | 0 | 1 | 0.28256 | 0.0467 | 1
8392 | 0.10783 | 0.029047 | 0 | 0.92873 | 0 | 1 | 1 | 0.10783 | 0.029047 | 1
8393 | 0.0019901 | 0.0038416 | 0 | 0.92873 | 0 | 1 | 1 | 0.0019901 | 0.0038416 | 1
8394 | 0 | 0 | 0 | 0.92873 | 0 | 1 | 1 | 0 | 0 | 1
8395 | 0 | 0 | 0 | 0.92873 | 0 | 1 | 1 | 0 | 0 | 1
8396 | 0 | 0 | 0 | 0.92873 | 0 | 0 | 1 | 0 | 0 | 1
8397 | 0 | 0 | 0 | 0.92873 | 0 | 0 | 1 | 0 | 0 | 1
8398 | 0 | 0 | 0 | 0.92873 | 0 | 0 | 1 | 0 | 0 | 1
8399 | 0 | 0 | 0 | 0.92873 | 0 | 0 | 1 | 0 | 0 | 1
8400 | 0 | 0 | 0 | 0.92873 | 0 | 0 | 1 | 0 | 0 | 1
8401 | 0 | 0 | 0 | 0.92873 | 0 | 0 | 1 | 0 | 0 | 1
8402 | 0 | 0 | 0 | 0.92873 | 0 | 0 | 1 | 0 | 0 | 1
8403 | 0 | 0 | 0 | 0.92873 | 0 | 0 | 1 | 0 | 0 | 1
8404 | 0 | 0 | 0 | 0.92873 | 0 | 0 | 1 | 0 | 0 | 1
8405 | 0 | 0 | 0 | 0.92873 | 0 | 0 | 1 | 0 | 0 | 1
8406 | 0 | 0 | 0 | 0.92873 | 0 | 1 | 1 | 0 | 0 | 1
8407 | 0 | 0 | 0 | 0.92873 | 0 | 1 | 1 | 0 | 0 | 1
8408 | 0 | 0 | 0 | 0.92873 | 0 | 1 | 1 | 0 | 0 | 1
8409 | 0.050434 | 0 | 0 | 0.92873 | 0 | 0 | 1 | 0.050434 | 0 | 1
8410 | 0.21526 | 0 | 0 | 0.92873 | 0 | 0 | 1 | 0.21526 | 0 | 1
8411 | 0.29332 | 0 | 0 | 0.92873 | 0 | 0 | 1 | 0.29332 | 0 | 1
8412 | 0.29666 | 0 | 0 | 0.92873 | 0 | 0 | 1 | 0.29666 | 0 | 1
8413 | 0.26886 | 0 | 0 | 0.92873 | 0 | 0 | 1 | 0.26886 | 0 | 1
8414 | 0.24769 | 0.021555 | 0 | 0.92873 | 0 | 0 | 1 | 0.24769 | 0.021555 | 1
8415 | 0.25979 | 0.010497 | 0 | 0.92873 | 0 | 0 | 1 | 0.25979 | 0.010497 | 1
8416 | 0.10976 | 0 | 0 | 0.92873 | 0 | 1 | 1 | 0.10976 | 0 | 1
8417 | 0 | 0 | 0 | 0.92873 | 0 | 1 | 1 | 0 | 0 | 1
8418 | 0 | 0 | 0 | 0.92873 | 0 | 1 | 1 | 0 | 0 | 1
8419 | 0 | 0 | 0 | 0.92873 | 0 | 1 | 1 | 0 | 0 | 1
8420 | 0 | 0 | 0 | 0.92873 | 0 | 0 | 1 | 0 | 0 | 1
8421 | 0 | 0 | 0 | 0.92873 | 0 | 0 | 1 | 0 | 0 | 1
8422 | 0 | 0 | 0 | 0.92873 | 0 | 0 | 1 | 0 | 0 | 1
8423 | 0 | 0 | 0 | 0.92873 | 0 | 0 | 1 | 0 | 0 | 1
8424 | 0 | 0 | 0 | 0.92873 | 0 | 0 | 1 | 0 | 0 | 1
8425 | 0 | 0 | 0 | 0.92873 | 0 | 0 | 1 | 0 | 0 | 1
8426 | 0 | 0 | 0 | 0.92873 | 0 | 0 | 1 | 0 | 0 | 1
8427 | 0 | 0 | 0 | 0.92873 | 0 | 0 | 1 | 0 | 0 | 1
8428 | 0 | 0 | 0 | 0.92873 | 0 | 0 | 1 | 0 | 0 | 1
8429 | 0 | 0 | 0 | 0.92873 | 0 | 0 | 1 | 0 | 0 | 1
8430 | 0 | 0 | 0 | 0.92873 | 0 | 1 | 1 | 0 | 0 | 1
8431 | 0 | 0 | 0 | 0.92873 | 0 | 1 | 1 | 0 | 0 | 1
8432 | 0 | 0 | 0 | 0.92873 | 0 | 1 | 1 | 0 | 0 | 1
8433 | 0.016354 | 0 | 0 | 0.92873 | 0 | 0 | 1 | 0.016354 | 0 | 1
8434 | 0.12641 | 0 | 0 | 0.92873 | 0 | 0 | 1 | 0.12641 | 0 | 1
8435 | 0.20531 | 0 | 0 | 0.92873 | 0 | 0 | 1 | 0.20531 | 0 | 1
8436 | 0.19333 | 0 | 0 | 0.92873 | 0 | 0 | 1 | 0.19333 | 0 | 1
8437 | 0.15007 | 0 | 0 | 0.92873 | 0 | 0 | 1 | 0.15007 | 0 | 1
8438 | 0.15788 | 0.021904 | 0 | 0.92873 | 0 | 0 | 1 | 0.15788 | 0.021904 | 1
8439 | 0.11834 | 0.017293 | 0 | 0.92873 | 0 | 0 | 1 | 0.11834 | 0.017293 | 1
8440 | 0.028453 | 0 | 0 | 0.92873 | 0 | 1 | 1 | 0.028453 | 0 | 1
8441 | 0 | 0.0018156 | 0 | 0.92873 | 0 | 1 | 1 | 0 | 0.0018156 | 1
8442 | 0 | 0.00067356 | 0 | 0.92873 | 0 | 1 | 1 | 0 | 0.00067356 | 1
8443 | 0 | 0 | 0 | 0.92873 | 0 | 1 | 1 | 0 | 0 | 1
8444 | 0 | 0 | 0 | 0.92873 | 0 | 0 | 1 | 0 | 0 | 1
8445 | 0 | 0.0038368 | 0 | 0.92873 | 0 | 0 | 1 | 0 | 0.0038368 | 1
8446 | 0 | 0 | 0 | 0.92873 | 0 | 0 | 1 | 0 | 0 | 1
8447 | 0 | 0 | 0 | 0.92873 | 0 | 0 | 1 | 0 | 0 | 1
8448 | 0 | 0 | 0 | 0.92873 | 0 | 0 | 1 | 0 | 0 | 1
8449 | 0 | 0 | 0 | 1 | 0 | 0 | 1 | 0 | 0 | 1
8450 | 0 | 0 | 0 | 1 | 0 | 0 | 1 | 0 | 0 | 1
8451 | 0 | 0 | 0 | 1 | 0 | 0 | 1 | 0 | 0 | 1
8452 | 0 | 0 | 0 | 1 | 0 | 0 | 1 | 0 | 0 | 1
8453 | 0 | 0 | 0 | 1 | 0 | 0 | 1 | 0 | 0 | 1
8454 | 0 | 0 | 0 | 1 | 0 | 1 | 1 | 0 | 0 | 1
8455 | 0 | 0 | 0 | 1 | 0 | 1 | 1 | 0 | 0 | 1
8456 | 0 | 0 | 0 | 1 | 0 | 1 | 1 | 0 | 0 | 1
8457 | 0 | 0 | 0 | 1 | 0 | 0 | 1 | 0 | 0 | 1
8458 | 0.052769 | 0 | 0 | 1 | 0 | 0 | 1 | 0.052769 | 0 | 1
8459 | 0.10642 | 0 | 0 | 1 | 0 | 0 | 1 | 0.10642 | 0 | 1
8460 | 0.14429 | 0.0022023 | 0 | 1 | 0 | 0 | 1 | 0.14429 | 0.0022023 | 1
8461 | 0.060509 | 0.032658 | 0 | 1 | 0 | 0 | 1 | 0.060509 | 0.032658 | 1
8462 | 0.040297 | 0.050919 | 0 | 1 | 0 | 0 | 1 | 0.040297 | 0.050919 | 1
8463 | 0.029943 | 0.043485 | 0 | 1 | 0 | 0 | 1 | 0.029943 | 0.043485 | 1
8464 | 0 | 0.023752 | 0 | 1 | 0 | 1 | 1 | 0 | 0.023752 | 1
8465 | 0 | 0.030481 | 0 | 1 | 0 | 1 | 1 | 0 | 0.030481 | 1
8466 | 0 | 0.038655 | 0 | 1 | 0 | 1 | 1 | 0 | 0.038655 | 1
8467 | 0 | 0.023769 | 0 | 1 | 0 | 1 | 1 | 0 | 0.023769 | 1
8468 | 0 | 0.042103 | 0 | 1 | 0 | 0 | 1 | 0 | 0.042103 | 1
8469 | 0 | 0.058295 | 0 | 1 | 0 | 0 | 1 | 0 | 0.058295 | 1
8470 | 0 | 0.033053 | 0 | 1 | 0 | 0 | 1 | 0 | 0.033053 | 1
8471 | 0 | 0.010132 | 0 | 1 | 0 | 0 | 1 | 0 | 0.010132 | 1
8472 | 0 | 0.015287 | 0 | 1 | 0 | 0 | 1 | 0 | 0.015287 | 1
8473 | 0 | 0 | 0 | 1 | 0 | 0 | 1 | 0 | 0 | 1
8474 | 0 | 0 | 0 | 1 | 0 | 0 | 1 | 0 | 0 | 1
8475 | 0 | 0 | 0 | 1 | 0 | 0 | 1 | 0 | 0 | 1
8476 | 0 | 0 | 0 | 1 | 0 | 0 | 1 | 0 | 0 | 1
8477 | 0 | 0 | 0 | 1 | 0 | 0 | 1 | 0 | 0 | 1
8478 | 0 | 0 | 0 | 1 | 0 | 1 | 1 | 0 | 0 | 1
8479 | 0 | 0 | 0 | 1 | 0 | 1 | 1 | 0 | 0 | 1
8480 | 0 | 0 | 0 | 1 | 0 | 1 | 1 | 0 | 0 | 1
8481 | 0 | 0 | 0.00408 | 1 | 0 | 0 | 1 | 0 | 0 | 1
8482 | 0.056622 | 0 | 0.00248 | 1 | 0 | 0 | 1 | 0.056622 | 0 | 1
8483 | 0.14993 | 0.0017955 | 0.0035815 | 1 | 0 | 0 | 1 | 0.14993 | 0.0017955 | 1
8484 | 0.20286 | 0.027004 | 0.01398 | 1 | 0 | 0 | 1 | 0.20286 | 0.027004 | 1
8485 | 0.11525 | 0.016601 | 0.014126 | 1 | 0 | 0 | 1 | 0.11525 | 0.016601 | 1
8486 | 0.035607 | 0.025026 | 0.011199 | 1 | 0 | 0 | 1 | 0.035607 | 0.025026 | 1
8487 | 0.0043581 | 0.026065 | 0.007952 | 1 | 0 | 0 | 1 | 0.0043581 | 0.026065 | 1
8488 | 0 | 0.018544 | 0.0051443 | 1 | 0 | 1 | 1 | 0 | 0.018544 | 1
8489 | 0 | 0.01111 | 0.0024426 | 1 | 0 | 1 | 1 | 0 | 0.01111 | 1
8490 | 0 | 0.006064 | 0 | 1 | 0 | 1 | 1 | 0 | 0.006064 | 1
8491 | 0 | 0 | 0 | 1 | 0 | 1 | 1 | 0 | 0 | 1
8492 | 0 | 0.0060654 | 0 | 1 | 0 | 0 | 1 | 0 | 0.0060654 | 1
8493 | 0 | 0.036108 | 0 | 1 | 0 | 0 | 1 | 0 | 0.036108 | 1
8494 | 0 | 0.025679 | 0 | 1 | 0 | 0 | 1 | 0 | 0.025679 | 1
8495 | 0 | 0.005344 | 0 | 1 | 0 | 0 | 1 | 0 | 0.005344 | 1
8496 | 0 | 0.010306 | 0 | 1 | 0 | 0 | 1 | 0 | 0.010306 | 1
8497 | 0 | 0 | 0 | 1 | 0 | 0 | 1 | 0 | 0 | 1
8498 | 0 | 0 | 0 | 1 | 0 | 0 | 1 | 0 | 0 | 1
8499 | 0 | 0 | 0 | 1 | 0 | 0 | 1 | 0 | 0 | 1
8500 | 0 | 0 | 0 | 1 | 0 | 0 | 1 | 0 | 0 | 1
8501 | 0 | 0 | 0 | 1 | 0 | 0 | 1 | 0 | 0 | 1
8502 | 0 | 0 | 0 | 1 | 0 | 1 | 1 | 0 | 0 | 1
8503 | 0 | 0 | 0 | 1 | 0 | 1 | 1 | 0 | 0 | 1
8504 | 0 | 0 | 0 | 1 | 0 | 1 | 1 | 0 | 0 | 1
8505 | 0 | 0.011828 | 0 | 1 | 0 | 0 | 1 | 0 | 0.011828 | 1
8506 | 0.13157 | 0.0046518 | 0 | 1 | 0 | 0 | 1 | 0.13157 | 0.0046518 | 1
8507 | 0.1764 | 0.0149 | 0 | 1 | 0 | 0 | 1 | 0.1764 | 0.0149 | 1
8508 | 0.28252 | 0.044742 | 0 | 1 | 0 | 0 | 1 | 0.28252 | 0.044742 | 1
8509 | 0.22009 | 0.042897 | 0 | 1 | 0 | 0 | 1 | 0.22009 | 0.042897 | 1
8510 | 0.1155 | 0.040093 | 0 | 1 | 0 | 0 | 1 | 0.1155 | 0.040093 | 1
8511 | 0.064492 | 0.035878 | 0 | 1 | 0 | 0 | 1 | 0.064492 | 0.035878 | 1
8512 | 0 | 0.029088 | 0 | 1 | 0 | 1 | 1 | 0 | 0.029088 | 1
8513 | 0 | 0.012851 | 0 | 1 | 0 | 1 | 1 | 0 | 0.012851 | 1
8514 | 0 | 0.0075869 | 0 | 1 | 0 | 1 | 1 | 0 | 0.0075869 | 1
8515 | 0 | 0 | 0 | 1 | 0 | 1 | 1 | 0 | 0 | 1
8516 | 0 | 0.0070981 | 0 | 1 | 0 | 0 | 1 | 0 | 0.0070981 | 1
8517 | 0 | 0.026084 | 0 | 1 | 0 | 0 | 1 | 0 | 0.026084 | 1
8518 | 0 | 0.024692 | 0 | 1 | 0 | 0 | 1 | 0 | 0.024692 | 1
8519 | 0 | 0.030359 | 0 | 1 | 0 | 0 | 1 | 0 | 0.030359 | 1
8520 | 0 | 0.02654 | 0 | 1 | 0 | 0 | 1 | 0 | 0.02654 | 1
8521 | 0 | 0 | 0 | 1 | 0 | 0 | 1 | 0 | 0 | 1
8522 | 0 | 0 | 0 | 1 | 0 | 0 | 1 | 0 | 0 | 1
8523 | 0 | 0 | 0 | 1 | 0 | 0 | 1 | 0 | 0 | 1
8524 | 0 | 0 | 0 | 1 | 0 | 0 | 1 | 0 | 0 | 1
8525 | 0 | 0 | 0 | 1 | 0 | 0 | 1 | 0 | 0 | 1
8526 | 0 | 0.0015529 | 0 | 1 | 0 | 1 | 1 | 0 | 0.0015529 | 1
8527 | 0 | 0.0095302 | 0 | 1 | 0 | 1 | 1 | 0 | 0.0095302 | 1
8528 | 0 | 0.0057889 | 0 | 1 | 0 | 1 | 1 | 0 | 0.0057889 | 1
8529 | 0.011928 | 0.010149 | 0 | 1 | 0 | 0 | 1 | 0.011928 | 0.010149 | 1
8530 | 0.22695 | 0.0018615 | 0 | 1 | 0 | 0 | 1 | 0.22695 | 0.0018615 | 1
8531 | 0.26502 | 0.013588 | 0 | 1 | 0 | 0 | 1 | 0.26502 | 0.013588 | 1
8532 | 0.30773 | 0.043653 | 0 | 1 | 0 | 0 | 1 | 0.30773 | 0.043653 | 1
8533 | 0.33273 | 0.033457 | 0 | 1 | 0 | 0 | 1 | 0.33273 | 0.033457 | 1
8534 | 0.24394 | 0.03697 | 0 | 1 | 0 | 0 | 1 | 0.24394 | 0.03697 | 1
8535 | 0.17185 | 0.037017 | 0 | 1 | 0 | 0 | 1 | 0.17185 | 0.037017 | 1
8536 | 0.085343 | 0.040892 | 0 | 1 | 0 | 1 | 1 | 0.085343 | 0.040892 | 1
8537 | 0.0071547 | 0.036193 | 0 | 1 | 0 | 1 | 1 | 0.0071547 | 0.036193 | 1
8538 | 0 | 0.024632 | 0 | 1 | 0 | 1 | 1 | 0 | 0.024632 | 1
8539 | 0 | 0 | 0 | 1 | 0 | 1 | 1 | 0 | 0 | 1
8540 | 0 | 0.017541 | 0 | 1 | 0 | 0 | 1 | 0 | 0.017541 | 1
8541 | 0 | 0.033396 | 0 | 1 | 0 | 0 | 1 | 0 | 0.033396 | 1
8542 | 0 | 0.038314 | 0 | 1 | 0 | 0 | 1 | 0 | 0.038314 | 1
8543 | 0 | 0.03071 | 0 | 1 | 0 | 0 | 1 | 0 | 0.03071 | 1
8544 | 0 | 0.022684 | 0 | 1 | 0 | 0 | 1 | 0 | 0.022684 | 1
8545 | 0 | 0.00019688 | 0 | 1 | 0 | 0 | 1 | 0 | 0.00019688 | 1
8546 | 0 | 0 | 0 | 1 | 0 | 0 | 1 | 0 | 0 | 1
8547 | 0 | 0 | 0 | 1 | 0 | 0 | 1 | 0 | 0 | 1
8548 | 0 | 0 | 0 | 1 | 0 | 0 | 1 | 0 | 0 | 1
8549 | 0 | 0 | 0 | 1 | 0 | 0 | 1 | 0 | 0 | 1
8550 | 0 | 0 | 0 | 1 | 0 | 1 | 1 | 0 | 0 | 1
8551 | 0 | 0 | 0 | 1 | 0 | 1 | 1 | 0 | 0 | 1
8552 | 0 | 0 | 0 | 1 | 0 | 1 | 1 | 0 | 0 | 1
8553 | 0 | 0.0088446 | 0 | 1 | 0 | 0 | 1 | 0 | 0.0088446 | 1
8554 | 0.18127 | 0 | 0 | 1 | 0 | 0 | 1 | 0.18127 | 0 | 1
8555 | 0.23057 | 0.011178 | 0 | 1 | 0 | 0 | 1 | 0.23057 | 0.011178 | 1
8556 | 0.29111 | 0.038988 | 0 | 1 | 0 | 0 | 1 | 0.29111 | 0.038988 | 1
8557 | 0.32034 | 0.039407 | 0 | 1 | 0 | 0 | 1 | 0.32034 | 0.039407 | 1
8558 | 0.27061 | 0.041403 | 0 | 1 | 0 | 0 | 1 | 0.27061 | 0.041403 | 1
8559 | 0.20311 | 0.043268 | 0 | 1 | 0 | 0 | 1 | 0.20311 | 0.043268 | 1
8560 | 0.084667 | 0.046289 | 0 | 1 | 0 | 1 | 1 | 0.084667 | 0.046289 | 1
8561 | 0.0016264 | 0.043609 | 0 | 1 | 0 | 1 | 1 | 0.0016264 | 0.043609 | 1
8562 | 0 | 0.033141 | 0 | 1 | 0 | 1 | 1 | 0 | 0.033141 | 1
8563 | 0 | 0.0075784 | 0 | 1 | 0 | 1 | 1 | 0 | 0.0075784 | 1
8564 | 0 | 0.023126 | 0 | 1 | 0 | 0 | 1 | 0 | 0.023126 | 1
8565 | 0 | 0.031665 | 0 | 1 | 0 | 0 | 1 | 0 | 0.031665 | 1
8566 | 0 | 0.034119 | 0 | 1 | 0 | 0 | 1 | 0 | 0.034119 | 1
8567 | 0 | 0.028688 | 0 | 1 | 0 | 0 | 1 | 0 | 0.028688 | 1
8568 | 0 | 0.021069 | 0 | 1 | 0 | 0 | 1 | 0 | 0.021069 | 1
8569 | 0 | 0.0024507 | 0 | 1 | 0 | 0 | 1 | 0 | 0.0024507 | 1
8570 | 0 | 0 | 0 | 1 | 0 | 0 | 1 | 0 | 0 | 1
8571 | 0 | 0 | 0 | 1 | 0 | 0 | 1 | 0 | 0 | 1
8572 | 0 | 0 | 0 | 1 | 0 | 0 | 1 | 0 | 0 | 1
8573 | 0 | 0 | 0 | 1 | 0 | 0 | 1 | 0 | 0 | 1
8574 | 0 | 0 | 0 | 1 | 0 | 1 | 1 | 0 | 0 | 1
8575 | 0 | 0 | 0 | 1 | 0 | 1 | 1 | 0 | 0 | 1
8576 | 0 | 0 | 0 | 1 | 0 | 1 | 1 | 0 | 0 | 1
8577 | 0.010657 | 0 | 0 | 1 | 0 | 0 | 1 | 0.010657 | 0 | 1
8578 | 0.20963 | 0.0025481 | 0 | 1 | 0 | 0 | 1 | 0.20963 | 0.0025481 | 1
8579 | 0.28006 | 0.029665 | 0 | 1 | 0 | 0 | 1 | 0.28006 | 0.029665 | 1
8580 | 0.28005 | 0.040008 | 0 | 1 | 0 | 0 | 1 | 0.28005 | 0.040008 | 1
8581 | 0.25499 | 0.035191 | 0 | 1 | 0 | 0 | 1 | 0.25499 | 0.035191 | 1
8582 | 0.29309 | 0.042973 | 0 | 1 | 0 | 0 | 1 | 0.29309 | 0.042973 | 1
8583 | 0.27754 | 0.050375 | 0 | 1 | 0 | 0 | 1 | 0.27754 | 0.050375 | 1
8584 | 0.13586 | 0.062656 | 0 | 1 | 0 | 1 | 1 | 0.13586 | 0.062656 | 1
8585 | 0.0058458 | 0.053603 | 0 | 1 | 0 | 1 | 1 | 0.0058458 | 0.053603 | 1
8586 | 0 | 0.038191 | 0 | 1 | 0 | 1 | 1 | 0 | 0.038191 | 1
8587 | 0 | 0.014893 | 0 | 1 | 0 | 1 | 1 | 0 | 0.014893 | 1
8588 | 0 | 0.017782 | 0 | 1 | 0 | 0 | 1 | 0 | 0.017782 | 1
8589 | 0 | 0.026045 | 0 | 1 | 0 | 0 | 1 | 0 | 0.026045 | 1
8590 | 0 | 0.015211 | 0 | 1 | 0 | 0 | 1 | 0 | 0.015211 | 1
8591 | 0 | 5.0822e-06 | 0 | 1 | 0 | 0 | 1 | 0 | 5.0822e-06 | 1
8592 | 0 | 0 | 0 | 1 | 0 | 0 | 1 | 0 | 0 | 1
8593 | 0 | 0.0029039 | 0 | 1 | 0 | 0 | 1 | 0 | 0.0029039 | 1
8594 | 0 | 0 | 0 | 1 | 0 | 0 | 1 | 0 | 0 | 1
8595 | 0 | 0 | 0 | 1 | 0 | 0 | 1 | 0 | 0 | 1
8596 | 0 | 0 | 0 | 1 | 0 | 0 | 1 | 0 | 0 | 1
8597 | 0 | 0 | 0 | 1 | 0 | 0 | 1 | 0 | 0 | 1
8598 | 0 | 0 | 0 | 1 | 0 | 1 | 1 | 0 | 0 | 1
8599 | 0 | 0 | 0 | 1 | 0 | 1 | 1 | 0 | 0 | 1
8600 | 0 | 0 | 0 | 1 | 0 | 1 | 1 | 0 | 0 | 1
8601 | 0 | 0 | 0 | 1 | 0 | 0 | 1 | 0 | 0 | 1
8602 | 0.10935 | 0 | 0 | 1 | 0 | 0 | 1 | 0.10935 | 0 | 1
8603 | 0.18542 | 0 | 0 | 1 | 0 | 0 | 1 | 0.18542 | 0 | 1
8604 | 0.16635 | 0 | 0 | 1 | 0 | 0 | 1 | 0.16635 | 0 | 1
8605 | 0.11944 | 0 | 0 | 1 | 0 | 0 | 1 | 0.11944 | 0 | 1
8606 | 0.16731 | 0 | 0 | 1 | 0 | 0 | 1 | 0.16731 | 0 | 1
8607 | 0.15488 | 0.013862 | 0 | 1 | 0 | 0 | 1 | 0.15488 | 0.013862 | 1
8608 | 0.040227 | 0.010884 | 0 | 1 | 0 | 1 | 1 | 0.040227 | 0.010884 | 1
8609 | 0 | 0 | 0 | 1 | 0 | 1 | 1 | 0 | 0 | 1
8610 | 0 | 0 | 0 | 1 | 0 | 1 | 1 | 0 | 0 | 1
8611 | 0 | 0 | 0 | 1 | 0 | 1 | 1 | 0 | 0 | 1
8612 | 0 | 0 | 0 | 1 | 0 | 0 | 1 | 0 | 0 | 1
8613 | 0 | 0 | 0 | 1 | 0 | 0 | 1 | 0 | 0 | 1
8614 | 0 | 0 | 0 | 1 | 0 | 0 | 1 | 0 | 0 | 1
8615 | 0 | 0 | 0 | 1 | 0 | 0 | 1 | 0 | 0 | 1
8616 | 0 | 0 | 0 | 1 | 0 | 0 | 1 | 0 | 0 | 1
8617 | 0 | 0 | 0 | 1 | 0 | 0 | 1 | 0 | 0 | 1
8618 | 0 | 0 | 0 | 1 | 0 | 0 | 1 | 0 | 0 | 1
8619 | 0 | 0 | 0 | 1 | 0 | 0 | 1 | 0 | 0 | 1
8620 | 0 | 0 | 0 | 1 | 0 | 0 | 1 | 0 | 0 | 1
8621 | 0 | 0 | 0 | 1 | 0 | 0 | 1 | 0 | 0 | 1
8622 | 0 | 0 | 0 | 1 | 0 | 1 | 1 | 0 | 0 | 1
8623 | 0 | 0 | 0 | 1 | 0 | 1 | 1 | 0 | 0 | 1
8624 | 0 | 0 | 0 | 1 | 0 | 1 | 1 | 0 | 0 | 1
8625 | 0 | 0 | 0 | 1 | 0 | 0 | 1 | 0 | 0 | 1
8626 | 0.14178 | 0 | 0 | 1 | 0 | 0 | 1 | 0.14178 | 0 | 1
8627 | 0.21844 | 0 | 0 | 1 | 0 | 0 | 1 | 0.21844 | 0 | 1
8628 | 0.19886 | 0 | 0 | 1 | 0 | 0 | 1 | 0.19886 | 0 | 1
8629 | 0.12019 | 0 | 0 | 1 | 0 | 0 | 1 | 0.12019 | 0 | 1
8630 | 0.17223 | 0 | 0 | 1 | 0 | 0 | 1 | 0.17223 | 0 | 1
8631 | 0.1634 | 0 | 0 | 1 | 0 | 0 | 1 | 0.1634 | 0 | 1
8632 | 0.065672 | 0 | 0 | 1 | 0 | 1 | 1 | 0.065672 | 0 | 1
8633 | 0 | 0 | 0 | 1 | 0 | 1 | 1 | 0 | 0 | 1
8634 | 0 | 0 | 0 | 1 | 0 | 1 | 1 | 0 | 0 | 1
8635 | 0 | 0 | 0 | 1 | 0 | 1 | 1 | 0 | 0 | 1
8636 | 0 | 0 | 0 | 1 | 0 | 0 | 1 | 0 | 0 | 1
8637 | 0 | 0 | 0 | 1 | 0 | 0 | 1 | 0 | 0 | 1
8638 | 0 | 0 | 0 | 1 | 0 | 0 | 1 | 0 | 0 | 1
8639 | 0 | 0 | 0 | 1 | 0 | 0 | 1 | 0 | 0 | 1
8640 | 0 | 0 | 0 | 1 | 0 | 0 | 1 | 0 | 0 | 1
8641 | 0 | 0 | 0 | 1 | 0 | 0 | 1 | 0 | 0 | 1
8642 | 0 | 0 | 0 | 1 | 0 | 0 | 1 | 0 | 0 | 1
8643 | 0 | 0 | 0 | 1 | 0 | 0 | 1 | 0 | 0 | 1
8644 | 0 | 0 | 0 | 1 | 0 | 0 | 1 | 0 | 0 | 1
8645 | 0 | 0 | 0 | 1 | 0 | 0 | 1 | 0 | 0 | 1
8646 | 0 | 0 | 0 | 1 | 0 | 1 | 1 | 0 | 0 | 1
8647 | 0 | 0 | 0 | 1 | 0 | 1 | 1 | 0 | 0 | 1
8648 | 0 | 0 | 0 | 1 | 0 | 1 | 1 | 0 | 0 | 1
8649 | 0 | 0 | 0 | 1 | 0 | 0 | 1 | 0 | 0 | 1
8650 | 0.05999 | 0 | 0 | 1 | 0 | 0 | 1 | 0.05999 | 0 | 1
8651 | 0.087423 | 0 | 0 | 1 | 0 | 0 | 1 | 0.087423 | 0 | 1
8652 | 0.065812 | 0 | 0 | 1 | 0 | 0 | 1 | 0.065812 | 0 | 1
8653 | 0.046338 | 0 | 0 | 1 | 0 | 0 | 1 | 0.046338 | 0 | 1
8654 | 0.07159 | 0 | 0 | 1 | 0 | 0 | 1 | 0.07159 | 0 | 1
8655 | 0.049913 | 0 | 0 | 1 | 0 | 0 | 1 | 0.049913 | 0 | 1
8656 | 0.0011014 | 0 | 0 | 1 | 0 | 1 | 1 | 0.0011014 | 0 | 1
8657 | 0 | 0 | 0 | 1 | 0 | 1 | 1 | 0 | 0 | 1
8658 | 0 | 0 | 0 | 1 | 0 | 1 | 1 | 0 | 0 | 1
8659 | 0 | 0 | 0 | 1 | 0 | 1 | 1 | 0 | 0 | 1
8660 | 0 | 0 | 0 | 1 | 0 | 0 | 1 | 0 | 0 | 1
8661 | 0 | 0 | 0 | 1 | 0 | 0 | 1 | 0 | 0 | 1
8662 | 0 | 0 | 0 | 1 | 0 | 0 | 1 | 0 | 0 | 1
8663 | 0 | 0 | 0 | 1 | 0 | 0 | 1 | 0 | 0 | 1
8664 | 0 | 0 | 0 | 1 | 0 | 0 | 1 | 0 | 0 | 1
8665 | 0 | 0 | 0 | 1 | 0 | 0 | 1 | 0 | 0 | 1
8666 | 0 | 0 | 0 | 1 | 0 | 0 | 1 | 0 | 0 | 1
8667 | 0 | 0 | 0 | 1 | 0 | 0 | 1 | 0 | 0 | 1
8668 | 0 | 0 | 0 | 1 | 0 | 0 | 1 | 0 | 0 | 1
8669 | 0 | 0 | 0 | 1 | 0 | 0 | 1 | 0 | 0 | 1
8670 | 0 | 0 | 0 | 1 | 0 | 1 | 1 | 0 | 0 | 1
8671 | 0 | 0 | 0 | 1 | 0 | 1 | 1 | 0 | 0 | 1
8672 | 0 | 0 | 0 | 1 | 0 | 1 | 1 | 0 | 0 | 1
8673 | 0 | 0 | 0 | 1 | 0 | 0 | 1 | 0 | 0 | 1
8674 | 0.052552 | 0 | 0 | 1 | 0 | 0 | 1 | 0.052552 | 0 | 1
8675 | 0.18272 | 0 | 0 | 1 | 0 | 0 | 1 | 0.18272 | 0 | 1
8676 | 0.19664 | 0 | 0 | 1 | 0 | 0 | 1 | 0.19664 | 0 | 1
8677 | 0.181 | 0 | 0 | 1 | 0 | 0 | 1 | 0.181 | 0 | 1
8678 | 0.18898 | 0 | 0 | 1 | 0 | 0 | 1 | 0.18898 | 0 | 1
8679 | 0.15924 | 0 | 0 | 1 | 0 | 0 | 1 | 0.15924 | 0 | 1
8680 | 0.096722 | 0 | 0 | 1 | 0 | 1 | 1 | 0.096722 | 0 | 1
8681 | 0 | 0 | 0 | 1 | 0 | 1 | 1 | 0 | 0 | 1
8682 | 0 | 0 | 0 | 1 | 0 | 1 | 1 | 0 | 0 | 1
8683 | 0 | 0 | 0 | 1 | 0 | 1 | 1 | 0 | 0 | 1
8684 | 0 | 0 | 0 | 1 | 0 | 0 | 1 | 0 | 0 | 1
8685 | 0 | 0 | 0 | 1 | 0 | 0 | 1 | 0 | 0 | 1
8686 | 0 | 0 | 0 | 1 | 0 | 0 | 1 | 0 | 0 | 1
8687 | 0 | 0 | 0 | 1 | 0 | 0 | 1 | 0 | 0 | 1
8688 | 0 | 0 | 0 | 1 | 0 | 0 | 1 | 0 | 0 | 1
8689 | 0 | 0 | 0 | 1 | 0 | 0 | 1 | 0 | 0 | 1
8690 | 0 | 0 | 0 | 1 | 0 | 0 | 1 | 0 | 0 | 1
8691 | 0 | 0 | 0 | 1 | 0 | 0 | 1 | 0 | 0 | 1
8692 | 0 | 0 | 0 | 1 | 0 | 0 | 1 | 0 | 0 | 1
8693 | 0 | 0 | 0 | 1 | 0 | 0 | 1 | 0 | 0 | 1
8694 | 0 | 0 | 0 | 1 | 0 | 1 | 1 | 0 | 0 | 1
8695 | 0 | 0 | 0 | 1 | 0 | 1 | 1 | 0 | 0 | 1
8696 | 0 | 0 | 0 | 1 | 0 | 1 | 1 | 0 | 0 | 1
8697 | 0 | 0.00013538 | 0 | 1 | 0 | 0 | 1 | 0 | 0.00013538 | 1
8698 | 0 | 0 | 0 | 1 | 0 | 0 | 1 | 0 | 0 | 1
8699 | 0.06749 | 0.0043324 | 0 | 1 | 0 | 0 | 1 | 0.06749 | 0.0043324 | 1
8700 | 0.13018 | 0.0272 | 0 | 1 | 0 | 0 | 1 | 0.13018 | 0.0272 | 1
8701 | 0.1148 | 0.058783 | 0 | 1 | 0 | 0 | 1 | 0.1148 | 0.058783 | 1
8702 | 0.092121 | 0.06238 | 0 | 1 | 0 | 0 | 1 | 0.092121 | 0.06238 | 1
8703 | 0.1105 | 0.025573 | 0 | 1 | 0 | 0 | 1 | 0.1105 | 0.025573 | 1
8704 | 0.088045 | 0.010451 | 0 | 1 | 0 | 1 | 1 | 0.088045 | 0.010451 | 1
8705 | 0 | 0 | 0 | 1 | 0 | 1 | 1 | 0 | 0 | 1
8706 | 0 | 0 | 0 | 1 | 0 | 1 | 1 | 0 | 0 | 1
8707 | 0 | 0 | 0 | 1 | 0 | 1 | 1 | 0 | 0 | 1
8708 | 0 | 0 | 0 | 1 | 0 | 0 | 1 | 0 | 0 | 1
8709 | 0 | 0 | 0 | 1 | 0 | 0 | 1 | 0 | 0 | 1
8710 | 0 | 0 | 0 | 1 | 0 | 0 | 1 | 0 | 0 | 1
8711 | 0 | 0 | 0 | 1 | 0 | 0 | 1 | 0 | 0 | 1
8712 | 0 | 0 | 0 | 1 | 0 | 0 | 1 | 0 | 0 | 1
8713 | 0 | 0 | 0 | 1 | 0 | 0 | 1 | 0 | 0 | 1
8714 | 0 | 0 | 0 | 1 | 0 | 0 | 1 | 0 | 0 | 1
8715 | 0 | 0 | 0 | 1 | 0 | 0 | 1 | 0 | 0 | 1
8716 | 0 | 0 | 0 | 1 | 0 | 0 | 1 | 0 | 0 | 1
8717 | 0 | 0 | 0 | 1 | 0 | 0 | 1 | 0 | 0 | 1
8718 | 0 | 0 | 0 | 1 | 0 | 1 | 1 | 0 | 0 | 1
8719 | 0 | 0 | 0 | 1 | 0 | 1 | 1 | 0 | 0 | 1
8720 | 0 | 0 | 0 | 1 | 0 | 1 | 1 | 0 | 0 | 1
8721 | 0 | 0 | 0 | 1 | 0 | 0 | 1 | 0 | 0 | 1
8722 | 0.030034 | 0 | 0 | 1 | 0 | 0 | 1 | 0.030034 | 0 | 1
8723 | 0.20123 | 0.0048204 | 0 | 1 | 0 | 0 | 1 | 0.20123 | 0.0048204 | 1
8724 | 0.3082 | 0.030841 | 0 | 1 | 0 | 0 | 1 | 0.3082 | 0.030841 | 1
8725 | 0.2727 | 0.036878 | 0 | 1 | 0 | 0 | 1 | 0.2727 | 0.036878 | 1
8726 | 0.26408 | 0.0521 | 0 | 1 | 0 | 0 | 1 | 0.26408 | 0.0521 | 1
8727 | 0.26436 | 0.039302 | 0 | 1 | 0 | 0 | 1 | 0.26436 | 0.039302 | 1
8728 | 0.16347 | 0.036115 | 0 | 1 | 0 | 1 | 1 | 0.16347 | 0.036115 | 1
8729 | 0 | 0.031882 | 0 | 1 | 0 | 1 | 1 | 0 | 0.031882 | 1
8730 | 0 | 0.032139 | 0 | 1 | 0 | 1 | 1 | 0 | 0.032139 | 1
8731 | 0 | 0.029216 | 0 | 1 | 0 | 1 | 1 | 0 | 0.029216 | 1
8732 | 0 | 0.0097568 | 0 | 1 | 0 | 0 | 1 | 0 | 0.0097568 | 1
8733 | 0 | 0 | 0 | 1 | 0 | 0 | 1 | 0 | 0 | 1
8734 | 0 | 0.0084342 | 0 | 1 | 0 | 0 | 1 | 0 | 0.0084342 | 1
8735 | 0 | 0 | 0 | 1 | 0 | 0 | 1 | 0 | 0 | 1
8736 | 0 | 0 | 0 | 1 | 0 | 0 | 1 | 0 | 0 | 1
8737 | 0 | 0 | 0 | 1 | 0 | 0 | 1 | 0 | 0 | 1
8738 | 0 | 0 | 0 | 1 | 0 | 0 | 1 | 0 | 0 | 1
8739 | 0 | 0 | 0 | 1 | 0 | 0 | 1 | 0 | 0 | 1
8740 | 0 | 0 | 0 | 1 | 0 | 0 | 1 | 0 | 0 | 1
8741 | 0 | 0 | 0 | 1 | 0 | 0 | 1 | 0 | 0 | 1
8742 | 0 | 0 | 0 | 1 | 0 | 1 | 1 | 0 | 0 | 1
8743 | 0 | 0 | 0 | 1 | 0 | 1 | 1 | 0 | 0 | 1
8744 | 0 | 0 | 0 | 1 | 0 | 1 | 1 | 0 | 0 | 1
8745 | 0 | 0 | 0 | 1 | 0 | 0 | 1 | 0 | 0 | 1
8746 | 0.11534 | 0 | 0 | 1 | 0 | 0 | 1 | 0.11534 | 0 | 1
8747 | 0.21303 | 0 | 0 | 1 | 0 | 0 | 1 | 0.21303 | 0 | 1
8748 | 0.31407 | 0.010538 | 0 | 1 | 0 | 0 | 1 | 0.31407 | 0.010538 | 1
8749 | 0.2535 | 0.014059 | 0 | 1 | 0 | 0 | 1 | 0.2535 | 0.014059 | 1
8750 | 0.22975 | 0.025075 | 0 | 1 | 0 | 0 | 1 | 0.22975 | 0.025075 | 1
8751 | 0.23113 | 0.030222 | 0 | 1 | 0 | 0 | 1 | 0.23113 | 0.030222 | 1
8752 | 0.15406 | 0.051712 | 0 | 1 | 0 | 1 | 1 | 0.15406 | 0.051712 | 1
8753 | 0 | 0.036675 | 0 | 1 | 0 | 1 | 1 | 0 | 0.036675 | 1
8754 | 0 | 0.037807 | 0 | 1 | 0 | 1 | 1 | 0 | 0.037807 | 1
8755 | 0 | 0.043229 | 0 | 1 | 0 | 1 | 1 | 0 | 0.043229 | 1
8756 | 0 | 0.033433 | 0 | 1 | 0 | 0 | 1 | 0 | 0.033433 | 1
8757 | 0 | 0.022723 | 0 | 1 | 0 | 0 | 1 | 0 | 0.022723 | 1
8758 | 0 | 0.022792 | 0 | 1 | 0 | 0 | 1 | 0 | 0.022792 | 1
8759 | 0 | 0 | 0 | 1 | 0 | 0 | 1 | 0 | 0 | 1
8760 | 0 | 0 | 0 | 1 | 0 | 0 | 1 | 0 | 0 | 1

## erm_timepoint_params
ERM Timepoint Params |  | Index
erm_hour | input_load_mw
1 | 0.54689
2 | 0.5268
3 | 0.52096
4 | 0.52546
5 | 0.54554
6 | 0.58938
7 | 0.65303
8 | 0.67353
9 | 0.60736
10 | 0.53881
11 | 0.4858
12 | 0.45528
13 | 0.45205
14 | 0.50648
15 | 0.55353
16 | 0.65789
17 | 0.80386
18 | 0.9038
19 | 0.94036
20 | 0.87145
21 | 0.80354
22 | 0.72014
23 | 0.63076
24 | 0.57078
25 | 0.54689
26 | 0.57517
27 | 0.55161
28 | 0.54272
29 | 0.55717
30 | 0.5965
31 | 0.64604
32 | 0.66775
33 | 0.66227
34 | 0.62181
35 | 0.54663
36 | 0.51615
37 | 0.50901
38 | 0.54085
39 | 0.54378
40 | 0.64909
41 | 0.78978
42 | 0.93538
43 | 0.96468
44 | 0.90333
45 | 0.83442
46 | 0.76063
47 | 0.66506
48 | 0.59324
49 | 0.60433
50 | 0.54224
51 | 0.53853
52 | 0.54556
53 | 0.58495
54 | 0.67274
55 | 0.77007
56 | 0.76972
57 | 0.73715
58 | 0.68069
59 | 0.63137
60 | 0.56668
61 | 0.55431
62 | 0.59334
63 | 0.6381
64 | 0.72972
65 | 0.83115
66 | 0.94318
67 | 0.97754
68 | 0.90043
69 | 0.82697
70 | 0.75042
71 | 0.65509
72 | 0.59159
73 | 0.55914
74 | 0.53901
75 | 0.53574
76 | 0.54354
77 | 0.58188
78 | 0.66874
79 | 0.76397
80 | 0.75738
81 | 0.69136
82 | 0.60474
83 | 0.52975
84 | 0.50299
85 | 0.51168
86 | 0.54127
87 | 0.62905
88 | 0.71844
89 | 0.81674
90 | 0.92723
91 | 0.96607
92 | 0.8942
93 | 0.82276
94 | 0.74714
95 | 0.65268
96 | 0.58803
97 | 0.55395
98 | 0.52448
99 | 0.52073
100 | 0.53084
101 | 0.56699
102 | 0.65334
103 | 0.74641
104 | 0.74125
105 | 0.67497
106 | 0.58776
107 | 0.50313
108 | 0.46487
109 | 0.45451
110 | 0.44516
111 | 0.53348
112 | 0.66909
113 | 0.78299
114 | 0.90278
115 | 0.94747
116 | 0.87663
117 | 0.80686
118 | 0.73258
119 | 0.6371
120 | 0.57382
121 | 0.53701
122 | 0.5142
123 | 0.5101
124 | 0.5183
125 | 0.55604
126 | 0.64135
127 | 0.7312
128 | 0.72615
129 | 0.64932
130 | 0.55296
131 | 0.48726
132 | 0.46535
133 | 0.46396
134 | 0.46583
135 | 0.52063
136 | 0.60867
137 | 0.72432
138 | 0.8603
139 | 0.9046
140 | 0.83871
141 | 0.7785
142 | 0.71582
143 | 0.63618
144 | 0.57328
145 | 0.53055
146 | 0.52211
147 | 0.51366
148 | 0.51872
149 | 0.54154
150 | 0.59007
151 | 0.65434
152 | 0.66322
153 | 0.58767
154 | 0.48013
155 | 0.41956
156 | 0.42137
157 | 0.43156
158 | 0.41873
159 | 0.48537
160 | 0.61611
161 | 0.75682
162 | 0.86387
163 | 0.89445
164 | 0.83097
165 | 0.77264
166 | 0.70102
167 | 0.62396
168 | 0.56491
169 | 0.54136
170 | 0.51841
171 | 0.5105
172 | 0.51391
173 | 0.53411
174 | 0.57813
175 | 0.64044
176 | 0.65953
177 | 0.60626
178 | 0.51626
179 | 0.43967
180 | 0.42048
181 | 0.45045
182 | 0.46822
183 | 0.54588
184 | 0.63538
185 | 0.78785
186 | 0.8938
187 | 0.92701
188 | 0.86156
189 | 0.79226
190 | 0.70331
191 | 0.6168
192 | 0.55734
193 | 0.53731
194 | 0.51418
195 | 0.5109
196 | 0.52002
197 | 0.56011
198 | 0.64791
199 | 0.74201
200 | 0.73986
201 | 0.66181
202 | 0.55563
203 | 0.4736
204 | 0.45788
205 | 0.43383
206 | 0.49018
207 | 0.56055
208 | 0.65291
209 | 0.77131
210 | 0.90778
211 | 0.95409
212 | 0.88189
213 | 0.80528
214 | 0.72493
215 | 0.63083
216 | 0.56703
217 | 0.52854
218 | 0.51566
219 | 0.51271
220 | 0.52195
221 | 0.55983
222 | 0.64693
223 | 0.7384
224 | 0.73336
225 | 0.64839
226 | 0.55011
227 | 0.46729
228 | 0.45503
229 | 0.4267
230 | 0.44691
231 | 0.53026
232 | 0.64775
233 | 0.77158
234 | 0.89932
235 | 0.94623
236 | 0.8716
237 | 0.79731
238 | 0.72014
239 | 0.62693
240 | 0.56279
241 | 0.5309
242 | 0.52853
243 | 0.52561
244 | 0.53537
245 | 0.57344
246 | 0.66023
247 | 0.75189
248 | 0.75003
249 | 0.68086
250 | 0.59416
251 | 0.52396
252 | 0.50144
253 | 0.50156
254 | 0.51994
255 | 0.58408
256 | 0.68048
257 | 0.80776
258 | 0.91572
259 | 0.95587
260 | 0.88222
261 | 0.81092
262 | 0.73653
263 | 0.64186
264 | 0.57503
265 | 0.54347
266 | 0.5219
267 | 0.52297
268 | 0.53274
269 | 0.57092
270 | 0.65482
271 | 0.74723
272 | 0.74142
273 | 0.67329
274 | 0.57395
275 | 0.48854
276 | 0.4631
277 | 0.4607
278 | 0.46902
279 | 0.55849
280 | 0.69402
281 | 0.79404
282 | 0.90361
283 | 0.95196
284 | 0.87981
285 | 0.80897
286 | 0.73345
287 | 0.63878
288 | 0.57399
289 | 0.53993
290 | 0.52626
291 | 0.52326
292 | 0.5324
293 | 0.5678
294 | 0.65149
295 | 0.74241
296 | 0.7372
297 | 0.65022
298 | 0.55323
299 | 0.48708
300 | 0.44917
301 | 0.43897
302 | 0.49648
303 | 0.55481
304 | 0.63399
305 | 0.76029
306 | 0.88314
307 | 0.92152
308 | 0.85346
309 | 0.79231
310 | 0.73089
311 | 0.64704
312 | 0.58412
313 | 0.54084
314 | 0.53926
315 | 0.53229
316 | 0.53619
317 | 0.55848
318 | 0.6059
319 | 0.67277
320 | 0.68458
321 | 0.62128
322 | 0.52915
323 | 0.45516
324 | 0.44001
325 | 0.42247
326 | 0.42749
327 | 0.50881
328 | 0.60794
329 | 0.76912
330 | 0.87903
331 | 0.9163
332 | 0.85107
333 | 0.79243
334 | 0.71972
335 | 0.63908
336 | 0.57969
337 | 0.55855
338 | 0.54242
339 | 0.53669
340 | 0.53905
341 | 0.55804
342 | 0.60025
343 | 0.66619
344 | 0.6819
345 | 0.62438
346 | 0.52426
347 | 0.44111
348 | 0.39452
349 | 0.37126
350 | 0.43035
351 | 0.50424
352 | 0.62031
353 | 0.76853
354 | 0.90431
355 | 0.95364
356 | 0.88381
357 | 0.81601
358 | 0.73142
359 | 0.64013
360 | 0.58157
361 | 0.56146
362 | 0.53841
363 | 0.5377
364 | 0.54093
365 | 0.56695
366 | 0.62109
367 | 0.69151
368 | 0.71421
369 | 0.65698
370 | 0.56397
371 | 0.47392
372 | 0.43568
373 | 0.40107
374 | 0.39988
375 | 0.46563
376 | 0.62131
377 | 0.78124
378 | 0.91462
379 | 0.97278
380 | 0.89844
381 | 0.81474
382 | 0.74384
383 | 0.646
384 | 0.5879
385 | 0.55264
386 | 0.54725
387 | 0.54593
388 | 0.55388
389 | 0.59126
390 | 0.67554
391 | 0.77256
392 | 0.76547
393 | 0.69476
394 | 0.61045
395 | 0.52847
396 | 0.49262
397 | 0.47575
398 | 0.50303
399 | 0.5651
400 | 0.6593
401 | 0.77832
402 | 0.92786
403 | 0.98087
404 | 0.90413
405 | 0.83038
406 | 0.75264
407 | 0.65778
408 | 0.59572
409 | 0.56344
410 | 0.53971
411 | 0.5377
412 | 0.54685
413 | 0.5861
414 | 0.67201
415 | 0.76563
416 | 0.76048
417 | 0.68601
418 | 0.60373
419 | 0.53206
420 | 0.51099
421 | 0.49058
422 | 0.49631
423 | 0.57544
424 | 0.69328
425 | 0.80602
426 | 0.91547
427 | 0.96747
428 | 0.89593
429 | 0.82482
430 | 0.74903
431 | 0.65458
432 | 0.588
433 | 0.55531
434 | 0.53589
435 | 0.53059
436 | 0.54384
437 | 0.58211
438 | 0.66771
439 | 0.7599
440 | 0.7507
441 | 0.67717
442 | 0.57359
443 | 0.49478
444 | 0.48396
445 | 0.47292
446 | 0.52548
447 | 0.62213
448 | 0.6759
449 | 0.78147
450 | 0.90864
451 | 0.96214
452 | 0.89079
453 | 0.82065
454 | 0.74513
455 | 0.65024
456 | 0.5858
457 | 0.55093
458 | 0.53161
459 | 0.52953
460 | 0.5396
461 | 0.57699
462 | 0.65915
463 | 0.75019
464 | 0.74332
465 | 0.66382
466 | 0.56269
467 | 0.49157
468 | 0.4839
469 | 0.49291
470 | 0.51673
471 | 0.60926
472 | 0.68793
473 | 0.77971
474 | 0.88643
475 | 0.92628
476 | 0.85915
477 | 0.79846
478 | 0.73653
479 | 0.65401
480 | 0.58896
481 | 0.54608
482 | 0.53773
483 | 0.53141
484 | 0.53701
485 | 0.55948
486 | 0.60713
487 | 0.67438
488 | 0.68993
489 | 0.65375
490 | 0.57584
491 | 0.4905
492 | 0.48295
493 | 0.49067
494 | 0.49922
495 | 0.52865
496 | 0.65365
497 | 0.8028
498 | 0.87766
499 | 0.91201
500 | 0.84661
501 | 0.79016
502 | 0.71654
503 | 0.6383
504 | 0.5779
505 | 0.55643
506 | 0.53046
507 | 0.52457
508 | 0.52941
509 | 0.54919
510 | 0.59061
511 | 0.65356
512 | 0.66836
513 | 0.62277
514 | 0.55336
515 | 0.5004
516 | 0.49049
517 | 0.52063
518 | 0.54147
519 | 0.56851
520 | 0.67201
521 | 0.77723
522 | 0.89405
523 | 0.94009
524 | 0.87198
525 | 0.80489
526 | 0.71827
527 | 0.62963
528 | 0.56827
529 | 0.54754
530 | 0.52884
531 | 0.52607
532 | 0.53678
533 | 0.57716
534 | 0.66292
535 | 0.75729
536 | 0.759
537 | 0.69824
538 | 0.62
539 | 0.55179
540 | 0.53898
541 | 0.52768
542 | 0.52562
543 | 0.56867
544 | 0.65939
545 | 0.78256
546 | 0.91081
547 | 0.96407
548 | 0.89433
549 | 0.81837
550 | 0.7392
551 | 0.64424
552 | 0.57988
553 | 0.54325
554 | 0.53204
555 | 0.53013
556 | 0.54109
557 | 0.58
558 | 0.66474
559 | 0.75707
560 | 0.74892
561 | 0.68153
562 | 0.59556
563 | 0.53716
564 | 0.51247
565 | 0.51501
566 | 0.52111
567 | 0.57208
568 | 0.68619
569 | 0.80703
570 | 0.91619
571 | 0.9601
572 | 0.89067
573 | 0.81721
574 | 0.73842
575 | 0.6433
576 | 0.57844
577 | 0.54649
578 | 0.53669
579 | 0.53505
580 | 0.545
581 | 0.58425
582 | 0.67119
583 | 0.76441
584 | 0.76327
585 | 0.71542
586 | 0.64108
587 | 0.57783
588 | 0.5901
589 | 0.58476
590 | 0.60857
591 | 0.64869
592 | 0.73033
593 | 0.80534
594 | 0.9185
595 | 0.96887
596 | 0.89271
597 | 0.8202
598 | 0.74554
599 | 0.65116
600 | 0.58523
601 | 0.55285
602 | 0.53487
603 | 0.53296
604 | 0.53977
605 | 0.58232
606 | 0.66894
607 | 0.76495
608 | 0.75701
609 | 0.6963
610 | 0.61226
611 | 0.54837
612 | 0.5148
613 | 0.53196
614 | 0.54105
615 | 0.59271
616 | 0.66344
617 | 0.78789
618 | 0.91065
619 | 0.96183
620 | 0.88823
621 | 0.81838
622 | 0.74302
623 | 0.64901
624 | 0.5838
625 | 0.55109
626 | 0.53425
627 | 0.53255
628 | 0.54332
629 | 0.58157
630 | 0.66584
631 | 0.75737
632 | 0.7497
633 | 0.68335
634 | 0.59606
635 | 0.54522
636 | 0.5301
637 | 0.53957
638 | 0.52247
639 | 0.57344
640 | 0.66085
641 | 0.77583
642 | 0.89476
643 | 0.93656
644 | 0.86292
645 | 0.80152
646 | 0.7403
647 | 0.65831
648 | 0.594
649 | 0.54997
650 | 0.53277
651 | 0.5279
652 | 0.53459
653 | 0.5587
654 | 0.60602
655 | 0.67188
656 | 0.69099
657 | 0.65558
658 | 0.59983
659 | 0.56974
660 | 0.56
661 | 0.57041
662 | 0.58987
663 | 0.64704
664 | 0.73294
665 | 0.82239
666 | 0.88188
667 | 0.91446
668 | 0.84461
669 | 0.7859
670 | 0.71301
671 | 0.63444
672 | 0.57524
673 | 0.5514
674 | 0.52399
675 | 0.51942
676 | 0.52471
677 | 0.54616
678 | 0.58905
679 | 0.64984
680 | 0.66726
681 | 0.61949
682 | 0.51657
683 | 0.46132
684 | 0.39955
685 | 0.39
686 | 0.40684
687 | 0.49849
688 | 0.61012
689 | 0.75365
690 | 0.88397
691 | 0.93518
692 | 0.86744
693 | 0.79698
694 | 0.71274
695 | 0.62306
696 | 0.56278
697 | 0.54121
698 | 0.51615
699 | 0.51437
700 | 0.52567
701 | 0.56622
702 | 0.65389
703 | 0.74608
704 | 0.74366
705 | 0.65491
706 | 0.55426
707 | 0.46672
708 | 0.45524
709 | 0.43675
710 | 0.47762
711 | 0.53704
712 | 0.65544
713 | 0.78025
714 | 0.90772
715 | 0.96683
716 | 0.88597
717 | 0.80733
718 | 0.72886
719 | 0.63423
720 | 0.56913
721 | 0.52931
722 | 0.5322
723 | 0.53216
724 | 0.54166
725 | 0.58144
726 | 0.66811
727 | 0.76084
728 | 0.75757
729 | 0.69243
730 | 0.5965
731 | 0.5155
732 | 0.46347
733 | 0.45108
734 | 0.47924
735 | 0.54132
736 | 0.65075
737 | 0.77608
738 | 0.91094
739 | 0.96841
740 | 0.8932
741 | 0.81937
742 | 0.73948
743 | 0.64417
744 | 0.58074
745 | 0.54726
746 | 0.53438
747 | 0.53102
748 | 0.54276
749 | 0.58649
750 | 0.67712
751 | 0.77063
752 | 0.76272
753 | 0.70084
754 | 0.60689
755 | 0.52671
756 | 0.49755
757 | 0.48013
758 | 0.47957
759 | 0.55451
760 | 0.63781
761 | 0.75328
762 | 0.89401
763 | 0.95565
764 | 0.89053
765 | 0.8182
766 | 0.7464
767 | 0.64956
768 | 0.58414
769 | 0.54949
770 | 0.52822
771 | 0.52482
772 | 0.5369
773 | 0.57656
774 | 0.67019
775 | 0.76423
776 | 0.75256
777 | 0.67829
778 | 0.59576
779 | 0.52288
780 | 0.48669
781 | 0.48142
782 | 0.50296
783 | 0.58302
784 | 0.69697
785 | 0.80399
786 | 0.89372
787 | 0.94845
788 | 0.88457
789 | 0.8115
790 | 0.74111
791 | 0.64504
792 | 0.57977
793 | 0.54451
794 | 0.54318
795 | 0.54009
796 | 0.55165
797 | 0.59428
798 | 0.68283
799 | 0.7771
800 | 0.76228
801 | 0.6986
802 | 0.60396
803 | 0.51724
804 | 0.49544
805 | 0.49044
806 | 0.52203
807 | 0.61536
808 | 0.69494
809 | 0.79601
810 | 0.8915
811 | 0.93391
812 | 0.87016
813 | 0.81181
814 | 0.7544
815 | 0.67129
816 | 0.60556
817 | 0.55887
818 | 0.53034
819 | 0.52506
820 | 0.53447
821 | 0.56224
822 | 0.61428
823 | 0.67806
824 | 0.68583
825 | 0.62176
826 | 0.52062
827 | 0.44006
828 | 0.42657
829 | 0.38123
830 | 0.40717
831 | 0.4828
832 | 0.58065
833 | 0.74384
834 | 0.8589
835 | 0.90348
836 | 0.84289
837 | 0.78518
838 | 0.71591
839 | 0.63661
840 | 0.57658
841 | 0.5521
842 | 0.53285
843 | 0.52783
844 | 0.53521
845 | 0.5598
846 | 0.60682
847 | 0.66201
848 | 0.626
849 | 0.61355
850 | 0.55022
851 | 0.48701
852 | 0.44353
853 | 0.39734
854 | 0.40456
855 | 0.46
856 | 0.58047
857 | 0.75385
858 | 0.88441
859 | 0.93912
860 | 0.8771
861 | 0.80738
862 | 0.72636
863 | 0.63648
864 | 0.57611
865 | 0.5528
866 | 0.52939
867 | 0.52858
868 | 0.54069
869 | 0.58445
870 | 0.67542
871 | 0.7715
872 | 0.76453
873 | 0.69845
874 | 0.6027
875 | 0.52664
876 | 0.52286
877 | 0.4896
878 | 0.49918
879 | 0.57925
880 | 0.69326
881 | 0.78785
882 | 0.90821
883 | 0.96929
884 | 0.90012
885 | 0.82178
886 | 0.74633
887 | 0.65087
888 | 0.58639
889 | 0.54586
890 | 0.53312
891 | 0.53238
892 | 0.54413
893 | 0.58685
894 | 0.67792
895 | 0.7721
896 | 0.76677
897 | 0.71653
898 | 0.65067
899 | 0.57704
900 | 0.52434
901 | 0.49565
902 | 0.48753
903 | 0.55508
904 | 0.64815
905 | 0.76368
906 | 0.888
907 | 0.96316
908 | 0.89349
909 | 0.81975
910 | 0.74521
911 | 0.64809
912 | 0.58347
913 | 0.54964
914 | 0.52196
915 | 0.52048
916 | 0.53219
917 | 0.57604
918 | 0.66856
919 | 0.76013
920 | 0.74783
921 | 0.66937
922 | 0.57928
923 | 0.50648
924 | 0.48149
925 | 0.44816
926 | 0.43992
927 | 0.48694
928 | 0.58912
929 | 0.74432
930 | 0.87954
931 | 0.94474
932 | 0.87956
933 | 0.80694
934 | 0.73496
935 | 0.63996
936 | 0.57284
937 | 0.53888
938 | 0.5147
939 | 0.5114
940 | 0.52405
941 | 0.56763
942 | 0.65489
943 | 0.75029
944 | 0.73738
945 | 0.66348
946 | 0.57351
947 | 0.53682
948 | 0.49483
949 | 0.46276
950 | 0.45405
951 | 0.52893
952 | 0.64089
953 | 0.74253
954 | 0.86335
955 | 0.93478
956 | 0.86975
957 | 0.79782
958 | 0.72686
959 | 0.63164
960 | 0.56663
961 | 0.53078
962 | 0.51941
963 | 0.51652
964 | 0.52902
965 | 0.57213
966 | 0.66159
967 | 0.75314
968 | 0.74425
969 | 0.65124
970 | 0.52852
971 | 0.45212
972 | 0.42426
973 | 0.38885
974 | 0.42634
975 | 0.49867
976 | 0.60013
977 | 0.72537
978 | 0.85283
979 | 0.91631
980 | 0.84892
981 | 0.78713
982 | 0.72956
983 | 0.64745
984 | 0.58314
985 | 0.53635
986 | 0.5355
987 | 0.52753
988 | 0.53637
989 | 0.56548
990 | 0.61697
991 | 0.6853
992 | 0.68829
993 | 0.62647
994 | 0.52285
995 | 0.44241
996 | 0.42016
997 | 0.38079
998 | 0.39475
999 | 0.44283
1000 | 0.55002
1001 | 0.70502
1002 | 0.83803
1003 | 0.90682
1004 | 0.84731
1005 | 0.78857
1006 | 0.71874
1007 | 0.64058
1008 | 0.58126
1009 | 0.55505
1010 | 0.54366
1011 | 0.53698
1012 | 0.54353
1013 | 0.569
1014 | 0.61511
1015 | 0.684
1016 | 0.69008
1017 | 0.6075
1018 | 0.50519
1019 | 0.45143
1020 | 0.40687
1021 | 0.36799
1022 | 0.37678
1023 | 0.43458
1024 | 0.53593
1025 | 0.72075
1026 | 0.87762
1027 | 0.95326
1028 | 0.88976
1029 | 0.82159
1030 | 0.73689
1031 | 0.64894
1032 | 0.58755
1033 | 0.56256
1034 | 0.53983
1035 | 0.53655
1036 | 0.54933
1037 | 0.59311
1038 | 0.6841
1039 | 0.78377
1040 | 0.77914
1041 | 0.72732
1042 | 0.64305
1043 | 0.57035
1044 | 0.48792
1045 | 0.44722
1046 | 0.46291
1047 | 0.52172
1048 | 0.60378
1049 | 0.74936
1050 | 0.90522
1051 | 0.98041
1052 | 0.91008
1053 | 0.8343
1054 | 0.75699
1055 | 0.66241
1056 | 0.59807
1057 | 0.55614
1058 | 0.54741
1059 | 0.54505
1060 | 0.55625
1061 | 0.59999
1062 | 0.68971
1063 | 0.7887
1064 | 0.77907
1065 | 0.7095
1066 | 0.64391
1067 | 0.5604
1068 | 0.52247
1069 | 0.5033
1070 | 0.51625
1071 | 0.60273
1072 | 0.70362
1073 | 0.80174
1074 | 0.91449
1075 | 0.97707
1076 | 0.90532
1077 | 0.8326
1078 | 0.75938
1079 | 0.66387
1080 | 0.5995
1081 | 0.56401
1082 | 0.5427
1083 | 0.53952
1084 | 0.55123
1085 | 0.59409
1086 | 0.68598
1087 | 0.78207
1088 | 0.77436
1089 | 0.71296
1090 | 0.62572
1091 | 0.5465
1092 | 0.5439
1093 | 0.51323
1094 | 0.52971
1095 | 0.59222
1096 | 0.68415
1097 | 0.78655
1098 | 0.90112
1099 | 0.96684
1100 | 0.89848
1101 | 0.82658
1102 | 0.75514
1103 | 0.66041
1104 | 0.59419
1105 | 0.55892
1106 | 0.5301
1107 | 0.52713
1108 | 0.53829
1109 | 0.58117
1110 | 0.67123
1111 | 0.76267
1112 | 0.75337
1113 | 0.70068
1114 | 0.62786
1115 | 0.55894
1116 | 0.5498
1117 | 0.55329
1118 | 0.56248
1119 | 0.62078
1120 | 0.69294
1121 | 0.79393
1122 | 0.89017
1123 | 0.95061
1124 | 0.88472
1125 | 0.81257
1126 | 0.74201
1127 | 0.64659
1128 | 0.58311
1129 | 0.54625
1130 | 0.53375
1131 | 0.53023
1132 | 0.54191
1133 | 0.58461
1134 | 0.67387
1135 | 0.76776
1136 | 0.76175
1137 | 0.71814
1138 | 0.68042
1139 | 0.63685
1140 | 0.65329
1141 | 0.65716
1142 | 0.65388
1143 | 0.67993
1144 | 0.72975
1145 | 0.78863
1146 | 0.87515
1147 | 0.92574
1148 | 0.86383
1149 | 0.80423
1150 | 0.74586
1151 | 0.66422
1152 | 0.59973
1153 | 0.55076
1154 | 0.54524
1155 | 0.53923
1156 | 0.54398
1157 | 0.57327
1158 | 0.6269
1159 | 0.69748
1160 | 0.69983
1161 | 0.66185
1162 | 0.5995
1163 | 0.5487
1164 | 0.53385
1165 | 0.54359
1166 | 0.55591
1167 | 0.5918
1168 | 0.68137
1169 | 0.78851
1170 | 0.86729
1171 | 0.91946
1172 | 0.85854
1173 | 0.80055
1174 | 0.73166
1175 | 0.6516
1176 | 0.59338
1177 | 0.56735
1178 | 0.5336
1179 | 0.52756
1180 | 0.53227
1181 | 0.55795
1182 | 0.60495
1183 | 0.66966
1184 | 0.67344
1185 | 0.59602
1186 | 0.50074
1187 | 0.439
1188 | 0.41217
1189 | 0.38326
1190 | 0.39151
1191 | 0.45333
1192 | 0.54747
1193 | 0.69913
1194 | 0.86605
1195 | 0.94323
1196 | 0.8807
1197 | 0.80981
1198 | 0.72657
1199 | 0.63829
1200 | 0.57923
1201 | 0.55403
1202 | 0.5321
1203 | 0.52485
1204 | 0.53859
1205 | 0.57548
1206 | 0.64878
1207 | 0.72282
1208 | 0.71396
1209 | 0.64995
1210 | 0.55679
1211 | 0.47526
1212 | 0.46083
1213 | 0.46966
1214 | 0.49699
1215 | 0.55774
1216 | 0.64196
1217 | 0.7694
1218 | 0.87955
1219 | 0.95765
1220 | 0.89591
1221 | 0.82222
1222 | 0.74458
1223 | 0.6459
1224 | 0.58218
1225 | 0.55149
1226 | 0.51996
1227 | 0.51783
1228 | 0.52952
1229 | 0.57328
1230 | 0.66469
1231 | 0.75783
1232 | 0.74411
1233 | 0.68194
1234 | 0.60301
1235 | 0.53196
1236 | 0.53703
1237 | 0.53475
1238 | 0.52953
1239 | 0.59789
1240 | 0.68169
1241 | 0.78409
1242 | 0.88666
1243 | 0.94791
1244 | 0.8795
1245 | 0.80617
1246 | 0.73169
1247 | 0.63565
1248 | 0.57282
1249 | 0.53692
1250 | 0.52986
1251 | 0.52703
1252 | 0.53812
1253 | 0.58298
1254 | 0.67338
1255 | 0.76794
1256 | 0.75734
1257 | 0.69608
1258 | 0.62506
1259 | 0.57886
1260 | 0.56313
1261 | 0.56473
1262 | 0.57405
1263 | 0.63151
1264 | 0.68722
1265 | 0.77205
1266 | 0.8822
1267 | 0.95375
1268 | 0.89028
1269 | 0.81516
1270 | 0.74345
1271 | 0.64715
1272 | 0.58042
1273 | 0.54804
1274 | 0.53607
1275 | 0.53313
1276 | 0.54403
1277 | 0.58622
1278 | 0.67671
1279 | 0.77281
1280 | 0.75043
1281 | 0.68145
1282 | 0.60018
1283 | 0.5479
1284 | 0.51974
1285 | 0.52875
1286 | 0.56433
1287 | 0.62324
1288 | 0.68942
1289 | 0.76992
1290 | 0.88349
1291 | 0.95918
1292 | 0.89508
1293 | 0.82583
1294 | 0.74986
1295 | 0.65632
1296 | 0.59077
1297 | 0.55363
1298 | 0.53814
1299 | 0.53488
1300 | 0.54503
1301 | 0.58745
1302 | 0.67499
1303 | 0.77176
1304 | 0.7577
1305 | 0.69176
1306 | 0.61188
1307 | 0.54357
1308 | 0.5423
1309 | 0.5479
1310 | 0.52717
1311 | 0.58034
1312 | 0.68296
1313 | 0.76864
1314 | 0.86482
1315 | 0.93349
1316 | 0.87076
1317 | 0.80663
1318 | 0.74969
1319 | 0.66596
1320 | 0.60265
1321 | 0.55571
1322 | 0.55887
1323 | 0.55092
1324 | 0.55724
1325 | 0.58342
1326 | 0.63642
1327 | 0.71006
1328 | 0.71393
1329 | 0.67804
1330 | 0.60625
1331 | 0.53242
1332 | 0.51979
1333 | 0.53284
1334 | 0.53031
1335 | 0.58011
1336 | 0.65971
1337 | 0.78377
1338 | 0.87891
1339 | 0.93211
1340 | 0.86971
1341 | 0.81268
1342 | 0.74325
1343 | 0.66629
1344 | 0.60645
1345 | 0.58084
1346 | 0.54274
1347 | 0.53533
1348 | 0.54022
1349 | 0.56316
1350 | 0.61094
1351 | 0.67379
1352 | 0.6787
1353 | 0.6185
1354 | 0.53382
1355 | 0.46618
1356 | 0.45373
1357 | 0.4211
1358 | 0.42513
1359 | 0.49231
1360 | 0.6137
1361 | 0.7652
1362 | 0.889
1363 | 0.95449
1364 | 0.8931
1365 | 0.82132
1366 | 0.73548
1367 | 0.64528
1368 | 0.58669
1369 | 0.56256
1370 | 0.53144
1371 | 0.52807
1372 | 0.53948
1373 | 0.58279
1374 | 0.67484
1375 | 0.76628
1376 | 0.75632
1377 | 0.68752
1378 | 0.62345
1379 | 0.56079
1380 | 0.57693
1381 | 0.57711
1382 | 0.57114
1383 | 0.62523
1384 | 0.74938
1385 | 0.83674
1386 | 0.91322
1387 | 0.97199
1388 | 0.9016
1389 | 0.82532
1390 | 0.74977
1391 | 0.6527
1392 | 0.58812
1393 | 0.54741
1394 | 0.54302
1395 | 0.53994
1396 | 0.54996
1397 | 0.59243
1398 | 0.68392
1399 | 0.78348
1400 | 0.76512
1401 | 0.72091
1402 | 0.65853
1403 | 0.5947
1404 | 0.60007
1405 | 0.61281
1406 | 0.64555
1407 | 0.70624
1408 | 0.77734
1409 | 0.86537
1410 | 0.92554
1411 | 0.97937
1412 | 0.90785
1413 | 0.8303
1414 | 0.75433
1415 | 0.65967
1416 | 0.59556
1417 | 0.55978
1418 | 0.53708
1419 | 0.53187
1420 | 0.5419
1421 | 0.58405
1422 | 0.67245
1423 | 0.75554
1424 | 0.75351
1425 | 0.70426
1426 | 0.63299
1427 | 0.5664
1428 | 0.53984
1429 | 0.51513
1430 | 0.5535
1431 | 0.65826
1432 | 0.76151
1433 | 0.82923
1434 | 0.90815
1435 | 0.94735
1436 | 0.88802
1437 | 0.81506
1438 | 0.74636
1439 | 0.65165
1440 | 0.58722
1441 | 0.55229
1442 | 0.53916
1443 | 0.53343
1444 | 0.54393
1445 | 0.58405
1446 | 0.67285
1447 | 0.75733
1448 | 0.75146
1449 | 0.69728
1450 | 0.62088
1451 | 0.57568
1452 | 0.56793
1453 | 0.55086
1454 | 0.57873
1455 | 0.63433
1456 | 0.69395
1457 | 0.79251
1458 | 0.88438
1459 | 0.94623
1460 | 0.8849
1461 | 0.81316
1462 | 0.74527
1463 | 0.65267
1464 | 0.58915
1465 | 0.55363
1466 | 0.53157
1467 | 0.52618
1468 | 0.53614
1469 | 0.57611
1470 | 0.66112
1471 | 0.73742
1472 | 0.73688
1473 | 0.68203
1474 | 0.6023
1475 | 0.54673
1476 | 0.52658
1477 | 0.56133
1478 | 0.60223
1479 | 0.67702
1480 | 0.74048
1481 | 0.79389
1482 | 0.87146
1483 | 0.90817
1484 | 0.85187
1485 | 0.79104
1486 | 0.73492
1487 | 0.65554
1488 | 0.59158
1489 | 0.54705
1490 | 0.54117
1491 | 0.53328
1492 | 0.53859
1493 | 0.56424
1494 | 0.61401
1495 | 0.6717
1496 | 0.68548
1497 | 0.66877
1498 | 0.60883
1499 | 0.54067
1500 | 0.51135
1501 | 0.51491
1502 | 0.53682
1503 | 0.58933
1504 | 0.67638
1505 | 0.8037
1506 | 0.86714
1507 | 0.90944
1508 | 0.84615
1509 | 0.78698
1510 | 0.72159
1511 | 0.64344
1512 | 0.58607
1513 | 0.56075
1514 | 0.53604
1515 | 0.52722
1516 | 0.53087
1517 | 0.55251
1518 | 0.59515
1519 | 0.64951
1520 | 0.65093
1521 | 0.60281
1522 | 0.50776
1523 | 0.44887
1524 | 0.4183
1525 | 0.41442
1526 | 0.43323
1527 | 0.51807
1528 | 0.61225
1529 | 0.7525
1530 | 0.87428
1531 | 0.93282
1532 | 0.8762
1533 | 0.80915
1534 | 0.72653
1535 | 0.63816
1536 | 0.57982
1537 | 0.55398
1538 | 0.52839
1539 | 0.52399
1540 | 0.53233
1541 | 0.57224
1542 | 0.65803
1543 | 0.74045
1544 | 0.73771
1545 | 0.67508
1546 | 0.58759
1547 | 0.51922
1548 | 0.50826
1549 | 0.49768
1550 | 0.52083
1551 | 0.60307
1552 | 0.69677
1553 | 0.79562
1554 | 0.8919
1555 | 0.95571
1556 | 0.894
1557 | 0.81984
1558 | 0.74508
1559 | 0.64934
1560 | 0.58597
1561 | 0.54422
1562 | 0.53946
1563 | 0.53527
1564 | 0.54245
1565 | 0.58036
1566 | 0.66475
1567 | 0.75595
1568 | 0.74031
1569 | 0.69173
1570 | 0.60958
1571 | 0.56145
1572 | 0.54794
1573 | 0.58309
1574 | 0.61923
1575 | 0.68878
1576 | 0.75326
1577 | 0.82637
1578 | 0.89973
1579 | 0.96424
1580 | 0.89384
1581 | 0.82062
1582 | 0.75127
1583 | 0.65552
1584 | 0.59291
1585 | 0.55609
1586 | 0.54177
1587 | 0.53735
1588 | 0.54443
1589 | 0.58242
1590 | 0.66935
1591 | 0.75861
1592 | 0.7551
1593 | 0.74532
1594 | 0.69398
1595 | 0.64488
1596 | 0.62969
1597 | 0.6575
1598 | 0.70579
1599 | 0.76446
1600 | 0.81485
1601 | 0.85676
1602 | 0.91496
1603 | 0.96201
1604 | 0.89509
1605 | 0.82659
1606 | 0.75544
1607 | 0.66172
1608 | 0.59598
1609 | 0.55864
1610 | 0.5457
1611 | 0.54058
1612 | 0.54784
1613 | 0.58453
1614 | 0.6696
1615 | 0.76045
1616 | 0.75978
1617 | 0.75444
1618 | 0.71789
1619 | 0.66337
1620 | 0.62826
1621 | 0.62454
1622 | 0.65597
1623 | 0.70205
1624 | 0.73692
1625 | 0.82857
1626 | 0.90637
1627 | 0.95649
1628 | 0.89503
1629 | 0.82733
1630 | 0.75693
1631 | 0.664
1632 | 0.59894
1633 | 0.56404
1634 | 0.54219
1635 | 0.53665
1636 | 0.54456
1637 | 0.58098
1638 | 0.66496
1639 | 0.74452
1640 | 0.73563
1641 | 0.67154
1642 | 0.59246
1643 | 0.52688
1644 | 0.50142
1645 | 0.51045
1646 | 0.49442
1647 | 0.58701
1648 | 0.68746
1649 | 0.77317
1650 | 0.86643
1651 | 0.92063
1652 | 0.86542
1653 | 0.80476
1654 | 0.75258
1655 | 0.6709
1656 | 0.60706
1657 | 0.55836
1658 | 0.54616
1659 | 0.53782
1660 | 0.54189
1661 | 0.56509
1662 | 0.61347
1663 | 0.67057
1664 | 0.66749
1665 | 0.63071
1666 | 0.56889
1667 | 0.52844
1668 | 0.50639
1669 | 0.50785
1670 | 0.51574
1671 | 0.54899
1672 | 0.63442
1673 | 0.75402
1674 | 0.85368
1675 | 0.91507
1676 | 0.85178
1677 | 0.79414
1678 | 0.72821
1679 | 0.65278
1680 | 0.59293
1681 | 0.56602
1682 | 0.5302
1683 | 0.52159
1684 | 0.52668
1685 | 0.54676
1686 | 0.59045
1687 | 0.64112
1688 | 0.64417
1689 | 0.60909
1690 | 0.55796
1691 | 0.5073
1692 | 0.46566
1693 | 0.48565
1694 | 0.51821
1695 | 0.56912
1696 | 0.64593
1697 | 0.77535
1698 | 0.86724
1699 | 0.92453
1700 | 0.86827
1701 | 0.80125
1702 | 0.71989
1703 | 0.63135
1704 | 0.57289
1705 | 0.54995
1706 | 0.52355
1707 | 0.51871
1708 | 0.52854
1709 | 0.5676
1710 | 0.65309
1711 | 0.73399
1712 | 0.72546
1713 | 0.67749
1714 | 0.62048
1715 | 0.56865
1716 | 0.57591
1717 | 0.57356
1718 | 0.59823
1719 | 0.61579
1720 | 0.68978
1721 | 0.77273
1722 | 0.88331
1723 | 0.95202
1724 | 0.88994
1725 | 0.8136
1726 | 0.74047
1727 | 0.64589
1728 | 0.58234
1729 | 0.54041
1730 | 0.52283
1731 | 0.51887
1732 | 0.528
1733 | 0.56493
1734 | 0.64934
1735 | 0.72791
1736 | 0.71618
1737 | 0.66814
1738 | 0.60247
1739 | 0.54091
1740 | 0.53292
1741 | 0.54273
1742 | 0.53346
1743 | 0.57148
1744 | 0.65868
1745 | 0.76358
1746 | 0.87158
1747 | 0.93823
1748 | 0.8776
1749 | 0.80637
1750 | 0.73317
1751 | 0.63923
1752 | 0.57452
1753 | 0.53906
1754 | 0.51898
1755 | 0.51326
1756 | 0.52338
1757 | 0.55974
1758 | 0.64666
1759 | 0.72544
1760 | 0.71014
1761 | 0.66502
1762 | 0.57019
1763 | 0.4879
1764 | 0.46467
1765 | 0.47181
1766 | 0.46687
1767 | 0.52033
1768 | 0.61953
1769 | 0.74719
1770 | 0.86328
1771 | 0.92612
1772 | 0.87026
1773 | 0.79972
1774 | 0.73027
1775 | 0.6365
1776 | 0.5717
1777 | 0.53635
1778 | 0.52582
1779 | 0.51933
1780 | 0.52908
1781 | 0.56572
1782 | 0.65005
1783 | 0.72957
1784 | 0.71225
1785 | 0.64053
1786 | 0.56874
1787 | 0.50473
1788 | 0.51227
1789 | 0.51617
1790 | 0.50051
1791 | 0.54187
1792 | 0.63533
1793 | 0.73879
1794 | 0.85886
1795 | 0.93231
1796 | 0.87663
1797 | 0.80741
1798 | 0.73814
1799 | 0.64265
1800 | 0.57864
1801 | 0.54126
1802 | 0.53137
1803 | 0.52665
1804 | 0.53561
1805 | 0.57144
1806 | 0.65289
1807 | 0.73226
1808 | 0.7086
1809 | 0.62842
1810 | 0.5384
1811 | 0.46739
1812 | 0.47575
1813 | 0.51101
1814 | 0.54629
1815 | 0.61352
1816 | 0.67648
1817 | 0.76798
1818 | 0.84807
1819 | 0.90743
1820 | 0.85628
1821 | 0.79404
1822 | 0.74284
1823 | 0.66084
1824 | 0.59762
1825 | 0.54865
1826 | 0.53611
1827 | 0.52664
1828 | 0.53206
1829 | 0.55604
1830 | 0.60308
1831 | 0.65174
1832 | 0.63922
1833 | 0.57723
1834 | 0.49654
1835 | 0.44424
1836 | 0.42583
1837 | 0.43117
1838 | 0.46584
1839 | 0.53454
1840 | 0.61459
1841 | 0.73977
1842 | 0.83842
1843 | 0.89592
1844 | 0.84327
1845 | 0.78293
1846 | 0.71721
1847 | 0.64153
1848 | 0.58245
1849 | 0.55604
1850 | 0.5385
1851 | 0.53011
1852 | 0.53479
1853 | 0.5552
1854 | 0.59836
1855 | 0.64573
1856 | 0.64125
1857 | 0.57881
1858 | 0.48721
1859 | 0.44189
1860 | 0.4566
1861 | 0.47254
1862 | 0.48914
1863 | 0.54824
1864 | 0.6106
1865 | 0.73553
1866 | 0.86152
1867 | 0.92951
1868 | 0.87672
1869 | 0.80932
1870 | 0.72806
1871 | 0.63952
1872 | 0.58049
1873 | 0.55749
1874 | 0.52798
1875 | 0.52259
1876 | 0.53286
1877 | 0.57209
1878 | 0.65751
1879 | 0.7395
1880 | 0.72663
1881 | 0.66585
1882 | 0.57583
1883 | 0.52925
1884 | 0.53492
1885 | 0.52411
1886 | 0.52409
1887 | 0.5735
1888 | 0.67549
1889 | 0.78873
1890 | 0.89202
1891 | 0.95129
1892 | 0.89313
1893 | 0.81685
1894 | 0.74271
1895 | 0.64877
1896 | 0.58435
1897 | 0.54455
1898 | 0.52606
1899 | 0.52287
1900 | 0.53226
1901 | 0.56967
1902 | 0.65392
1903 | 0.73573
1904 | 0.72172
1905 | 0.67627
1906 | 0.61085
1907 | 0.57243
1908 | 0.58206
1909 | 0.57923
1910 | 0.60587
1911 | 0.61525
1912 | 0.66594
1913 | 0.76917
1914 | 0.87585
1915 | 0.94016
1916 | 0.87835
1917 | 0.80983
1918 | 0.73719
1919 | 0.64214
1920 | 0.57991
1921 | 0.54256
1922 | 0.53391
1923 | 0.52792
1924 | 0.53656
1925 | 0.57492
1926 | 0.65943
1927 | 0.74054
1928 | 0.71358
1929 | 0.64159
1930 | 0.56171
1931 | 0.52185
1932 | 0.50613
1933 | 0.52867
1934 | 0.54788
1935 | 0.60194
1936 | 0.67983
1937 | 0.76915
1938 | 0.88811
1939 | 0.93934
1940 | 0.88198
1941 | 0.81489
1942 | 0.74417
1943 | 0.65148
1944 | 0.58629
1945 | 0.55005
1946 | 0.52588
1947 | 0.52111
1948 | 0.52873
1949 | 0.56667
1950 | 0.65088
1951 | 0.7305
1952 | 0.70895
1953 | 0.66338
1954 | 0.55657
1955 | 0.5342
1956 | 0.51719
1957 | 0.51434
1958 | 0.52676
1959 | 0.59321
1960 | 0.69488
1961 | 0.78254
1962 | 0.8716
1963 | 0.93328
1964 | 0.87556
1965 | 0.80958
1966 | 0.73704
1967 | 0.64278
1968 | 0.57892
1969 | 0.54371
1970 | 0.53171
1971 | 0.52633
1972 | 0.53601
1973 | 0.57259
1974 | 0.65494
1975 | 0.73224
1976 | 0.71685
1977 | 0.66548
1978 | 0.58258
1979 | 0.56662
1980 | 0.57751
1981 | 0.58522
1982 | 0.59707
1983 | 0.62549
1984 | 0.70397
1985 | 0.77388
1986 | 0.85242
1987 | 0.90787
1988 | 0.85356
1989 | 0.7962
1990 | 0.74284
1991 | 0.66049
1992 | 0.59627
1993 | 0.54906
1994 | 0.54054
1995 | 0.53164
1996 | 0.53631
1997 | 0.56049
1998 | 0.60843
1999 | 0.65549
2000 | 0.63775
2001 | 0.56887
2002 | 0.48035
2003 | 0.44359
2004 | 0.44596
2005 | 0.44957
2006 | 0.44537
2007 | 0.51765
2008 | 0.5945
2009 | 0.73519
2010 | 0.83842
2011 | 0.91146
2012 | 0.85941
2013 | 0.79499
2014 | 0.72051
2015 | 0.64354
2016 | 0.5858
2017 | 0.56119
2018 | 0.51733
2019 | 0.50847
2020 | 0.51436
2021 | 0.5375
2022 | 0.58086
2023 | 0.62227
2024 | 0.60962
2025 | 0.53238
2026 | 0.45545
2027 | 0.40509
2028 | 0.4024
2029 | 0.4242
2030 | 0.43732
2031 | 0.51815
2032 | 0.59192
2033 | 0.73569
2034 | 0.84466
2035 | 0.91225
2036 | 0.85785
2037 | 0.79104
2038 | 0.70996
2039 | 0.62113
2040 | 0.56281
2041 | 0.5376
2042 | 0.50848
2043 | 0.50297
2044 | 0.51383
2045 | 0.55649
2046 | 0.64245
2047 | 0.71441
2048 | 0.68528
2049 | 0.60216
2050 | 0.50921
2051 | 0.47142
2052 | 0.46725
2053 | 0.47131
2054 | 0.48708
2055 | 0.50708
2056 | 0.58802
2057 | 0.71066
2058 | 0.85165
2059 | 0.93483
2060 | 0.87603
2061 | 0.80039
2062 | 0.72708
2063 | 0.63241
2064 | 0.56955
2065 | 0.5249
2066 | 0.52299
2067 | 0.51771
2068 | 0.52788
2069 | 0.56851
2070 | 0.65216
2071 | 0.72406
2072 | 0.69035
2073 | 0.60823
2074 | 0.51716
2075 | 0.46016
2076 | 0.4594
2077 | 0.42955
2078 | 0.44776
2079 | 0.50502
2080 | 0.58802
2081 | 0.71976
2082 | 0.85331
2083 | 0.93627
2084 | 0.87991
2085 | 0.8085
2086 | 0.73556
2087 | 0.64137
2088 | 0.57788
2089 | 0.54014
2090 | 0.51181
2091 | 0.50731
2092 | 0.5176
2093 | 0.55921
2094 | 0.64533
2095 | 0.71552
2096 | 0.68415
2097 | 0.60551
2098 | 0.50766
2099 | 0.47328
2100 | 0.47025
2101 | 0.47582
2102 | 0.49538
2103 | 0.54776
2104 | 0.64919
2105 | 0.76077
2106 | 0.86445
2107 | 0.92835
2108 | 0.86997
2109 | 0.79661
2110 | 0.72903
2111 | 0.63402
2112 | 0.57005
2113 | 0.53085
2114 | 0.52272
2115 | 0.51539
2116 | 0.52659
2117 | 0.56546
2118 | 0.65019
2119 | 0.7227
2120 | 0.69111
2121 | 0.6112
2122 | 0.51061
2123 | 0.47958
2124 | 0.47811
2125 | 0.45937
2126 | 0.47418
2127 | 0.54836
2128 | 0.6288
2129 | 0.73839
2130 | 0.84966
2131 | 0.93181
2132 | 0.87698
2133 | 0.80508
2134 | 0.73628
2135 | 0.64051
2136 | 0.57777
2137 | 0.53977
2138 | 0.52522
2139 | 0.51857
2140 | 0.52895
2141 | 0.5695
2142 | 0.6512
2143 | 0.72342
2144 | 0.68361
2145 | 0.61381
2146 | 0.54474
2147 | 0.49412
2148 | 0.5005
2149 | 0.52236
2150 | 0.50228
2151 | 0.56819
2152 | 0.65295
2153 | 0.74371
2154 | 0.84626
2155 | 0.91109
2156 | 0.85611
2157 | 0.79083
2158 | 0.74156
2159 | 0.65812
2160 | 0.59521
2161 | 0.54321
2162 | 0.54477
2163 | 0.53534
2164 | 0.53949
2165 | 0.56533
2166 | 0.61756
2167 | 0.64242
2168 | 0.6435
2169 | 0.58491
2170 | 0.50006
2171 | 0.46072
2172 | 0.44648
2173 | 0.42681
2174 | 0.44728
2175 | 0.51589
2176 | 0.6077
2177 | 0.72393
2178 | 0.82163
2179 | 0.87736
2180 | 0.83272
2181 | 0.77122
2182 | 0.71255
2183 | 0.63906
2184 | 0.58777
2185 | 0.56401
2186 | 0.55677
2187 | 0.54796
2188 | 0.55072
2189 | 0.57291
2190 | 0.62004
2191 | 0.64574
2192 | 0.63542
2193 | 0.56993
2194 | 0.48069
2195 | 0.44095
2196 | 0.42504
2197 | 0.39195
2198 | 0.44868
2199 | 0.52704
2200 | 0.62191
2201 | 0.7474
2202 | 0.8643
2203 | 0.922
2204 | 0.87587
2205 | 0.80675
2206 | 0.73186
2207 | 0.64934
2208 | 0.59783
2209 | 0.57491
2210 | 0.54288
2211 | 0.53893
2212 | 0.54761
2213 | 0.58815
2214 | 0.67705
2215 | 0.73478
2216 | 0.72041
2217 | 0.65475
2218 | 0.58554
2219 | 0.53926
2220 | 0.52028
2221 | 0.47928
2222 | 0.51894
2223 | 0.59391
2224 | 0.66634
2225 | 0.76352
2226 | 0.87252
2227 | 0.94316
2228 | 0.88933
2229 | 0.81245
2230 | 0.74436
2231 | 0.65564
2232 | 0.59841
2233 | 0.55874
2234 | 0.54395
2235 | 0.54012
2236 | 0.54767
2237 | 0.58744
2238 | 0.67512
2239 | 0.73032
2240 | 0.70497
2241 | 0.64299
2242 | 0.56565
2243 | 0.52965
2244 | 0.54564
2245 | 0.5147
2246 | 0.52917
2247 | 0.59692
2248 | 0.66728
2249 | 0.76689
2250 | 0.86885
2251 | 0.92857
2252 | 0.87607
2253 | 0.80414
2254 | 0.7391
2255 | 0.65112
2256 | 0.59452
2257 | 0.56004
2258 | 0.5458
2259 | 0.53999
2260 | 0.54933
2261 | 0.58871
2262 | 0.67806
2263 | 0.73324
2264 | 0.69902
2265 | 0.61187
2266 | 0.5258
2267 | 0.48939
2268 | 0.48581
2269 | 0.46157
2270 | 0.48834
2271 | 0.55263
2272 | 0.64082
2273 | 0.73789
2274 | 0.85675
2275 | 0.92557
2276 | 0.87791
2277 | 0.80512
2278 | 0.73948
2279 | 0.65397
2280 | 0.59507
2281 | 0.56061
2282 | 0.54477
2283 | 0.54024
2284 | 0.54745
2285 | 0.58752
2286 | 0.67401
2287 | 0.72936
2288 | 0.70191
2289 | 0.63392
2290 | 0.55183
2291 | 0.52609
2292 | 0.51639
2293 | 0.47926
2294 | 0.50503
2295 | 0.56217
2296 | 0.64887
2297 | 0.76876
2298 | 0.85485
2299 | 0.92248
2300 | 0.8754
2301 | 0.80487
2302 | 0.73938
2303 | 0.6522
2304 | 0.59432
2305 | 0.56025
2306 | 0.55831
2307 | 0.55321
2308 | 0.55602
2309 | 0.58443
2310 | 0.64488
2311 | 0.67853
2312 | 0.68337
2313 | 0.65312
2314 | 0.62392
2315 | 0.603
2316 | 0.57137
2317 | 0.58221
2318 | 0.61401
2319 | 0.63125
2320 | 0.72087
2321 | 0.80962
2322 | 0.86885
2323 | 0.91255
2324 | 0.86505
2325 | 0.80164
2326 | 0.75871
2327 | 0.68035
2328 | 0.61977
2329 | 0.57823
2330 | 0.55776
2331 | 0.54969
2332 | 0.55281
2333 | 0.57859
2334 | 0.63121
2335 | 0.65818
2336 | 0.66357
2337 | 0.63209
2338 | 0.57207
2339 | 0.52732
2340 | 0.52124
2341 | 0.53505
2342 | 0.53938
2343 | 0.57859
2344 | 0.6357
2345 | 0.7525
2346 | 0.83416
2347 | 0.88806
2348 | 0.84449
2349 | 0.78477
2350 | 0.72366
2351 | 0.65496
2352 | 0.60071
2353 | 0.57685
2354 | 0.5345
2355 | 0.52682
2356 | 0.5299
2357 | 0.55354
2358 | 0.60172
2359 | 0.62172
2360 | 0.6324
2361 | 0.61109
2362 | 0.54627
2363 | 0.52385
2364 | 0.49222
2365 | 0.47838
2366 | 0.46629
2367 | 0.51006
2368 | 0.59583
2369 | 0.72766
2370 | 0.8336
2371 | 0.89318
2372 | 0.85142
2373 | 0.78335
2374 | 0.7053
2375 | 0.62701
2376 | 0.57536
2377 | 0.55179
2378 | 0.52205
2379 | 0.51805
2380 | 0.52888
2381 | 0.57073
2382 | 0.65808
2383 | 0.71176
2384 | 0.69449
2385 | 0.63107
2386 | 0.57017
2387 | 0.54333
2388 | 0.54048
2389 | 0.53296
2390 | 0.5815
2391 | 0.61367
2392 | 0.69395
2393 | 0.77052
2394 | 0.85766
2395 | 0.91727
2396 | 0.86542
2397 | 0.78857
2398 | 0.72051
2399 | 0.63385
2400 | 0.5758
2401 | 0.53765
2402 | 0.53979
2403 | 0.53625
2404 | 0.54405
2405 | 0.58396
2406 | 0.673
2407 | 0.72647
2408 | 0.71273
2409 | 0.65566
2410 | 0.58762
2411 | 0.55564
2412 | 0.54126
2413 | 0.53143
2414 | 0.52923
2415 | 0.59094
2416 | 0.65419
2417 | 0.74035
2418 | 0.86001
2419 | 0.92791
2420 | 0.8764
2421 | 0.80197
2422 | 0.73404
2423 | 0.64759
2424 | 0.59138
2425 | 0.55491
2426 | 0.54793
2427 | 0.54445
2428 | 0.55174
2429 | 0.59315
2430 | 0.68121
2431 | 0.73551
2432 | 0.70759
2433 | 0.64775
2434 | 0.59473
2435 | 0.55425
2436 | 0.5403
2437 | 0.53839
2438 | 0.56442
2439 | 0.62597
2440 | 0.68511
2441 | 0.75615
2442 | 0.86528
2443 | 0.92982
2444 | 0.88166
2445 | 0.81003
2446 | 0.74317
2447 | 0.65574
2448 | 0.59913
2449 | 0.56505
2450 | 0.54908
2451 | 0.54471
2452 | 0.5536
2453 | 0.59138
2454 | 0.67963
2455 | 0.73161
2456 | 0.70655
2457 | 0.64427
2458 | 0.57608
2459 | 0.53401
2460 | 0.53989
2461 | 0.5378
2462 | 0.59274
2463 | 0.65314
2464 | 0.73261
2465 | 0.80851
2466 | 0.8701
2467 | 0.92791
2468 | 0.8815
2469 | 0.81255
2470 | 0.74633
2471 | 0.6578
2472 | 0.60116
2473 | 0.56444
2474 | 0.55479
2475 | 0.55013
2476 | 0.55746
2477 | 0.59621
2478 | 0.68203
2479 | 0.73647
2480 | 0.71747
2481 | 0.67129
2482 | 0.59769
2483 | 0.56935
2484 | 0.56902
2485 | 0.58359
2486 | 0.57865
2487 | 0.63976
2488 | 0.72203
2489 | 0.78487
2490 | 0.85735
2491 | 0.90008
2492 | 0.85653
2493 | 0.79744
2494 | 0.75084
2495 | 0.6731
2496 | 0.61854
2497 | 0.571
2498 | 0.55515
2499 | 0.54662
2500 | 0.55072
2501 | 0.57653
2502 | 0.62889
2503 | 0.65477
2504 | 0.64129
2505 | 0.59346
2506 | 0.53632
2507 | 0.51099
2508 | 0.52249
2509 | 0.47815
2510 | 0.45457
2511 | 0.52051
2512 | 0.63393
2513 | 0.73632
2514 | 0.83376
2515 | 0.8867
2516 | 0.84228
2517 | 0.78335
2518 | 0.72135
2519 | 0.65056
2520 | 0.60064
2521 | 0.57449
2522 | 0.53645
2523 | 0.52888
2524 | 0.53345
2525 | 0.55559
2526 | 0.60431
2527 | 0.62269
2528 | 0.60751
2529 | 0.54973
2530 | 0.45166
2531 | 0.42552
2532 | 0.4092
2533 | 0.39777
2534 | 0.42602
2535 | 0.46899
2536 | 0.55659
2537 | 0.70575
2538 | 0.83492
2539 | 0.8993
2540 | 0.85513
2541 | 0.78695
2542 | 0.70954
2543 | 0.62812
2544 | 0.57873
2545 | 0.55412
2546 | 0.54239
2547 | 0.53825
2548 | 0.54729
2549 | 0.5894
2550 | 0.67859
2551 | 0.73427
2552 | 0.71543
2553 | 0.66582
2554 | 0.59266
2555 | 0.57236
2556 | 0.56206
2557 | 0.54078
2558 | 0.53983
2559 | 0.60072
2560 | 0.67211
2561 | 0.76255
2562 | 0.87227
2563 | 0.93976
2564 | 0.8872
2565 | 0.81001
2566 | 0.74259
2567 | 0.65435
2568 | 0.59926
2569 | 0.55807
2570 | 0.53886
2571 | 0.53526
2572 | 0.54416
2573 | 0.58382
2574 | 0.67359
2575 | 0.7249
2576 | 0.69418
2577 | 0.64087
2578 | 0.5756
2579 | 0.5517
2580 | 0.56938
2581 | 0.53176
2582 | 0.54791
2583 | 0.60791
2584 | 0.67895
2585 | 0.76262
2586 | 0.85629
2587 | 0.92373
2588 | 0.87165
2589 | 0.79969
2590 | 0.7321
2591 | 0.64299
2592 | 0.58986
2593 | 0.55486
2594 | 0.54678
2595 | 0.54122
2596 | 0.55083
2597 | 0.59044
2598 | 0.68013
2599 | 0.73101
2600 | 0.70836
2601 | 0.67657
2602 | 0.61131
2603 | 0.58771
2604 | 0.5934
2605 | 0.60663
2606 | 0.63474
2607 | 0.69109
2608 | 0.75122
2609 | 0.81053
2610 | 0.87612
2611 | 0.92663
2612 | 0.87769
2613 | 0.80547
2614 | 0.74107
2615 | 0.65248
2616 | 0.59253
2617 | 0.56248
2618 | 0.54075
2619 | 0.53655
2620 | 0.5456
2621 | 0.58602
2622 | 0.67198
2623 | 0.72554
2624 | 0.69849
2625 | 0.6726
2626 | 0.63516
2627 | 0.60887
2628 | 0.58798
2629 | 0.60343
2630 | 0.60632
2631 | 0.65987
2632 | 0.7119
2633 | 0.79399
2634 | 0.86646
2635 | 0.92033
2636 | 0.87276
2637 | 0.80205
2638 | 0.73743
2639 | 0.64857
2640 | 0.59202
2641 | 0.55647
2642 | 0.54336
2643 | 0.53919
2644 | 0.5478
2645 | 0.58723
2646 | 0.67326
2647 | 0.72365
2648 | 0.70498
2649 | 0.67667
2650 | 0.58974
2651 | 0.53557
2652 | 0.52069
2653 | 0.52319
2654 | 0.58056
2655 | 0.66062
2656 | 0.73489
2657 | 0.79561
2658 | 0.85445
2659 | 0.89556
2660 | 0.84977
2661 | 0.78807
2662 | 0.74143
2663 | 0.66375
2664 | 0.60604
2665 | 0.56126
2666 | 0.54665
2667 | 0.53801
2668 | 0.54267
2669 | 0.56912
2670 | 0.6214
2671 | 0.64339
2672 | 0.61178
2673 | 0.54561
2674 | 0.46417
2675 | 0.432
2676 | 0.38724
2677 | 0.39217
2678 | 0.41837
2679 | 0.49746
2680 | 0.59996
2681 | 0.72984
2682 | 0.82665
2683 | 0.87913
2684 | 0.83565
2685 | 0.77483
2686 | 0.71241
2687 | 0.64186
2688 | 0.58938
2689 | 0.56706
2690 | 0.53024
2691 | 0.52233
2692 | 0.52726
2693 | 0.5506
2694 | 0.5981
2695 | 0.61384
2696 | 0.59098
2697 | 0.51686
2698 | 0.44499
2699 | 0.44598
2700 | 0.46257
2701 | 0.44851
2702 | 0.44945
2703 | 0.49906
2704 | 0.5888
2705 | 0.73382
2706 | 0.8354
2707 | 0.8939
2708 | 0.84991
2709 | 0.78051
2710 | 0.70351
2711 | 0.62249
2712 | 0.57082
2713 | 0.5501
2714 | 0.53501
2715 | 0.53159
2716 | 0.54048
2717 | 0.58218
2718 | 0.67238
2719 | 0.72596
2720 | 0.69758
2721 | 0.65002
2722 | 0.58953
2723 | 0.56146
2724 | 0.60018
2725 | 0.62023
2726 | 0.60086
2727 | 0.6264
2728 | 0.70178
2729 | 0.78635
2730 | 0.87412
2731 | 0.93355
2732 | 0.88463
2733 | 0.8032
2734 | 0.73273
2735 | 0.64641
2736 | 0.58939
2737 | 0.5512
2738 | 0.54459
2739 | 0.54147
2740 | 0.55081
2741 | 0.59222
2742 | 0.68055
2743 | 0.73297
2744 | 0.69281
2745 | 0.64333
2746 | 0.58373
2747 | 0.5571
2748 | 0.53873
2749 | 0.51896
2750 | 0.53364
2751 | 0.6012
2752 | 0.68065
2753 | 0.77977
2754 | 0.86964
2755 | 0.93813
2756 | 0.88594
2757 | 0.80822
2758 | 0.73865
2759 | 0.64885
2760 | 0.59221
2761 | 0.5609
2762 | 0.55213
2763 | 0.5479
2764 | 0.55603
2765 | 0.59872
2766 | 0.68752
2767 | 0.73956
2768 | 0.70244
2769 | 0.64483
2770 | 0.58369
2771 | 0.56497
2772 | 0.56939
2773 | 0.57964
2774 | 0.61709
2775 | 0.67746
2776 | 0.74881
2777 | 0.81123
2778 | 0.88744
2779 | 0.94361
2780 | 0.89528
2781 | 0.81334
2782 | 0.74734
2783 | 0.65874
2784 | 0.59796
2785 | 0.56738
2786 | 0.55317
2787 | 0.5488
2788 | 0.55774
2789 | 0.59854
2790 | 0.6873
2791 | 0.74124
2792 | 0.70588
2793 | 0.66049
2794 | 0.59222
2795 | 0.58732
2796 | 0.59146
2797 | 0.59375
2798 | 0.56758
2799 | 0.62484
2800 | 0.69565
2801 | 0.79524
2802 | 0.88314
2803 | 0.94405
2804 | 0.89364
2805 | 0.81669
2806 | 0.74861
2807 | 0.66188
2808 | 0.60441
2809 | 0.56666
2810 | 0.55471
2811 | 0.54907
2812 | 0.55765
2813 | 0.59887
2814 | 0.68596
2815 | 0.7375
2816 | 0.70961
2817 | 0.66286
2818 | 0.61568
2819 | 0.59783
2820 | 0.58849
2821 | 0.58553
2822 | 0.57734
2823 | 0.65237
2824 | 0.72482
2825 | 0.78777
2826 | 0.85808
2827 | 0.91062
2828 | 0.86728
2829 | 0.79719
2830 | 0.74826
2831 | 0.67273
2832 | 0.6152
2833 | 0.5692
2834 | 0.55534
2835 | 0.54646
2836 | 0.55139
2837 | 0.57777
2838 | 0.63166
2839 | 0.6549
2840 | 0.63588
2841 | 0.60413
2842 | 0.53951
2843 | 0.51182
2844 | 0.50689
2845 | 0.50021
2846 | 0.51558
2847 | 0.57378
2848 | 0.63845
2849 | 0.76447
2850 | 0.84268
2851 | 0.89176
2852 | 0.84844
2853 | 0.78196
2854 | 0.71832
2855 | 0.64924
2856 | 0.59757
2857 | 0.57242
2858 | 0.54935
2859 | 0.53921
2860 | 0.54351
2861 | 0.56731
2862 | 0.6159
2863 | 0.63767
2864 | 0.63964
2865 | 0.62806
2866 | 0.57518
2867 | 0.55159
2868 | 0.53669
2869 | 0.54061
2870 | 0.55132
2871 | 0.60573
2872 | 0.67453
2873 | 0.7639
2874 | 0.85824
2875 | 0.92268
2876 | 0.87643
2877 | 0.80012
2878 | 0.7213
2879 | 0.64032
2880 | 0.58848
2881 | 0.56484
2882 | 0.53745
2883 | 0.5317
2884 | 0.53944
2885 | 0.57841
2886 | 0.65735
2887 | 0.70638
2888 | 0.71304
2889 | 0.69074
2890 | 0.63352
2891 | 0.58578
2892 | 0.58764
2893 | 0.62627
2894 | 0.61082
2895 | 0.65169
2896 | 0.75851
2897 | 0.81784
2898 | 0.87336
2899 | 0.9125
2900 | 0.87449
2901 | 0.79049
2902 | 0.72374
2903 | 0.63949
2904 | 0.58585
2905 | 0.54758
2906 | 0.5358
2907 | 0.53122
2908 | 0.53913
2909 | 0.57596
2910 | 0.65755
2911 | 0.70303
2912 | 0.67231
2913 | 0.60069
2914 | 0.54953
2915 | 0.51192
2916 | 0.48008
2917 | 0.44024
2918 | 0.4645
2919 | 0.5246
2920 | 0.63213
2921 | 0.74319
2922 | 0.84737
2923 | 0.90044
2924 | 0.86521
2925 | 0.78471
2926 | 0.71834
2927 | 0.63206
2928 | 0.57968
2929 | 0.54818
2930 | 0.53384
2931 | 0.52844
2932 | 0.53743
2933 | 0.57452
2934 | 0.65665
2935 | 0.69698
2936 | 0.6701
2937 | 0.60411
2938 | 0.54016
2939 | 0.48763
2940 | 0.46258
2941 | 0.43056
2942 | 0.48811
2943 | 0.5284
2944 | 0.62409
2945 | 0.71994
2946 | 0.82326
2947 | 0.88874
2948 | 0.86326
2949 | 0.78511
2950 | 0.71806
2951 | 0.631
2952 | 0.57484
2953 | 0.5439
2954 | 0.5318
2955 | 0.52842
2956 | 0.53574
2957 | 0.57406
2958 | 0.65311
2959 | 0.69571
2960 | 0.65673
2961 | 0.58445
2962 | 0.50121
2963 | 0.461
2964 | 0.461
2965 | 0.46614
2966 | 0.50614
2967 | 0.58536
2968 | 0.6826
2969 | 0.7635
2970 | 0.8482
2971 | 0.89372
2972 | 0.86383
2973 | 0.78455
2974 | 0.71989
2975 | 0.63398
2976 | 0.57862
2977 | 0.54496
2978 | 0.53733
2979 | 0.53378
2980 | 0.53994
2981 | 0.57738
2982 | 0.65455
2983 | 0.69817
2984 | 0.6667
2985 | 0.60928
2986 | 0.57062
2987 | 0.54784
2988 | 0.55711
2989 | 0.57729
2990 | 0.6
2991 | 0.64697
2992 | 0.69813
2993 | 0.75799
2994 | 0.82827
2995 | 0.8687
2996 | 0.84053
2997 | 0.7683
2998 | 0.72157
2999 | 0.64762
3000 | 0.59417
3001 | 0.5497
3002 | 0.54231
3003 | 0.53576
3004 | 0.53862
3005 | 0.56177
3006 | 0.60524
3007 | 0.61942
3008 | 0.60574
3009 | 0.55204
3010 | 0.47659
3011 | 0.46178
3012 | 0.46761
3013 | 0.48327
3014 | 0.50007
3015 | 0.56185
3016 | 0.62709
3017 | 0.71722
3018 | 0.81194
3019 | 0.85379
3020 | 0.82722
3021 | 0.75781
3022 | 0.69481
3023 | 0.62779
3024 | 0.58118
3025 | 0.55906
3026 | 0.54009
3027 | 0.53411
3028 | 0.53421
3029 | 0.55485
3030 | 0.59351
3031 | 0.60544
3032 | 0.59274
3033 | 0.54963
3034 | 0.49456
3035 | 0.47623
3036 | 0.45657
3037 | 0.4305
3038 | 0.44251
3039 | 0.5238
3040 | 0.61872
3041 | 0.73861
3042 | 0.84484
3043 | 0.88728
3044 | 0.85629
3045 | 0.78005
3046 | 0.70282
3047 | 0.62425
3048 | 0.57653
3049 | 0.5557
3050 | 0.52975
3051 | 0.52707
3052 | 0.53486
3053 | 0.57433
3054 | 0.65172
3055 | 0.69653
3056 | 0.67688
3057 | 0.64471
3058 | 0.60693
3059 | 0.58022
3060 | 0.57685
3061 | 0.57733
3062 | 0.58295
3063 | 0.64482
3064 | 0.7193
3065 | 0.77988
3066 | 0.85985
3067 | 0.90736
3068 | 0.8711
3069 | 0.78685
3070 | 0.71782
3071 | 0.63377
3072 | 0.58069
3073 | 0.54203
3074 | 0.53267
3075 | 0.5295
3076 | 0.53642
3077 | 0.57525
3078 | 0.65377
3079 | 0.69608
3080 | 0.65944
3081 | 0.61828
3082 | 0.58412
3083 | 0.5589
3084 | 0.54749
3085 | 0.55368
3086 | 0.58411
3087 | 0.64541
3088 | 0.70118
3089 | 0.78396
3090 | 0.85658
3091 | 0.89883
3092 | 0.86431
3093 | 0.78529
3094 | 0.71615
3095 | 0.63024
3096 | 0.57665
3097 | 0.54476
3098 | 0.53045
3099 | 0.52798
3100 | 0.53589
3101 | 0.57471
3102 | 0.65332
3103 | 0.69442
3104 | 0.67893
3105 | 0.63839
3106 | 0.59681
3107 | 0.60206
3108 | 0.61327
3109 | 0.62512
3110 | 0.6237
3111 | 0.63386
3112 | 0.69481
3113 | 0.76589
3114 | 0.8481
3115 | 0.889
3116 | 0.86301
3117 | 0.78578
3118 | 0.72042
3119 | 0.63099
3120 | 0.57493
3121 | 0.54309
3122 | 0.5235
3123 | 0.51839
3124 | 0.52832
3125 | 0.56635
3126 | 0.6447
3127 | 0.68428
3128 | 0.65476
3129 | 0.59862
3130 | 0.53235
3131 | 0.5121
3132 | 0.49984
3133 | 0.49302
3134 | 0.53131
3135 | 0.58353
3136 | 0.67226
3137 | 0.75072
3138 | 0.82727
3139 | 0.88212
3140 | 0.85418
3141 | 0.77617
3142 | 0.70913
3143 | 0.6223
3144 | 0.56906
3145 | 0.53657
3146 | 0.53229
3147 | 0.5281
3148 | 0.5374
3149 | 0.57426
3150 | 0.65033
3151 | 0.69105
3152 | 0.65631
3153 | 0.62137
3154 | 0.56532
3155 | 0.5452
3156 | 0.53742
3157 | 0.53806
3158 | 0.56162
3159 | 0.61004
3160 | 0.67764
3161 | 0.74282
3162 | 0.82397
3163 | 0.86324
3164 | 0.83658
3165 | 0.76775
3166 | 0.71908
3167 | 0.64426
3168 | 0.58968
3169 | 0.54535
3170 | 0.53627
3171 | 0.5273
3172 | 0.53276
3173 | 0.55636
3174 | 0.59959
3175 | 0.60903
3176 | 0.59384
3177 | 0.55014
3178 | 0.50102
3179 | 0.45865
3180 | 0.45082
3181 | 0.41473
3182 | 0.4714
3183 | 0.5494
3184 | 0.6181
3185 | 0.73248
3186 | 0.80631
3187 | 0.8498
3188 | 0.82384
3189 | 0.75377
3190 | 0.69077
3191 | 0.62277
3192 | 0.57439
3193 | 0.55317
3194 | 0.52676
3195 | 0.51866
3196 | 0.52436
3197 | 0.54307
3198 | 0.58234
3199 | 0.58843
3200 | 0.57814
3201 | 0.54796
3202 | 0.50337
3203 | 0.47298
3204 | 0.48433
3205 | 0.4938
3206 | 0.52165
3207 | 0.59296
3208 | 0.6624
3209 | 0.76302
3210 | 0.8342
3211 | 0.86976
3212 | 0.8442
3213 | 0.76879
3214 | 0.69039
3215 | 0.61025
3216 | 0.56257
3217 | 0.54149
3218 | 0.52269
3219 | 0.51738
3220 | 0.52895
3221 | 0.56788
3222 | 0.64656
3223 | 0.68738
3224 | 0.65878
3225 | 0.60514
3226 | 0.55947
3227 | 0.52009
3228 | 0.5424
3229 | 0.51647
3230 | 0.55278
3231 | 0.61312
3232 | 0.6858
3233 | 0.76088
3234 | 0.85317
3235 | 0.89845
3236 | 0.864
3237 | 0.78146
3238 | 0.71273
3239 | 0.62702
3240 | 0.57282
3241 | 0.53495
3242 | 0.53551
3243 | 0.532
3244 | 0.54051
3245 | 0.57808
3246 | 0.65764
3247 | 0.69893
3248 | 0.67076
3249 | 0.61883
3250 | 0.57372
3251 | 0.52441
3252 | 0.50338
3253 | 0.49509
3254 | 0.53421
3255 | 0.6083
3256 | 0.66967
3257 | 0.74417
3258 | 0.84352
3259 | 0.89774
3260 | 0.86807
3261 | 0.78947
3262 | 0.72254
3263 | 0.63574
3264 | 0.58127
3265 | 0.54849
3266 | 0.54103
3267 | 0.53527
3268 | 0.5451
3269 | 0.58399
3270 | 0.66431
3271 | 0.70802
3272 | 0.67527
3273 | 0.64469
3274 | 0.60178
3275 | 0.59125
3276 | 0.58714
3277 | 0.57612
3278 | 0.59943
3279 | 0.65231
3280 | 0.71929
3281 | 0.78542
3282 | 0.85651
3283 | 0.90276
3284 | 0.86911
3285 | 0.79623
3286 | 0.73149
3287 | 0.6454
3288 | 0.58736
3289 | 0.55367
3290 | 0.54281
3291 | 0.53689
3292 | 0.54442
3293 | 0.58429
3294 | 0.66246
3295 | 0.70533
3296 | 0.67217
3297 | 0.63631
3298 | 0.58115
3299 | 0.5582
3300 | 0.5368
3301 | 0.52149
3302 | 0.55049
3303 | 0.59135
3304 | 0.66397
3305 | 0.75203
3306 | 0.83877
3307 | 0.89797
3308 | 0.87237
3309 | 0.79855
3310 | 0.73315
3311 | 0.64521
3312 | 0.59017
3313 | 0.55644
3314 | 0.54131
3315 | 0.53626
3316 | 0.54386
3317 | 0.58318
3318 | 0.65871
3319 | 0.69868
3320 | 0.66295
3321 | 0.62808
3322 | 0.58045
3323 | 0.55583
3324 | 0.52703
3325 | 0.49389
3326 | 0.55211
3327 | 0.61493
3328 | 0.66994
3329 | 0.73904
3330 | 0.82518
3331 | 0.86861
3332 | 0.84587
3333 | 0.77745
3334 | 0.73012
3335 | 0.65396
3336 | 0.59867
3337 | 0.55337
3338 | 0.54743
3339 | 0.5387
3340 | 0.54098
3341 | 0.56688
3342 | 0.61005
3343 | 0.62425
3344 | 0.60434
3345 | 0.56155
3346 | 0.51222
3347 | 0.47963
3348 | 0.46215
3349 | 0.46788
3350 | 0.53374
3351 | 0.59136
3352 | 0.66599
3353 | 0.74933
3354 | 0.82226
3355 | 0.86177
3356 | 0.83695
3357 | 0.76843
3358 | 0.70625
3359 | 0.63682
3360 | 0.58664
3361 | 0.56338
3362 | 0.53721
3363 | 0.52897
3364 | 0.53136
3365 | 0.55471
3366 | 0.5921
3367 | 0.59943
3368 | 0.58699
3369 | 0.55155
3370 | 0.48807
3371 | 0.45556
3372 | 0.44794
3373 | 0.4167
3374 | 0.47326
3375 | 0.52484
3376 | 0.60139
3377 | 0.73232
3378 | 0.83329
3379 | 0.88663
3380 | 0.8606
3381 | 0.78136
3382 | 0.70536
3383 | 0.62192
3384 | 0.5728
3385 | 0.55163
3386 | 0.53538
3387 | 0.52993
3388 | 0.53786
3389 | 0.57957
3390 | 0.65695
3391 | 0.70311
3392 | 0.68494
3393 | 0.64712
3394 | 0.61444
3395 | 0.61831
3396 | 0.60897
3397 | 0.62325
3398 | 0.64562
3399 | 0.67921
3400 | 0.73187
3401 | 0.77635
3402 | 0.85304
3403 | 0.90789
3404 | 0.87653
3405 | 0.79664
3406 | 0.72745
3407 | 0.64184
3408 | 0.58503
3409 | 0.54676
3410 | 0.53579
3411 | 0.53215
3412 | 0.54005
3413 | 0.5796
3414 | 0.65832
3415 | 0.6984
3416 | 0.66699
3417 | 0.60064
3418 | 0.54415
3419 | 0.54399
3420 | 0.54309
3421 | 0.52237
3422 | 0.53778
3423 | 0.59715
3424 | 0.67995
3425 | 0.75186
3426 | 0.84225
3427 | 0.90248
3428 | 0.86827
3429 | 0.79019
3430 | 0.7228
3431 | 0.63808
3432 | 0.58322
3433 | 0.54812
3434 | 0.54567
3435 | 0.54072
3436 | 0.54764
3437 | 0.58852
3438 | 0.66941
3439 | 0.7114
3440 | 0.6758
3441 | 0.63249
3442 | 0.57816
3443 | 0.53683
3444 | 0.52204
3445 | 0.49938
3446 | 0.54146
3447 | 0.59705
3448 | 0.67625
3449 | 0.75249
3450 | 0.85118
3451 | 0.9031
3452 | 0.87623
3453 | 0.79711
3454 | 0.73534
3455 | 0.64924
3456 | 0.59421
3457 | 0.55885
3458 | 0.54801
3459 | 0.54168
3460 | 0.54846
3461 | 0.58579
3462 | 0.66606
3463 | 0.71267
3464 | 0.68048
3465 | 0.64051
3466 | 0.58836
3467 | 0.56359
3468 | 0.54494
3469 | 0.53315
3470 | 0.56846
3471 | 0.6266
3472 | 0.69318
3473 | 0.76542
3474 | 0.85233
3475 | 0.90846
3476 | 0.88213
3477 | 0.80709
3478 | 0.74091
3479 | 0.65373
3480 | 0.59604
3481 | 0.56156
3482 | 0.54235
3483 | 0.53771
3484 | 0.5451
3485 | 0.58418
3486 | 0.66387
3487 | 0.70276
3488 | 0.68027
3489 | 0.65586
3490 | 0.62159
3491 | 0.60921
3492 | 0.58026
3493 | 0.58641
3494 | 0.59354
3495 | 0.67563
3496 | 0.75237
3497 | 0.78966
3498 | 0.84165
3499 | 0.87624
3500 | 0.85358
3501 | 0.78349
3502 | 0.73463
3503 | 0.65976
3504 | 0.60272
3505 | 0.55595
3506 | 0.55389
3507 | 0.54589
3508 | 0.54906
3509 | 0.57285
3510 | 0.61922
3511 | 0.63623
3512 | 0.61122
3513 | 0.57219
3514 | 0.51548
3515 | 0.49496
3516 | 0.50307
3517 | 0.49728
3518 | 0.53088
3519 | 0.62453
3520 | 0.70006
3521 | 0.78031
3522 | 0.83407
3523 | 0.87031
3524 | 0.84683
3525 | 0.77892
3526 | 0.7159
3527 | 0.64565
3528 | 0.59465
3529 | 0.57097
3530 | 0.5426
3531 | 0.53567
3532 | 0.53814
3533 | 0.5593
3534 | 0.6004
3535 | 0.60668
3536 | 0.59118
3537 | 0.54213
3538 | 0.47425
3539 | 0.44691
3540 | 0.4481
3541 | 0.43233
3542 | 0.48469
3543 | 0.54993
3544 | 0.63697
3545 | 0.75529
3546 | 0.83896
3547 | 0.89148
3548 | 0.86811
3549 | 0.79166
3550 | 0.71304
3551 | 0.63276
3552 | 0.58084
3553 | 0.5588
3554 | 0.53443
3555 | 0.53049
3556 | 0.53211
3557 | 0.55622
3558 | 0.6
3559 | 0.61028
3560 | 0.61274
3561 | 0.5901
3562 | 0.53453
3563 | 0.52828
3564 | 0.48666
3565 | 0.48614
3566 | 0.47248
3567 | 0.52963
3568 | 0.61264
3569 | 0.7173
3570 | 0.81809
3571 | 0.86433
3572 | 0.85232
3573 | 0.78211
3574 | 0.71266
3575 | 0.63594
3576 | 0.58694
3577 | 0.55144
3578 | 0.53615
3579 | 0.53297
3580 | 0.54153
3581 | 0.58152
3582 | 0.66313
3583 | 0.70689
3584 | 0.67643
3585 | 0.62689
3586 | 0.58871
3587 | 0.57231
3588 | 0.5664
3589 | 0.58821
3590 | 0.59449
3591 | 0.63169
3592 | 0.70276
3593 | 0.77366
3594 | 0.85023
3595 | 0.90324
3596 | 0.87418
3597 | 0.79433
3598 | 0.72588
3599 | 0.63937
3600 | 0.5862
3601 | 0.54901
3602 | 0.53355
3603 | 0.52764
3604 | 0.53625
3605 | 0.57522
3606 | 0.65978
3607 | 0.70005
3608 | 0.67141
3609 | 0.60893
3610 | 0.56073
3611 | 0.52725
3612 | 0.53906
3613 | 0.5451
3614 | 0.5784
3615 | 0.60984
3616 | 0.66876
3617 | 0.7389
3618 | 0.83928
3619 | 0.89423
3620 | 0.86856
3621 | 0.79003
3622 | 0.72031
3623 | 0.63777
3624 | 0.582
3625 | 0.54769
3626 | 0.53901
3627 | 0.53092
3628 | 0.53883
3629 | 0.57331
3630 | 0.64052
3631 | 0.68033
3632 | 0.67334
3633 | 0.63397
3634 | 0.5764
3635 | 0.57441
3636 | 0.57901
3637 | 0.60032
3638 | 0.6099
3639 | 0.64864
3640 | 0.71045
3641 | 0.75595
3642 | 0.83321
3643 | 0.87908
3644 | 0.87109
3645 | 0.80202
3646 | 0.74445
3647 | 0.6576
3648 | 0.59725
3649 | 0.5578
3650 | 0.54298
3651 | 0.53489
3652 | 0.54404
3653 | 0.57869
3654 | 0.64561
3655 | 0.68297
3656 | 0.67413
3657 | 0.63215
3658 | 0.61079
3659 | 0.60576
3660 | 0.60064
3661 | 0.61327
3662 | 0.63262
3663 | 0.67712
3664 | 0.74196
3665 | 0.79216
3666 | 0.83196
3667 | 0.85547
3668 | 0.85144
3669 | 0.79063
3670 | 0.75041
3671 | 0.67276
3672 | 0.6109
3673 | 0.56091
3674 | 0.55643
3675 | 0.54498
3676 | 0.54888
3677 | 0.56983
3678 | 0.60178
3679 | 0.61452
3680 | 0.61806
3681 | 0.59198
3682 | 0.56301
3683 | 0.55432
3684 | 0.52908
3685 | 0.51165
3686 | 0.52913
3687 | 0.59889
3688 | 0.67392
3689 | 0.7613
3690 | 0.82939
3691 | 0.84979
3692 | 0.84498
3693 | 0.78715
3694 | 0.73239
3695 | 0.66279
3696 | 0.60623
3697 | 0.57762
3698 | 0.54229
3699 | 0.53158
3700 | 0.53501
3701 | 0.5526
3702 | 0.57406
3703 | 0.59014
3704 | 0.59877
3705 | 0.55642
3706 | 0.51311
3707 | 0.49508
3708 | 0.50381
3709 | 0.48823
3710 | 0.51224
3711 | 0.55171
3712 | 0.61681
3713 | 0.73062
3714 | 0.82892
3715 | 0.87146
3716 | 0.86614
3717 | 0.79809
3718 | 0.72737
3719 | 0.64562
3720 | 0.59069
3721 | 0.56202
3722 | 0.54394
3723 | 0.53683
3724 | 0.54583
3725 | 0.58232
3726 | 0.65131
3727 | 0.69551
3728 | 0.68915
3729 | 0.64181
3730 | 0.58671
3731 | 0.57661
3732 | 0.5767
3733 | 0.57072
3734 | 0.6109
3735 | 0.63885
3736 | 0.71991
3737 | 0.79253
3738 | 0.86953
3739 | 0.90583
3740 | 0.89209
3741 | 0.81698
3742 | 0.75364
3743 | 0.66488
3744 | 0.60481
3745 | 0.56121
3746 | 0.55123
3747 | 0.54471
3748 | 0.55254
3749 | 0.58812
3750 | 0.64926
3751 | 0.69612
3752 | 0.68778
3753 | 0.66774
3754 | 0.64235
3755 | 0.60034
3756 | 0.59366
3757 | 0.57909
3758 | 0.59875
3759 | 0.65325
3760 | 0.71828
3761 | 0.76681
3762 | 0.85256
3763 | 0.89654
3764 | 0.88924
3765 | 0.81513
3766 | 0.75507
3767 | 0.66738
3768 | 0.60851
3769 | 0.56914
3770 | 0.54847
3771 | 0.5396
3772 | 0.54594
3773 | 0.58153
3774 | 0.65047
3775 | 0.68882
3776 | 0.67982
3777 | 0.63529
3778 | 0.58589
3779 | 0.56973
3780 | 0.58176
3781 | 0.55835
3782 | 0.60364
3783 | 0.66418
3784 | 0.75379
3785 | 0.80807
3786 | 0.85243
3787 | 0.88975
3788 | 0.87872
3789 | 0.80639
3790 | 0.74812
3791 | 0.65873
3792 | 0.60165
3793 | 0.56628
3794 | 0.55923
3795 | 0.54838
3796 | 0.55479
3797 | 0.5892
3798 | 0.65634
3799 | 0.69611
3800 | 0.68405
3801 | 0.63238
3802 | 0.59254
3803 | 0.55805
3804 | 0.55881
3805 | 0.55194
3806 | 0.58257
3807 | 0.63328
3808 | 0.711
3809 | 0.78269
3810 | 0.85985
3811 | 0.89526
3812 | 0.88658
3813 | 0.81793
3814 | 0.76104
3815 | 0.67476
3816 | 0.61581
3817 | 0.57577
3818 | 0.54625
3819 | 0.53766
3820 | 0.54507
3821 | 0.58095
3822 | 0.64676
3823 | 0.68341
3824 | 0.66942
3825 | 0.62027
3826 | 0.57046
3827 | 0.55087
3828 | 0.557
3829 | 0.52233
3830 | 0.55729
3831 | 0.60672
3832 | 0.65975
3833 | 0.73681
3834 | 0.81612
3835 | 0.85489
3836 | 0.84875
3837 | 0.78849
3838 | 0.7496
3839 | 0.67335
3840 | 0.61366
3841 | 0.56588
3842 | 0.55555
3843 | 0.54331
3844 | 0.54658
3845 | 0.56803
3846 | 0.60043
3847 | 0.61108
3848 | 0.62098
3849 | 0.58474
3850 | 0.5375
3851 | 0.51417
3852 | 0.52445
3853 | 0.54184
3854 | 0.54849
3855 | 0.60116
3856 | 0.66899
3857 | 0.75386
3858 | 0.81747
3859 | 0.84949
3860 | 0.84352
3861 | 0.78357
3862 | 0.72935
3863 | 0.6599
3864 | 0.60581
3865 | 0.57755
3866 | 0.54703
3867 | 0.53543
3868 | 0.53724
3869 | 0.55581
3870 | 0.57666
3871 | 0.59179
3872 | 0.59887
3873 | 0.56805
3874 | 0.5139
3875 | 0.4897
3876 | 0.4864
3877 | 0.48096
3878 | 0.5095
3879 | 0.54987
3880 | 0.60614
3881 | 0.71762
3882 | 0.82911
3883 | 0.86267
3884 | 0.86328
3885 | 0.79745
3886 | 0.72999
3887 | 0.64891
3888 | 0.59478
3889 | 0.568
3890 | 0.5367
3891 | 0.52821
3892 | 0.53678
3893 | 0.57449
3894 | 0.64356
3895 | 0.6791
3896 | 0.68349
3897 | 0.63114
3898 | 0.57792
3899 | 0.57048
3900 | 0.56793
3901 | 0.56649
3902 | 0.58009
3903 | 0.6058
3904 | 0.68696
3905 | 0.75716
3906 | 0.84975
3907 | 0.8964
3908 | 0.88288
3909 | 0.80608
3910 | 0.74524
3911 | 0.65673
3912 | 0.59804
3913 | 0.55415
3914 | 0.55517
3915 | 0.54678
3916 | 0.5537
3917 | 0.5895
3918 | 0.65171
3919 | 0.69796
3920 | 0.69075
3921 | 0.64642
3922 | 0.61435
3923 | 0.61479
3924 | 0.57778
3925 | 0.53782
3926 | 0.58955
3927 | 0.68395
3928 | 0.745
3929 | 0.80333
3930 | 0.86754
3931 | 0.90058
3932 | 0.88858
3933 | 0.8182
3934 | 0.75708
3935 | 0.6693
3936 | 0.61143
3937 | 0.57329
3938 | 0.55676
3939 | 0.5471
3940 | 0.55303
3941 | 0.58761
3942 | 0.65631
3943 | 0.69563
3944 | 0.6815
3945 | 0.65324
3946 | 0.62038
3947 | 0.60578
3948 | 0.60417
3949 | 0.61751
3950 | 0.59901
3951 | 0.63958
3952 | 0.7238
3953 | 0.76154
3954 | 0.84347
3955 | 0.88914
3956 | 0.88307
3957 | 0.8122
3958 | 0.75478
3959 | 0.66896
3960 | 0.60647
3961 | 0.5737
3962 | 0.55089
3963 | 0.54284
3964 | 0.5475
3965 | 0.5816
3966 | 0.64925
3967 | 0.68583
3968 | 0.6791
3969 | 0.64401
3970 | 0.60645
3971 | 0.57567
3972 | 0.58917
3973 | 0.61262
3974 | 0.60879
3975 | 0.67855
3976 | 0.74913
3977 | 0.79019
3978 | 0.85
3979 | 0.88616
3980 | 0.87831
3981 | 0.81011
3982 | 0.75175
3983 | 0.66571
3984 | 0.60785
3985 | 0.56827
3986 | 0.55402
3987 | 0.54351
3988 | 0.54932
3989 | 0.58406
3990 | 0.65005
3991 | 0.68833
3992 | 0.66634
3993 | 0.63853
3994 | 0.61039
3995 | 0.58141
3996 | 0.57921
3997 | 0.57624
3998 | 0.57207
3999 | 0.6375
4000 | 0.71824
4001 | 0.76925
4002 | 0.82966
4003 | 0.85577
4004 | 0.85378
4005 | 0.79121
4006 | 0.75235
4007 | 0.678
4008 | 0.61905
4009 | 0.5719
4010 | 0.56063
4011 | 0.5477
4012 | 0.54951
4013 | 0.56982
4014 | 0.60297
4015 | 0.61652
4016 | 0.63446
4017 | 0.61672
4018 | 0.56729
4019 | 0.54628
4020 | 0.543
4021 | 0.54084
4022 | 0.516
4023 | 0.56422
4024 | 0.62218
4025 | 0.74046
4026 | 0.81839
4027 | 0.84664
4028 | 0.84492
4029 | 0.78369
4030 | 0.73081
4031 | 0.66409
4032 | 0.60901
4033 | 0.58237
4034 | 0.54644
4035 | 0.5332
4036 | 0.53501
4037 | 0.55186
4038 | 0.57984
4039 | 0.58629
4040 | 0.59446
4041 | 0.57247
4042 | 0.53496
4043 | 0.51196
4044 | 0.49475
4045 | 0.49241
4046 | 0.50055
4047 | 0.53571
4048 | 0.60582
4049 | 0.72948
4050 | 0.82487
4051 | 0.8641
4052 | 0.85975
4053 | 0.79239
4054 | 0.72428
4055 | 0.64581
4056 | 0.59136
4057 | 0.56655
4058 | 0.548
4059 | 0.53854
4060 | 0.54469
4061 | 0.58107
4062 | 0.65082
4063 | 0.69398
4064 | 0.68522
4065 | 0.64847
4066 | 0.616
4067 | 0.59187
4068 | 0.56483
4069 | 0.56091
4070 | 0.59125
4071 | 0.6245
4072 | 0.67837
4073 | 0.74704
4074 | 0.84808
4075 | 0.90384
4076 | 0.89155
4077 | 0.81486
4078 | 0.7535
4079 | 0.66726
4080 | 0.60706
4081 | 0.56412
4082 | 0.55511
4083 | 0.54623
4084 | 0.5511
4085 | 0.58626
4086 | 0.65522
4087 | 0.69381
4088 | 0.67879
4089 | 0.63354
4090 | 0.59732
4091 | 0.54908
4092 | 0.5405
4093 | 0.52809
4094 | 0.55583
4095 | 0.62743
4096 | 0.71392
4097 | 0.78458
4098 | 0.85753
4099 | 0.89699
4100 | 0.8866
4101 | 0.81177
4102 | 0.7534
4103 | 0.66475
4104 | 0.60706
4105 | 0.57169
4106 | 0.55703
4107 | 0.54884
4108 | 0.55462
4109 | 0.58884
4110 | 0.65719
4111 | 0.6975
4112 | 0.68137
4113 | 0.6371
4114 | 0.56838
4115 | 0.52595
4116 | 0.52824
4117 | 0.53648
4118 | 0.5645
4119 | 0.60214
4120 | 0.70376
4121 | 0.78037
4122 | 0.85983
4123 | 0.89263
4124 | 0.88567
4125 | 0.81381
4126 | 0.75511
4127 | 0.66867
4128 | 0.6089
4129 | 0.57344
4130 | 0.56234
4131 | 0.55395
4132 | 0.55972
4133 | 0.59161
4134 | 0.65809
4135 | 0.69879
4136 | 0.68911
4137 | 0.63144
4138 | 0.58201
4139 | 0.56037
4140 | 0.54501
4141 | 0.55227
4142 | 0.58662
4143 | 0.64292
4144 | 0.72097
4145 | 0.77551
4146 | 0.847
4147 | 0.89704
4148 | 0.88981
4149 | 0.82178
4150 | 0.76313
4151 | 0.67621
4152 | 0.61711
4153 | 0.57503
4154 | 0.56292
4155 | 0.55454
4156 | 0.55772
4157 | 0.59131
4158 | 0.65554
4159 | 0.69643
4160 | 0.68029
4161 | 0.64569
4162 | 0.59099
4163 | 0.56093
4164 | 0.55898
4165 | 0.54621
4166 | 0.57522
4167 | 0.67355
4168 | 0.74128
4169 | 0.78419
4170 | 0.84771
4171 | 0.87239
4172 | 0.86308
4173 | 0.80191
4174 | 0.76041
4175 | 0.68476
4176 | 0.62681
4177 | 0.5796
4178 | 0.56534
4179 | 0.55425
4180 | 0.55354
4181 | 0.5727
4182 | 0.60504
4183 | 0.61951
4184 | 0.62895
4185 | 0.6007
4186 | 0.55532
4187 | 0.50515
4188 | 0.50171
4189 | 0.50467
4190 | 0.50353
4191 | 0.53062
4192 | 0.6016
4193 | 0.71343
4194 | 0.80498
4195 | 0.85273
4196 | 0.84843
4197 | 0.78932
4198 | 0.73367
4199 | 0.66551
4200 | 0.61144
4201 | 0.58548
4202 | 0.54839
4203 | 0.53577
4204 | 0.53543
4205 | 0.55197
4206 | 0.57844
4207 | 0.58662
4208 | 0.5954
4209 | 0.54592
4210 | 0.4857
4211 | 0.46548
4212 | 0.43039
4213 | 0.43601
4214 | 0.51087
4215 | 0.56658
4216 | 0.61735
4217 | 0.71909
4218 | 0.82489
4219 | 0.86516
4220 | 0.85894
4221 | 0.79274
4222 | 0.72383
4223 | 0.64418
4224 | 0.59028
4225 | 0.5659
4226 | 0.54051
4227 | 0.53232
4228 | 0.53756
4229 | 0.57295
4230 | 0.64292
4231 | 0.68538
4232 | 0.68009
4233 | 0.62989
4234 | 0.57723
4235 | 0.5439
4236 | 0.53065
4237 | 0.52148
4238 | 0.56018
4239 | 0.61918
4240 | 0.7109
4241 | 0.77158
4242 | 0.85351
4243 | 0.89832
4244 | 0.88629
4245 | 0.80523
4246 | 0.74356
4247 | 0.65561
4248 | 0.59821
4249 | 0.55516
4250 | 0.54758
4251 | 0.5403
4252 | 0.54544
4253 | 0.57949
4254 | 0.65007
4255 | 0.69104
4256 | 0.68586
4257 | 0.65484
4258 | 0.60548
4259 | 0.57822
4260 | 0.57519
4261 | 0.58589
4262 | 0.61128
4263 | 0.65513
4264 | 0.72347
4265 | 0.78595
4266 | 0.85423
4267 | 0.89916
4268 | 0.88314
4269 | 0.80687
4270 | 0.74612
4271 | 0.65954
4272 | 0.59933
4273 | 0.56318
4274 | 0.55365
4275 | 0.54553
4276 | 0.5527
4277 | 0.58651
4278 | 0.65373
4279 | 0.69284
4280 | 0.67394
4281 | 0.62662
4282 | 0.58071
4283 | 0.57185
4284 | 0.55552
4285 | 0.55498
4286 | 0.58327
4287 | 0.62443
4288 | 0.71273
4289 | 0.76675
4290 | 0.84967
4291 | 0.892
4292 | 0.88409
4293 | 0.81202
4294 | 0.75345
4295 | 0.66647
4296 | 0.60492
4297 | 0.569
4298 | 0.54648
4299 | 0.54212
4300 | 0.54761
4301 | 0.58232
4302 | 0.64751
4303 | 0.68929
4304 | 0.68329
4305 | 0.63746
4306 | 0.60719
4307 | 0.59698
4308 | 0.55679
4309 | 0.51792
4310 | 0.5386
4311 | 0.57532
4312 | 0.65846
4313 | 0.74398
4314 | 0.8297
4315 | 0.88672
4316 | 0.8788
4317 | 0.80811
4318 | 0.74788
4319 | 0.66091
4320 | 0.60259
4321 | 0.56563
4322 | 0.55322
4323 | 0.54593
4324 | 0.55116
4325 | 0.58237
4326 | 0.64747
4327 | 0.68676
4328 | 0.68045
4329 | 0.62619
4330 | 0.57036
4331 | 0.56678
4332 | 0.55826
4333 | 0.54777
4334 | 0.57756
4335 | 0.6539
4336 | 0.73334
4337 | 0.78783
4338 | 0.84402
4339 | 0.86222
4340 | 0.85545
4341 | 0.78947
4342 | 0.75059
4343 | 0.67466
4344 | 0.61647
4345 | 0.56889
4346 | 0.5889
4347 | 0.57697
4348 | 0.5765
4349 | 0.59315
4350 | 0.62309
4351 | 0.63696
4352 | 0.64137
4353 | 0.61287
4354 | 0.5679
4355 | 0.56321
4356 | 0.56182
4357 | 0.56009
4358 | 0.55928
4359 | 0.59347
4360 | 0.65535
4361 | 0.77133
4362 | 0.85126
4363 | 0.89095
4364 | 0.89067
4365 | 0.82625
4366 | 0.76943
4367 | 0.69255
4368 | 0.63552
4369 | 0.61008
4370 | 0.57646
4371 | 0.56532
4372 | 0.56468
4373 | 0.57787
4374 | 0.60185
4375 | 0.60868
4376 | 0.62085
4377 | 0.59209
4378 | 0.52873
4379 | 0.51321
4380 | 0.51407
4381 | 0.49461
4382 | 0.50468
4383 | 0.57649
4384 | 0.67522
4385 | 0.78382
4386 | 0.86509
4387 | 0.91177
4388 | 0.91377
4389 | 0.8395
4390 | 0.76558
4391 | 0.67797
4392 | 0.62118
4393 | 0.59668
4394 | 0.5812
4395 | 0.57319
4396 | 0.57862
4397 | 0.61099
4398 | 0.67882
4399 | 0.72381
4400 | 0.72171
4401 | 0.69634
4402 | 0.66086
4403 | 0.63204
4404 | 0.64513
4405 | 0.65348
4406 | 0.63872
4407 | 0.67812
4408 | 0.74382
4409 | 0.82272
4410 | 0.90894
4411 | 0.9546
4412 | 0.94921
4413 | 0.86663
4414 | 0.80129
4415 | 0.70677
4416 | 0.64271
4417 | 0.59817
4418 | 0.58655
4419 | 0.57781
4420 | 0.58378
4421 | 0.60584
4422 | 0.64155
4423 | 0.66563
4424 | 0.65496
4425 | 0.6367
4426 | 0.60991
4427 | 0.58279
4428 | 0.55846
4429 | 0.55836
4430 | 0.53638
4431 | 0.6071
4432 | 0.66671
4433 | 0.76887
4434 | 0.84616
4435 | 0.87956
4436 | 0.86371
4437 | 0.82319
4438 | 0.79154
4439 | 0.70268
4440 | 0.64174
4441 | 0.61318
4442 | 0.59422
4443 | 0.58729
4444 | 0.59152
4445 | 0.62535
4446 | 0.69255
4447 | 0.73704
4448 | 0.73146
4449 | 0.68902
4450 | 0.6323
4451 | 0.59364
4452 | 0.58528
4453 | 0.54695
4454 | 0.58926
4455 | 0.6706
4456 | 0.76301
4457 | 0.82992
4458 | 0.91087
4459 | 0.95007
4460 | 0.94723
4461 | 0.86981
4462 | 0.80888
4463 | 0.71442
4464 | 0.64903
4465 | 0.61179
4466 | 0.59504
4467 | 0.58387
4468 | 0.59187
4469 | 0.62392
4470 | 0.691
4471 | 0.7346
4472 | 0.73009
4473 | 0.69392
4474 | 0.65856
4475 | 0.62337
4476 | 0.59687
4477 | 0.57885
4478 | 0.59987
4479 | 0.66388
4480 | 0.76549
4481 | 0.81606
4482 | 0.90083
4483 | 0.95248
4484 | 0.94959
4485 | 0.87519
4486 | 0.81301
4487 | 0.71693
4488 | 0.65309
4489 | 0.61299
4490 | 0.59041
4491 | 0.58331
4492 | 0.58816
4493 | 0.61928
4494 | 0.68122
4495 | 0.72281
4496 | 0.72521
4497 | 0.69751
4498 | 0.65113
4499 | 0.64315
4500 | 0.62861
4501 | 0.62539
4502 | 0.63491
4503 | 0.68319
4504 | 0.75624
4505 | 0.81771
4506 | 0.87213
4507 | 0.91103
4508 | 0.91483
4509 | 0.84745
4510 | 0.8041
4511 | 0.72354
4512 | 0.65689
4513 | 0.60806
4514 | 0.59422
4515 | 0.58234
4516 | 0.58317
4517 | 0.59974
4518 | 0.62879
4519 | 0.64076
4520 | 0.64031
4521 | 0.61229
4522 | 0.55839
4523 | 0.51602
4524 | 0.51686
4525 | 0.46969
4526 | 0.52927
4527 | 0.58733
4528 | 0.66419
4529 | 0.76704
4530 | 0.85332
4531 | 0.89429
4532 | 0.89908
4533 | 0.83486
4534 | 0.77546
4535 | 0.70031
4536 | 0.63947
4537 | 0.61429
4538 | 0.58482
4539 | 0.57439
4540 | 0.57433
4541 | 0.58798
4542 | 0.61001
4543 | 0.62298
4544 | 0.62986
4545 | 0.59727
4546 | 0.55085
4547 | 0.53739
4548 | 0.53003
4549 | 0.52243
4550 | 0.56556
4551 | 0.60815
4552 | 0.66281
4553 | 0.77424
4554 | 0.87618
4555 | 0.92
4556 | 0.9206
4557 | 0.84856
4558 | 0.77635
4559 | 0.68846
4560 | 0.62965
4561 | 0.60408
4562 | 0.57389
4563 | 0.56675
4564 | 0.57304
4565 | 0.60717
4566 | 0.67312
4567 | 0.71607
4568 | 0.72228
4569 | 0.69097
4570 | 0.6377
4571 | 0.60592
4572 | 0.60415
4573 | 0.57515
4574 | 0.59069
4575 | 0.63574
4576 | 0.71139
4577 | 0.80391
4578 | 0.90375
4579 | 0.94552
4580 | 0.94003
4581 | 0.85895
4582 | 0.79414
4583 | 0.69878
4584 | 0.63408
4585 | 0.59024
4586 | 0.57796
4587 | 0.5709
4588 | 0.57674
4589 | 0.61091
4590 | 0.67803
4591 | 0.71923
4592 | 0.71082
4593 | 0.67843
4594 | 0.62133
4595 | 0.58042
4596 | 0.57567
4597 | 0.56363
4598 | 0.58393
4599 | 0.63538
4600 | 0.71401
4601 | 0.80511
4602 | 0.89439
4603 | 0.93981
4604 | 0.93207
4605 | 0.85772
4606 | 0.79149
4607 | 0.69599
4608 | 0.63166
4609 | 0.59481
4610 | 0.58128
4611 | 0.57439
4612 | 0.58037
4613 | 0.61505
4614 | 0.68208
4615 | 0.72379
4616 | 0.71901
4617 | 0.66892
4618 | 0.61482
4619 | 0.5853
4620 | 0.5803
4621 | 0.56237
4622 | 0.58213
4623 | 0.64302
4624 | 0.73828
4625 | 0.81209
4626 | 0.89396
4627 | 0.93649
4628 | 0.93313
4629 | 0.85979
4630 | 0.79754
4631 | 0.7025
4632 | 0.63616
4633 | 0.59959
4634 | 0.58989
4635 | 0.58238
4636 | 0.58406
4637 | 0.62107
4638 | 0.68572
4639 | 0.73048
4640 | 0.7259
4641 | 0.70324
4642 | 0.64047
4643 | 0.60919
4644 | 0.59525
4645 | 0.5667
4646 | 0.5903
4647 | 0.65503
4648 | 0.76348
4649 | 0.83611
4650 | 0.90051
4651 | 0.94486
4652 | 0.94064
4653 | 0.86836
4654 | 0.80604
4655 | 0.7114
4656 | 0.64602
4657 | 0.60793
4658 | 0.59128
4659 | 0.58407
4660 | 0.58969
4661 | 0.62287
4662 | 0.68661
4663 | 0.7296
4664 | 0.72971
4665 | 0.70673
4666 | 0.648
4667 | 0.60772
4668 | 0.6116
4669 | 0.59731
4670 | 0.63134
4671 | 0.68363
4672 | 0.75808
4673 | 0.81681
4674 | 0.88851
4675 | 0.91934
4676 | 0.91516
4677 | 0.84999
4678 | 0.80714
4679 | 0.7247
4680 | 0.66039
4681 | 0.60879
4682 | 0.59215
4683 | 0.58121
4684 | 0.5828
4685 | 0.60114
4686 | 0.62992
4687 | 0.6424
4688 | 0.654
4689 | 0.63555
4690 | 0.59248
4691 | 0.56797
4692 | 0.55557
4693 | 0.5344
4694 | 0.52942
4695 | 0.57443
4696 | 0.65099
4697 | 0.76636
4698 | 0.84928
4699 | 0.89472
4700 | 0.89859
4701 | 0.83405
4702 | 0.77598
4703 | 0.69912
4704 | 0.64029
4705 | 0.61221
4706 | 0.59177
4707 | 0.58223
4708 | 0.58136
4709 | 0.5974
4710 | 0.62019
4711 | 0.63257
4712 | 0.64238
4713 | 0.61496
4714 | 0.58746
4715 | 0.56656
4716 | 0.54669
4717 | 0.53641
4718 | 0.53811
4719 | 0.5746
4720 | 0.63331
4721 | 0.75568
4722 | 0.87126
4723 | 0.92673
4724 | 0.9289
4725 | 0.85803
4726 | 0.78632
4727 | 0.69672
4728 | 0.63841
4729 | 0.60963
4730 | 0.59409
4731 | 0.58675
4732 | 0.59151
4733 | 0.62614
4734 | 0.69346
4735 | 0.74238
4736 | 0.75681
4737 | 0.71554
4738 | 0.68155
4739 | 0.64056
4740 | 0.64649
4741 | 0.6199
4742 | 0.64991
4743 | 0.70539
4744 | 0.78803
4745 | 0.85006
4746 | 0.91692
4747 | 0.96521
4748 | 0.95676
4749 | 0.87861
4750 | 0.81493
4751 | 0.71934
4752 | 0.65456
4753 | 0.60925
4754 | 0.59534
4755 | 0.58958
4756 | 0.59412
4757 | 0.62831
4758 | 0.69477
4759 | 0.74119
4760 | 0.74019
4761 | 0.70187
4762 | 0.65823
4763 | 0.63243
4764 | 0.63666
4765 | 0.61216
4766 | 0.62738
4767 | 0.68455
4768 | 0.73581
4769 | 0.81131
4770 | 0.90792
4771 | 0.95753
4772 | 0.95091
4773 | 0.87675
4774 | 0.8123
4775 | 0.71588
4776 | 0.6512
4777 | 0.61202
4778 | 0.59133
4779 | 0.58281
4780 | 0.58799
4781 | 0.62295
4782 | 0.69127
4783 | 0.73821
4784 | 0.73858
4785 | 0.69934
4786 | 0.64862
4787 | 0.62193
4788 | 0.62211
4789 | 0.63979
4790 | 0.66905
4791 | 0.7102
4792 | 0.78179
4793 | 0.84226
4794 | 0.91414
4795 | 0.94879
4796 | 0.94245
4797 | 0.86891
4798 | 0.80792
4799 | 0.71166
4800 | 0.64597
4801 | 0.60812
4802 | 0.58099
4803 | 0.57342
4804 | 0.57956
4805 | 0.61027
4806 | 0.68186
4807 | 0.72563
4808 | 0.73057
4809 | 0.71081
4810 | 0.65338
4811 | 0.63357
4812 | 0.60463
4813 | 0.59635
4814 | 0.60695
4815 | 0.6768
4816 | 0.75753
4817 | 0.83532
4818 | 0.89634
4819 | 0.93507
4820 | 0.93533
4821 | 0.86024
4822 | 0.7994
4823 | 0.70496
4824 | 0.63924
4825 | 0.59888
4826 | 0.58743
4827 | 0.58056
4828 | 0.58644
4829 | 0.62009
4830 | 0.68635
4831 | 0.73036
4832 | 0.72686
4833 | 0.7017
4834 | 0.64954
4835 | 0.61246
4836 | 0.6157
4837 | 0.63662
4838 | 0.66195
4839 | 0.72569
4840 | 0.79199
4841 | 0.83885
4842 | 0.89124
4843 | 0.91354
4844 | 0.91138
4845 | 0.84586
4846 | 0.80469
4847 | 0.7219
4848 | 0.65549
4849 | 0.60602
4850 | 0.59303
4851 | 0.58234
4852 | 0.58493
4853 | 0.60378
4854 | 0.63394
4855 | 0.64933
4856 | 0.65616
4857 | 0.6193
4858 | 0.57669
4859 | 0.55739
4860 | 0.5268
4861 | 0.52106
4862 | 0.54176
4863 | 0.61163
4864 | 0.69669
4865 | 0.78544
4866 | 0.86738
4867 | 0.90224
4868 | 0.90147
4869 | 0.83598
4870 | 0.77989
4871 | 0.70378
4872 | 0.64265
4873 | 0.61622
4874 | 0.5894
4875 | 0.57943
4876 | 0.58106
4877 | 0.59642
4878 | 0.62195
4879 | 0.63455
4880 | 0.64676
4881 | 0.62325
4882 | 0.58188
4883 | 0.55378
4884 | 0.54923
4885 | 0.56772
4886 | 0.56256
4887 | 0.60848
4888 | 0.67875
4889 | 0.79687
4890 | 0.88967
4891 | 0.93269
4892 | 0.93298
4893 | 0.86044
4894 | 0.78637
4895 | 0.69928
4896 | 0.63872
4897 | 0.61106
4898 | 0.57963
4899 | 0.57402
4900 | 0.58035
4901 | 0.6143
4902 | 0.68317
4903 | 0.73
4904 | 0.73087
4905 | 0.71254
4906 | 0.66878
4907 | 0.67732
4908 | 0.65914
4909 | 0.65617
4910 | 0.67286
4911 | 0.68088
4912 | 0.74672
4913 | 0.80516
4914 | 0.89489
4915 | 0.95508
4916 | 0.94908
4917 | 0.86733
4918 | 0.80258
4919 | 0.70713
4920 | 0.64186
4921 | 0.59745
4922 | 0.58228
4923 | 0.57681
4924 | 0.58314
4925 | 0.61735
4926 | 0.68527
4927 | 0.72929
4928 | 0.73735
4929 | 0.72068
4930 | 0.68007
4931 | 0.6434
4932 | 0.63795
4933 | 0.64054
4934 | 0.63089
4935 | 0.68718
4936 | 0.77531
4937 | 0.85946
4938 | 0.91734
4939 | 0.94766
4940 | 0.93625
4941 | 0.8628
4942 | 0.80106
4943 | 0.70474
4944 | 0.6397
4945 | 0.60115
4946 | 0.57735
4947 | 0.57076
4948 | 0.57562
4949 | 0.60873
4950 | 0.67707
4951 | 0.72042
4952 | 0.72126
4953 | 0.67633
4954 | 0.61494
4955 | 0.58357
4956 | 0.57452
4957 | 0.53652
4958 | 0.54763
4959 | 0.60786
4960 | 0.71252
4961 | 0.7809
4962 | 0.87901
4963 | 0.92942
4964 | 0.92456
4965 | 0.85198
4966 | 0.79369
4967 | 0.69971
4968 | 0.63333
4969 | 0.59612
4970 | 0.58007
4971 | 0.57187
4972 | 0.57612
4973 | 0.60928
4974 | 0.67267
4975 | 0.72035
4976 | 0.72805
4977 | 0.69381
4978 | 0.62235
4979 | 0.60214
4980 | 0.5982
4981 | 0.59342
4982 | 0.60187
4983 | 0.68581
4984 | 0.74654
4985 | 0.80039
4986 | 0.87633
4987 | 0.92746
4988 | 0.92579
4989 | 0.85684
4990 | 0.79765
4991 | 0.70383
4992 | 0.63786
4993 | 0.59756
4994 | 0.58518
4995 | 0.57767
4996 | 0.58221
4997 | 0.61493
4998 | 0.67994
4999 | 0.72339
5000 | 0.72614
5001 | 0.69453
5002 | 0.64549
5003 | 0.62662
5004 | 0.59426
5005 | 0.61095
5006 | 0.60157
5007 | 0.6702
5008 | 0.73723
5009 | 0.80874
5010 | 0.87719
5011 | 0.90582
5012 | 0.9048
5013 | 0.84058
5014 | 0.80302
5015 | 0.71894
5016 | 0.65417
5017 | 0.6039
5018 | 0.59698
5019 | 0.58383
5020 | 0.58541
5021 | 0.60488
5022 | 0.63489
5023 | 0.65231
5024 | 0.66185
5025 | 0.62037
5026 | 0.55761
5027 | 0.53626
5028 | 0.52274
5029 | 0.52019
5030 | 0.54365
5031 | 0.58449
5032 | 0.66803
5033 | 0.78191
5034 | 0.85661
5035 | 0.90053
5036 | 0.90149
5037 | 0.8406
5038 | 0.78576
5039 | 0.70896
5040 | 0.64735
5041 | 0.61857
5042 | 0.58618
5043 | 0.57346
5044 | 0.5742
5045 | 0.59052
5046 | 0.61474
5047 | 0.62509
5048 | 0.6424
5049 | 0.60612
5050 | 0.55673
5051 | 0.53494
5052 | 0.53658
5053 | 0.50107
5054 | 0.50065
5055 | 0.55638
5056 | 0.65098
5057 | 0.7881
5058 | 0.88217
5059 | 0.92193
5060 | 0.92059
5061 | 0.85104
5062 | 0.78183
5063 | 0.69457
5064 | 0.6341
5065 | 0.60621
5066 | 0.58877
5067 | 0.5805
5068 | 0.58728
5069 | 0.62146
5070 | 0.68737
5071 | 0.73716
5072 | 0.73335
5073 | 0.69127
5074 | 0.62016
5075 | 0.58381
5076 | 0.58658
5077 | 0.58192
5078 | 0.60963
5079 | 0.66367
5080 | 0.72817
5081 | 0.81804
5082 | 0.91905
5083 | 0.95761
5084 | 0.95062
5085 | 0.87291
5086 | 0.81106
5087 | 0.71664
5088 | 0.65172
5089 | 0.606
5090 | 0.60389
5091 | 0.59887
5092 | 0.60538
5093 | 0.64364
5094 | 0.72106
5095 | 0.77341
5096 | 0.76628
5097 | 0.73243
5098 | 0.66748
5099 | 0.62513
5100 | 0.62532
5101 | 0.63732
5102 | 0.64753
5103 | 0.72662
5104 | 0.77436
5105 | 0.84288
5106 | 0.93613
5107 | 0.99195
5108 | 0.95299
5109 | 0.8799
5110 | 0.81591
5111 | 0.72324
5112 | 0.66276
5113 | 0.62186
5114 | 0.59251
5115 | 0.58577
5116 | 0.59401
5117 | 0.63146
5118 | 0.71019
5119 | 0.75937
5120 | 0.75293
5121 | 0.72742
5122 | 0.67527
5123 | 0.65071
5124 | 0.65275
5125 | 0.63597
5126 | 0.60195
5127 | 0.65698
5128 | 0.73389
5129 | 0.80882
5130 | 0.91635
5131 | 0.96983
5132 | 0.94073
5133 | 0.86766
5134 | 0.80321
5135 | 0.71132
5136 | 0.64853
5137 | 0.61025
5138 | 0.59194
5139 | 0.58523
5140 | 0.59139
5141 | 0.62821
5142 | 0.70612
5143 | 0.75398
5144 | 0.74423
5145 | 0.70534
5146 | 0.66476
5147 | 0.63833
5148 | 0.65033
5149 | 0.64393
5150 | 0.63144
5151 | 0.68912
5152 | 0.76885
5153 | 0.83372
5154 | 0.91115
5155 | 0.96603
5156 | 0.94001
5157 | 0.86545
5158 | 0.80287
5159 | 0.71071
5160 | 0.65097
5161 | 0.6096
5162 | 0.59935
5163 | 0.59188
5164 | 0.59861
5165 | 0.63546
5166 | 0.71142
5167 | 0.76043
5168 | 0.74589
5169 | 0.7103
5170 | 0.65646
5171 | 0.63202
5172 | 0.63419
5173 | 0.64141
5174 | 0.63938
5175 | 0.68703
5176 | 0.75794
5177 | 0.82538
5178 | 0.90162
5179 | 0.94321
5180 | 0.91821
5181 | 0.85253
5182 | 0.81004
5183 | 0.73023
5184 | 0.66838
5185 | 0.61701
5186 | 0.60517
5187 | 0.59574
5188 | 0.59608
5189 | 0.61985
5190 | 0.66238
5191 | 0.68386
5192 | 0.69078
5193 | 0.65873
5194 | 0.60026
5195 | 0.56952
5196 | 0.55322
5197 | 0.55926
5198 | 0.57592
5199 | 0.64741
5200 | 0.71348
5201 | 0.79121
5202 | 0.87864
5203 | 0.93044
5204 | 0.90666
5205 | 0.84282
5206 | 0.78623
5207 | 0.71104
5208 | 0.65597
5209 | 0.62744
5210 | 0.58997
5211 | 0.57979
5212 | 0.58053
5213 | 0.60137
5214 | 0.63696
5215 | 0.65234
5216 | 0.66363
5217 | 0.62516
5218 | 0.57906
5219 | 0.55222
5220 | 0.54458
5221 | 0.55579
5222 | 0.56594
5223 | 0.62853
5224 | 0.7074
5225 | 0.82632
5226 | 0.90746
5227 | 0.95115
5228 | 0.92179
5229 | 0.85201
5230 | 0.77945
5231 | 0.69332
5232 | 0.63767
5233 | 0.61074
5234 | 0.58032
5235 | 0.57453
5236 | 0.58134
5237 | 0.62152
5238 | 0.70003
5239 | 0.74855
5240 | 0.74427
5241 | 0.70349
5242 | 0.64366
5243 | 0.61839
5244 | 0.62964
5245 | 0.66569
5246 | 0.70839
5247 | 0.7674
5248 | 0.83032
5249 | 0.8803
5250 | 0.93755
5251 | 0.97502
5252 | 0.94022
5253 | 0.86089
5254 | 0.79627
5255 | 0.70363
5256 | 0.64174
5257 | 0.59753
5258 | 0.58909
5259 | 0.5835
5260 | 0.59025
5261 | 0.62927
5262 | 0.70908
5263 | 0.75815
5264 | 0.75414
5265 | 0.71098
5266 | 0.68251
5267 | 0.64076
5268 | 0.62608
5269 | 0.63642
5270 | 0.65024
5271 | 0.70503
5272 | 0.75719
5273 | 0.8365
5274 | 0.91738
5275 | 0.97456
5276 | 0.94072
5277 | 0.86589
5278 | 0.80094
5279 | 0.70838
5280 | 0.64751
5281 | 0.60694
5282 | 0.59135
5283 | 0.58445
5284 | 0.59132
5285 | 0.63019
5286 | 0.70904
5287 | 0.75708
5288 | 0.74849
5289 | 0.68265
5290 | 0.61569
5291 | 0.59435
5292 | 0.59323
5293 | 0.58023
5294 | 0.58569
5295 | 0.67646
5296 | 0.7783
5297 | 0.85713
5298 | 0.92716
5299 | 0.96603
5300 | 0.93533
5301 | 0.86242
5302 | 0.80333
5303 | 0.70906
5304 | 0.64668
5305 | 0.60972
5306 | 0.59021
5307 | 0.5831
5308 | 0.58969
5309 | 0.62668
5310 | 0.70433
5311 | 0.75525
5312 | 0.73598
5313 | 0.69568
5314 | 0.64642
5315 | 0.62992
5316 | 0.63259
5317 | 0.64971
5318 | 0.67141
5319 | 0.70417
5320 | 0.74326
5321 | 0.80603
5322 | 0.9024
5323 | 0.96414
5324 | 0.93615
5325 | 0.8652
5326 | 0.80297
5327 | 0.71161
5328 | 0.64842
5329 | 0.60843
5330 | 0.59058
5331 | 0.5842
5332 | 0.58979
5333 | 0.62749
5334 | 0.70333
5335 | 0.75103
5336 | 0.74244
5337 | 0.68983
5338 | 0.63476
5339 | 0.59487
5340 | 0.61204
5341 | 0.60573
5342 | 0.61046
5343 | 0.66591
5344 | 0.73755
5345 | 0.80485
5346 | 0.88142
5347 | 0.93186
5348 | 0.90833
5349 | 0.84417
5350 | 0.80181
5351 | 0.72175
5352 | 0.66075
5353 | 0.60918
5354 | 0.60321
5355 | 0.59238
5356 | 0.5947
5357 | 0.61553
5358 | 0.65805
5359 | 0.68013
5360 | 0.67909
5361 | 0.65053
5362 | 0.59083
5363 | 0.55598
5364 | 0.55619
5365 | 0.52269
5366 | 0.51267
5367 | 0.5896
5368 | 0.67634
5369 | 0.79582
5370 | 0.88778
5371 | 0.93196
5372 | 0.9064
5373 | 0.8425
5374 | 0.78444
5375 | 0.71111
5376 | 0.65431
5377 | 0.62581
5378 | 0.60126
5379 | 0.59063
5380 | 0.59155
5381 | 0.60911
5382 | 0.64639
5383 | 0.66709
5384 | 0.67088
5385 | 0.62508
5386 | 0.58584
5387 | 0.55753
5388 | 0.55639
5389 | 0.57271
5390 | 0.5715
5391 | 0.65044
5392 | 0.7303
5393 | 0.82859
5394 | 0.91993
5395 | 0.96061
5396 | 0.93342
5397 | 0.86332
5398 | 0.78953
5399 | 0.70534
5400 | 0.64966
5401 | 0.62217
5402 | 0.58608
5403 | 0.57943
5404 | 0.58632
5405 | 0.6246
5406 | 0.7048
5407 | 0.75519
5408 | 0.75504
5409 | 0.72709
5410 | 0.69221
5411 | 0.65179
5412 | 0.65379
5413 | 0.67122
5414 | 0.72189
5415 | 0.75886
5416 | 0.8249
5417 | 0.88541
5418 | 0.93784
5419 | 0.97956
5420 | 0.94509
5421 | 0.86599
5422 | 0.80088
5423 | 0.70801
5424 | 0.64708
5425 | 0.60402
5426 | 0.59501
5427 | 0.58978
5428 | 0.59567
5429 | 0.63254
5430 | 0.71251
5431 | 0.76385
5432 | 0.75176
5433 | 0.70458
5434 | 0.63182
5435 | 0.58927
5436 | 0.59931
5437 | 0.61646
5438 | 0.63143
5439 | 0.69445
5440 | 0.77704
5441 | 0.86474
5442 | 0.93268
5443 | 0.97722
5444 | 0.94316
5445 | 0.86908
5446 | 0.80654
5447 | 0.71311
5448 | 0.65228
5449 | 0.612
5450 | 0.58634
5451 | 0.579
5452 | 0.58573
5453 | 0.62321
5454 | 0.70473
5455 | 0.75243
5456 | 0.74335
5457 | 0.67908
5458 | 0.63566
5459 | 0.60334
5460 | 0.60339
5461 | 0.59554
5462 | 0.61804
5463 | 0.67629
5464 | 0.73483
5465 | 0.80763
5466 | 0.90523
5467 | 0.96168
5468 | 0.93107
5469 | 0.85893
5470 | 0.79716
5471 | 0.70625
5472 | 0.64285
5473 | 0.60431
5474 | 0.58733
5475 | 0.57939
5476 | 0.58524
5477 | 0.62274
5478 | 0.6997
5479 | 0.74929
5480 | 0.72862
5481 | 0.67613
5482 | 0.6084
5483 | 0.56818
5484 | 0.5768
5485 | 0.60663
5486 | 0.61646
5487 | 0.68231
5488 | 0.74609
5489 | 0.81222
5490 | 0.90127
5491 | 0.95686
5492 | 0.93173
5493 | 0.85991
5494 | 0.79994
5495 | 0.70575
5496 | 0.64555
5497 | 0.60532
5498 | 0.58445
5499 | 0.5773
5500 | 0.58413
5501 | 0.61971
5502 | 0.69647
5503 | 0.74413
5504 | 0.71922
5505 | 0.65051
5506 | 0.5904
5507 | 0.57715
5508 | 0.57124
5509 | 0.59422
5510 | 0.60946
5511 | 0.67528
5512 | 0.75022
5513 | 0.79933
5514 | 0.88618
5515 | 0.92908
5516 | 0.89939
5517 | 0.83667
5518 | 0.79526
5519 | 0.71469
5520 | 0.65312
5521 | 0.60229
5522 | 0.59375
5523 | 0.58241
5524 | 0.58356
5525 | 0.60673
5526 | 0.64702
5527 | 0.66723
5528 | 0.66435
5529 | 0.60118
5530 | 0.54575
5531 | 0.52215
5532 | 0.52164
5533 | 0.52826
5534 | 0.54505
5535 | 0.61861
5536 | 0.67935
5537 | 0.81237
5538 | 0.88637
5539 | 0.92046
5540 | 0.89376
5541 | 0.83192
5542 | 0.7752
5543 | 0.70024
5544 | 0.64372
5545 | 0.61528
5546 | 0.59981
5547 | 0.58953
5548 | 0.58916
5549 | 0.60824
5550 | 0.64109
5551 | 0.66215
5552 | 0.66662
5553 | 0.63412
5554 | 0.57034
5555 | 0.54349
5556 | 0.55504
5557 | 0.5756
5558 | 0.56973
5559 | 0.64851
5560 | 0.72776
5561 | 0.8311
5562 | 0.91459
5563 | 0.96036
5564 | 0.92929
5565 | 0.86081
5566 | 0.78741
5567 | 0.70256
5568 | 0.64735
5569 | 0.61978
5570 | 0.5903
5571 | 0.58376
5572 | 0.58996
5573 | 0.62796
5574 | 0.70486
5575 | 0.75857
5576 | 0.75216
5577 | 0.70106
5578 | 0.64448
5579 | 0.62274
5580 | 0.61223
5581 | 0.60991
5582 | 0.60762
5583 | 0.6447
5584 | 0.73144
5585 | 0.81714
5586 | 0.93608
5587 | 0.98617
5588 | 0.9502
5589 | 0.87139
5590 | 0.80598
5591 | 0.71395
5592 | 0.65231
5593 | 0.60797
5594 | 0.59133
5595 | 0.58589
5596 | 0.59156
5597 | 0.62825
5598 | 0.70661
5599 | 0.7573
5600 | 0.75134
5601 | 0.69983
5602 | 0.63941
5603 | 0.6282
5604 | 0.62637
5605 | 0.62937
5606 | 0.62159
5607 | 0.69785
5608 | 0.78263
5609 | 0.86062
5610 | 0.93577
5611 | 0.97601
5612 | 0.94014
5613 | 0.86653
5614 | 0.80205
5615 | 0.70954
5616 | 0.64959
5617 | 0.6088
5618 | 0.5948
5619 | 0.58756
5620 | 0.59249
5621 | 0.62973
5622 | 0.70742
5623 | 0.76015
5624 | 0.76358
5625 | 0.75836
5626 | 0.74623
5627 | 0.71181
5628 | 0.68559
5629 | 0.6872
5630 | 0.71559
5631 | 0.75411
5632 | 0.81189
5633 | 0.87382
5634 | 0.93637
5635 | 0.9739
5636 | 0.93933
5637 | 0.86685
5638 | 0.80748
5639 | 0.71328
5640 | 0.65101
5641 | 0.6128
5642 | 0.59187
5643 | 0.5846
5644 | 0.58935
5645 | 0.62579
5646 | 0.70285
5647 | 0.75454
5648 | 0.76001
5649 | 0.76373
5650 | 0.75268
5651 | 0.72636
5652 | 0.72316
5653 | 0.76527
5654 | 0.78965
5655 | 0.8436
5656 | 0.88113
5657 | 0.89925
5658 | 0.92951
5659 | 0.96915
5660 | 0.93678
5661 | 0.86728
5662 | 0.805
5663 | 0.71219
5664 | 0.64907
5665 | 0.61018
5666 | 0.58752
5667 | 0.58148
5668 | 0.58715
5669 | 0.62346
5670 | 0.69708
5671 | 0.74362
5672 | 0.74042
5673 | 0.71693
5674 | 0.68682
5675 | 0.67865
5676 | 0.67336
5677 | 0.67331
5678 | 0.68886
5679 | 0.72791
5680 | 0.77786
5681 | 0.83113
5682 | 0.89309
5683 | 0.92514
5684 | 0.89392
5685 | 0.83967
5686 | 0.79694
5687 | 0.71651
5688 | 0.65502
5689 | 0.6064
5690 | 0.59398
5691 | 0.58396
5692 | 0.58554
5693 | 0.60512
5694 | 0.64602
5695 | 0.66089
5696 | 0.66735
5697 | 0.62831
5698 | 0.54856
5699 | 0.53594
5700 | 0.53378
5701 | 0.52771
5702 | 0.51445
5703 | 0.58292
5704 | 0.67703
5705 | 0.81133
5706 | 0.88362
5707 | 0.91486
5708 | 0.88373
5709 | 0.8312
5710 | 0.77385
5711 | 0.70105
5712 | 0.64569
5713 | 0.61527
5714 | 0.58206
5715 | 0.57216
5716 | 0.57431
5717 | 0.59078
5718 | 0.62681
5719 | 0.63695
5720 | 0.64166
5721 | 0.60167
5722 | 0.52218
5723 | 0.51034
5724 | 0.52203
5725 | 0.53329
5726 | 0.55335
5727 | 0.60208
5728 | 0.67931
5729 | 0.81127
5730 | 0.89664
5731 | 0.93781
5732 | 0.90544
5733 | 0.84371
5734 | 0.77195
5735 | 0.68648
5736 | 0.62977
5737 | 0.60269
5738 | 0.57596
5739 | 0.57004
5740 | 0.57736
5741 | 0.61551
5742 | 0.69403
5743 | 0.74305
5744 | 0.72901
5745 | 0.65457
5746 | 0.58317
5747 | 0.56727
5748 | 0.57891
5749 | 0.5434
5750 | 0.58208
5751 | 0.64062
5752 | 0.72313
5753 | 0.81573
5754 | 0.92149
5755 | 0.9735
5756 | 0.93652
5757 | 0.8577
5758 | 0.79056
5759 | 0.69976
5760 | 0.63834
5761 | 0.5926
5762 | 0.58841
5763 | 0.58356
5764 | 0.59002
5765 | 0.62472
5766 | 0.70103
5767 | 0.74816
5768 | 0.73395
5769 | 0.68311
5770 | 0.64295
5771 | 0.6155
5772 | 0.63348
5773 | 0.64146
5774 | 0.64551
5775 | 0.6923
5776 | 0.75487
5777 | 0.82864
5778 | 0.92064
5779 | 0.96564
5780 | 0.9262
5781 | 0.86442
5782 | 0.80025
5783 | 0.70782
5784 | 0.64669
5785 | 0.60642
5786 | 0.59134
5787 | 0.58454
5788 | 0.59046
5789 | 0.62535
5790 | 0.70254
5791 | 0.74882
5792 | 0.73914
5793 | 0.69456
5794 | 0.64628
5795 | 0.62666
5796 | 0.6184
5797 | 0.59667
5798 | 0.59186
5799 | 0.65666
5800 | 0.74279
5801 | 0.82794
5802 | 0.91553
5803 | 0.96085
5804 | 0.92518
5805 | 0.86443
5806 | 0.80123
5807 | 0.71084
5808 | 0.64634
5809 | 0.60956
5810 | 0.58919
5811 | 0.58134
5812 | 0.58775
5813 | 0.62169
5814 | 0.69766
5815 | 0.74432
5816 | 0.71981
5817 | 0.64647
5818 | 0.5709
5819 | 0.55232
5820 | 0.55638
5821 | 0.53334
5822 | 0.60389
5823 | 0.70376
5824 | 0.78269
5825 | 0.84569
5826 | 0.9101
5827 | 0.95368
5828 | 0.92133
5829 | 0.8595
5830 | 0.79974
5831 | 0.70948
5832 | 0.64855
5833 | 0.60841
5834 | 0.58152
5835 | 0.5737
5836 | 0.58105
5837 | 0.61608
5838 | 0.69051
5839 | 0.73788
5840 | 0.69488
5841 | 0.6473
5842 | 0.58446
5843 | 0.53331
5844 | 0.52155
5845 | 0.51797
5846 | 0.57486
5847 | 0.64217
5848 | 0.71672
5849 | 0.80126
5850 | 0.8784
5851 | 0.92206
5852 | 0.86708
5853 | 0.81377
5854 | 0.77488
5855 | 0.7024
5856 | 0.64502
5857 | 0.59839
5858 | 0.57908
5859 | 0.56936
5860 | 0.57179
5861 | 0.59334
5862 | 0.6354
5863 | 0.65759
5864 | 0.63475
5865 | 0.57226
5866 | 0.50811
5867 | 0.45964
5868 | 0.43862
5869 | 0.45694
5870 | 0.49828
5871 | 0.55283
5872 | 0.68127
5873 | 0.80878
5874 | 0.86103
5875 | 0.91018
5876 | 0.85166
5877 | 0.79864
5878 | 0.74264
5879 | 0.67702
5880 | 0.62544
5881 | 0.60018
5882 | 0.57462
5883 | 0.5638
5884 | 0.56601
5885 | 0.58391
5886 | 0.61944
5887 | 0.63537
5888 | 0.62463
5889 | 0.58189
5890 | 0.53172
5891 | 0.49601
5892 | 0.47991
5893 | 0.49185
5894 | 0.54633
5895 | 0.64026
5896 | 0.73174
5897 | 0.82714
5898 | 0.89269
5899 | 0.93551
5900 | 0.87738
5901 | 0.81742
5902 | 0.7456
5903 | 0.66822
5904 | 0.61657
5905 | 0.59476
5906 | 0.5684
5907 | 0.55931
5908 | 0.56262
5909 | 0.58676
5910 | 0.61963
5911 | 0.63967
5912 | 0.61862
5913 | 0.56207
5914 | 0.50444
5915 | 0.48703
5916 | 0.45274
5917 | 0.48061
5918 | 0.5356
5919 | 0.58702
5920 | 0.67189
5921 | 0.7745
5922 | 0.88157
5923 | 0.94086
5924 | 0.89229
5925 | 0.83118
5926 | 0.7728
5927 | 0.69199
5928 | 0.63667
5929 | 0.58799
5930 | 0.57177
5931 | 0.5657
5932 | 0.57288
5933 | 0.60941
5934 | 0.68643
5935 | 0.73496
5936 | 0.70314
5937 | 0.63927
5938 | 0.58777
5939 | 0.5557
5940 | 0.5261
5941 | 0.54387
5942 | 0.5741
5943 | 0.6463
5944 | 0.74158
5945 | 0.82867
5946 | 0.89406
5947 | 0.95376
5948 | 0.88874
5949 | 0.82546
5950 | 0.76442
5951 | 0.67931
5952 | 0.62183
5953 | 0.58817
5954 | 0.57582
5955 | 0.56923
5956 | 0.57634
5957 | 0.61251
5958 | 0.68931
5959 | 0.73884
5960 | 0.70132
5961 | 0.64622
5962 | 0.58919
5963 | 0.56699
5964 | 0.51889
5965 | 0.51569
5966 | 0.54603
5967 | 0.60544
5968 | 0.70684
5969 | 0.79557
5970 | 0.90041
5971 | 0.95122
5972 | 0.89037
5973 | 0.83065
5974 | 0.77068
5975 | 0.68587
5976 | 0.62704
5977 | 0.59395
5978 | 0.57753
5979 | 0.56952
5980 | 0.57517
5981 | 0.61092
5982 | 0.68789
5983 | 0.73798
5984 | 0.6999
5985 | 0.64831
5986 | 0.59274
5987 | 0.55066
5988 | 0.53912
5989 | 0.58609
5990 | 0.61841
5991 | 0.65786
5992 | 0.74379
5993 | 0.81383
5994 | 0.89597
5995 | 0.94947
5996 | 0.88468
5997 | 0.82944
5998 | 0.77033
5999 | 0.68679
6000 | 0.62973
6001 | 0.59371
6002 | 0.58711
6003 | 0.58174
6004 | 0.58629
6005 | 0.62227
6006 | 0.69689
6007 | 0.74674
6008 | 0.71283
6009 | 0.65565
6010 | 0.59916
6011 | 0.57431
6012 | 0.55313
6013 | 0.55062
6014 | 0.59051
6015 | 0.65239
6016 | 0.73893
6017 | 0.81024
6018 | 0.89207
6019 | 0.93359
6020 | 0.8721
6021 | 0.82209
6022 | 0.78158
6023 | 0.7105
6024 | 0.65256
6025 | 0.60663
6026 | 0.59117
6027 | 0.5813
6028 | 0.58332
6029 | 0.60445
6030 | 0.6463
6031 | 0.66892
6032 | 0.64871
6033 | 0.61102
6034 | 0.5505
6035 | 0.52026
6036 | 0.49391
6037 | 0.48434
6038 | 0.50826
6039 | 0.58552
6040 | 0.68829
6041 | 0.7908
6042 | 0.88234
6043 | 0.92622
6044 | 0.8619
6045 | 0.81299
6046 | 0.75541
6047 | 0.68928
6048 | 0.63703
6049 | 0.61307
6050 | 0.57872
6051 | 0.56868
6052 | 0.56978
6053 | 0.58801
6054 | 0.62591
6055 | 0.64274
6056 | 0.63581
6057 | 0.58597
6058 | 0.52612
6059 | 0.49178
6060 | 0.46721
6061 | 0.46742
6062 | 0.51454
6063 | 0.59407
6064 | 0.68544
6065 | 0.79682
6066 | 0.89211
6067 | 0.94211
6068 | 0.87947
6069 | 0.82455
6070 | 0.75116
6071 | 0.67208
6072 | 0.62104
6073 | 0.59873
6074 | 0.57552
6075 | 0.56994
6076 | 0.57679
6077 | 0.61453
6078 | 0.69345
6079 | 0.74522
6080 | 0.7195
6081 | 0.6592
6082 | 0.57892
6083 | 0.57009
6084 | 0.53795
6085 | 0.553
6086 | 0.59593
6087 | 0.65503
6088 | 0.76738
6089 | 0.85299
6090 | 0.93188
6091 | 0.97192
6092 | 0.90151
6093 | 0.83775
6094 | 0.77464
6095 | 0.6898
6096 | 0.63302
6097 | 0.59319
6098 | 0.5653
6099 | 0.55954
6100 | 0.56653
6101 | 0.60369
6102 | 0.68314
6103 | 0.73111
6104 | 0.69576
6105 | 0.61358
6106 | 0.55161
6107 | 0.52391
6108 | 0.5021
6109 | 0.51475
6110 | 0.55969
6111 | 0.62888
6112 | 0.70551
6113 | 0.8158
6114 | 0.90867
6115 | 0.95241
6116 | 0.88406
6117 | 0.82162
6118 | 0.75878
6119 | 0.67248
6120 | 0.6168
6121 | 0.58142
6122 | 0.57069
6123 | 0.56384
6124 | 0.57103
6125 | 0.60785
6126 | 0.6875
6127 | 0.7331
6128 | 0.70853
6129 | 0.65672
6130 | 0.61521
6131 | 0.58539
6132 | 0.57603
6133 | 0.56596
6134 | 0.64344
6135 | 0.71326
6136 | 0.79975
6137 | 0.87497
6138 | 0.91672
6139 | 0.9486
6140 | 0.88249
6141 | 0.82475
6142 | 0.76444
6143 | 0.68094
6144 | 0.62199
6145 | 0.58819
6146 | 0.57154
6147 | 0.56539
6148 | 0.57134
6149 | 0.60699
6150 | 0.68467
6151 | 0.73274
6152 | 0.69547
6153 | 0.64225
6154 | 0.59646
6155 | 0.54224
6156 | 0.52673
6157 | 0.5289
6158 | 0.58706
6159 | 0.64601
6160 | 0.71567
6161 | 0.78655
6162 | 0.89073
6163 | 0.94584
6164 | 0.88151
6165 | 0.8215
6166 | 0.76373
6167 | 0.67971
6168 | 0.62383
6169 | 0.58955
6170 | 0.57766
6171 | 0.56911
6172 | 0.57735
6173 | 0.6114
6174 | 0.68835
6175 | 0.73615
6176 | 0.7049
6177 | 0.64096
6178 | 0.60395
6179 | 0.58272
6180 | 0.5713
6181 | 0.59459
6182 | 0.64971
6183 | 0.68733
6184 | 0.77355
6185 | 0.8506
6186 | 0.90041
6187 | 0.93156
6188 | 0.86169
6189 | 0.81075
6190 | 0.77236
6191 | 0.69919
6192 | 0.64114
6193 | 0.59427
6194 | 0.58456
6195 | 0.57413
6196 | 0.57611
6197 | 0.59782
6198 | 0.63997
6199 | 0.66061
6200 | 0.65135
6201 | 0.63653
6202 | 0.6004
6203 | 0.57689
6204 | 0.59776
6205 | 0.58063
6206 | 0.60771
6207 | 0.66157
6208 | 0.70141
6209 | 0.80038
6210 | 0.88029
6211 | 0.9171
6212 | 0.85327
6213 | 0.8017
6214 | 0.74693
6215 | 0.68055
6216 | 0.62969
6217 | 0.60568
6218 | 0.56794
6219 | 0.55796
6220 | 0.56038
6221 | 0.57806
6222 | 0.61596
6223 | 0.63286
6224 | 0.61514
6225 | 0.56774
6226 | 0.52099
6227 | 0.51694
6228 | 0.47986
6229 | 0.46246
6230 | 0.51111
6231 | 0.58762
6232 | 0.68813
6233 | 0.79793
6234 | 0.88493
6235 | 0.93021
6236 | 0.86798
6237 | 0.81092
6238 | 0.74163
6239 | 0.66109
6240 | 0.60918
6241 | 0.58763
6242 | 0.56775
6243 | 0.56072
6244 | 0.5685
6245 | 0.60595
6246 | 0.68563
6247 | 0.73575
6248 | 0.70913
6249 | 0.65186
6250 | 0.5995
6251 | 0.60858
6252 | 0.62194
6253 | 0.62827
6254 | 0.67279
6255 | 0.71932
6256 | 0.78858
6257 | 0.8498
6258 | 0.92247
6259 | 0.96446
6260 | 0.89406
6261 | 0.82565
6262 | 0.76648
6263 | 0.68151
6264 | 0.62321
6265 | 0.58373
6266 | 0.57916
6267 | 0.5742
6268 | 0.58059
6269 | 0.6163
6270 | 0.69557
6271 | 0.74744
6272 | 0.70766
6273 | 0.62938
6274 | 0.58266
6275 | 0.57562
6276 | 0.54893
6277 | 0.55311
6278 | 0.61466
6279 | 0.69827
6280 | 0.78698
6281 | 0.85283
6282 | 0.92378
6283 | 0.96628
6284 | 0.89753
6285 | 0.83503
6286 | 0.7743
6287 | 0.68792
6288 | 0.63077
6289 | 0.59567
6290 | 0.58661
6291 | 0.5803
6292 | 0.58627
6293 | 0.62285
6294 | 0.70211
6295 | 0.75357
6296 | 0.73849
6297 | 0.71262
6298 | 0.65424
6299 | 0.62669
6300 | 0.61136
6301 | 0.63532
6302 | 0.69599
6303 | 0.7474
6304 | 0.84512
6305 | 0.9035
6306 | 0.94087
6307 | 0.97248
6308 | 0.89932
6309 | 0.83848
6310 | 0.77978
6311 | 0.69615
6312 | 0.63797
6313 | 0.60453
6314 | 0.5773
6315 | 0.56906
6316 | 0.57654
6317 | 0.61146
6318 | 0.68947
6319 | 0.73907
6320 | 0.70343
6321 | 0.67032
6322 | 0.62115
6323 | 0.59988
6324 | 0.59835
6325 | 0.59772
6326 | 0.63093
6327 | 0.67984
6328 | 0.75934
6329 | 0.83319
6330 | 0.91189
6331 | 0.95229
6332 | 0.88724
6333 | 0.82729
6334 | 0.76817
6335 | 0.68618
6336 | 0.62908
6337 | 0.5931
6338 | 0.58349
6339 | 0.57778
6340 | 0.58258
6341 | 0.61851
6342 | 0.6935
6343 | 0.74588
6344 | 0.73066
6345 | 0.66982
6346 | 0.63151
6347 | 0.61445
6348 | 0.59816
6349 | 0.58864
6350 | 0.61325
6351 | 0.67664
6352 | 0.74529
6353 | 0.80959
6354 | 0.89501
6355 | 0.92809
6356 | 0.8672
6357 | 0.81583
6358 | 0.77667
6359 | 0.70536
6360 | 0.64662
6361 | 0.60096
6362 | 0.59664
6363 | 0.58676
6364 | 0.58818
6365 | 0.60944
6366 | 0.65209
6367 | 0.67515
6368 | 0.66216
6369 | 0.58813
6370 | 0.50902
6371 | 0.47649
6372 | 0.42955
6373 | 0.4474
6374 | 0.48076
6375 | 0.56139
6376 | 0.66105
6377 | 0.79944
6378 | 0.89266
6379 | 0.9283
6380 | 0.86561
6381 | 0.81459
6382 | 0.75842
6383 | 0.69525
6384 | 0.64263
6385 | 0.61785
6386 | 0.59078
6387 | 0.58133
6388 | 0.58174
6389 | 0.59925
6390 | 0.63599
6391 | 0.65585
6392 | 0.63345
6393 | 0.59055
6394 | 0.54648
6395 | 0.50033
6396 | 0.44122
6397 | 0.44217
6398 | 0.49184
6399 | 0.57466
6400 | 0.66505
6401 | 0.79209
6402 | 0.90487
6403 | 0.94316
6404 | 0.88753
6405 | 0.83401
6406 | 0.7637
6407 | 0.68804
6408 | 0.63307
6409 | 0.61063
6410 | 0.57568
6411 | 0.57014
6412 | 0.57544
6413 | 0.61101
6414 | 0.68827
6415 | 0.73785
6416 | 0.70829
6417 | 0.63921
6418 | 0.59187
6419 | 0.57174
6420 | 0.54922
6421 | 0.55045
6422 | 0.58922
6423 | 0.62321
6424 | 0.72573
6425 | 0.82631
6426 | 0.92098
6427 | 0.95817
6428 | 0.89836
6429 | 0.8339
6430 | 0.77074
6431 | 0.691
6432 | 0.63292
6433 | 0.59218
6434 | 0.57767
6435 | 0.57284
6436 | 0.58011
6437 | 0.61521
6438 | 0.69205
6439 | 0.73984
6440 | 0.71212
6441 | 0.6626
6442 | 0.5921
6443 | 0.56093
6444 | 0.52737
6445 | 0.53386
6446 | 0.58023
6447 | 0.62701
6448 | 0.72089
6449 | 0.82894
6450 | 0.92278
6451 | 0.94744
6452 | 0.88902
6453 | 0.83168
6454 | 0.77038
6455 | 0.68671
6456 | 0.62958
6457 | 0.59492
6458 | 0.5831
6459 | 0.57688
6460 | 0.58254
6461 | 0.61724
6462 | 0.69526
6463 | 0.74488
6464 | 0.72191
6465 | 0.67781
6466 | 0.62661
6467 | 0.59949
6468 | 0.58295
6469 | 0.57625
6470 | 0.63771
6471 | 0.70267
6472 | 0.79691
6473 | 0.86834
6474 | 0.92604
6475 | 0.95354
6476 | 0.88925
6477 | 0.83282
6478 | 0.77307
6479 | 0.69145
6480 | 0.63201
6481 | 0.59974
6482 | 0.57893
6483 | 0.57307
6484 | 0.57832
6485 | 0.6135
6486 | 0.68965
6487 | 0.73728
6488 | 0.72042
6489 | 0.69204
6490 | 0.62733
6491 | 0.60244
6492 | 0.58525
6493 | 0.58946
6494 | 0.67239
6495 | 0.71161
6496 | 0.77571
6497 | 0.84633
6498 | 0.9167
6499 | 0.94828
6500 | 0.88515
6501 | 0.82825
6502 | 0.76775
6503 | 0.68452
6504 | 0.63033
6505 | 0.59706
6506 | 0.58499
6507 | 0.57908
6508 | 0.58561
6509 | 0.6176
6510 | 0.6929
6511 | 0.74005
6512 | 0.71484
6513 | 0.66438
6514 | 0.60012
6515 | 0.57195
6516 | 0.55045
6517 | 0.54372
6518 | 0.58967
6519 | 0.6672
6520 | 0.77082
6521 | 0.83278
6522 | 0.90106
6523 | 0.92236
6524 | 0.86471
6525 | 0.81851
6526 | 0.77745
6527 | 0.70582
6528 | 0.65034
6529 | 0.60196
6530 | 0.5854
6531 | 0.57543
6532 | 0.57809
6533 | 0.59824
6534 | 0.63875
6535 | 0.65867
6536 | 0.63671
6537 | 0.56593
6538 | 0.4967
6539 | 0.47589
6540 | 0.45563
6541 | 0.43767
6542 | 0.49949
6543 | 0.59141
6544 | 0.68817
6545 | 0.81126
6546 | 0.87774
6547 | 0.90099
6548 | 0.84804
6549 | 0.80289
6550 | 0.7479
6551 | 0.68084
6552 | 0.63146
6553 | 0.60595
6554 | 0.57125
6555 | 0.56235
6556 | 0.56528
6557 | 0.58271
6558 | 0.6196
6559 | 0.63911
6560 | 0.609
6561 | 0.53428
6562 | 0.46374
6563 | 0.44163
6564 | 0.40498
6565 | 0.41742
6566 | 0.46181
6567 | 0.55251
6568 | 0.66325
6569 | 0.80327
6570 | 0.91929
6571 | 0.94384
6572 | 0.87728
6573 | 0.81552
6574 | 0.74289
6575 | 0.66377
6576 | 0.61441
6577 | 0.59025
6578 | 0.57221
6579 | 0.56704
6580 | 0.57535
6581 | 0.60944
6582 | 0.68799
6583 | 0.74688
6584 | 0.71767
6585 | 0.65467
6586 | 0.59799
6587 | 0.58953
6588 | 0.59331
6589 | 0.5984
6590 | 0.65728
6591 | 0.71624
6592 | 0.8095
6593 | 0.87641
6594 | 0.9525
6595 | 0.97234
6596 | 0.89959
6597 | 0.83339
6598 | 0.76635
6599 | 0.68281
6600 | 0.62812
6601 | 0.58802
6602 | 0.58055
6603 | 0.57579
6604 | 0.58319
6605 | 0.6183
6606 | 0.69692
6607 | 0.75112
6608 | 0.71874
6609 | 0.64812
6610 | 0.59918
6611 | 0.58483
6612 | 0.57941
6613 | 0.57421
6614 | 0.62367
6615 | 0.73333
6616 | 0.84671
6617 | 0.90967
6618 | 0.96358
6619 | 0.97176
6620 | 0.90025
6621 | 0.83587
6622 | 0.77071
6623 | 0.68588
6624 | 0.63128
6625 | 0.59663
6626 | 0.58857
6627 | 0.58358
6628 | 0.59009
6629 | 0.62481
6630 | 0.70293
6631 | 0.76153
6632 | 0.75097
6633 | 0.72501
6634 | 0.69441
6635 | 0.68277
6636 | 0.65932
6637 | 0.66348
6638 | 0.70658
6639 | 0.77314
6640 | 0.84021
6641 | 0.89909
6642 | 0.96872
6643 | 0.97463
6644 | 0.90462
6645 | 0.84358
6646 | 0.77956
6647 | 0.69344
6648 | 0.63809
6649 | 0.60491
6650 | 0.5821
6651 | 0.57515
6652 | 0.58255
6653 | 0.61584
6654 | 0.69463
6655 | 0.7498
6656 | 0.72344
6657 | 0.66442
6658 | 0.61185
6659 | 0.57781
6660 | 0.58586
6661 | 0.6015
6662 | 0.62162
6663 | 0.693
6664 | 0.77167
6665 | 0.86116
6666 | 0.94683
6667 | 0.96454
6668 | 0.89361
6669 | 0.83405
6670 | 0.76969
6671 | 0.68541
6672 | 0.62946
6673 | 0.59855
6674 | 0.58633
6675 | 0.58116
6676 | 0.58745
6677 | 0.62161
6678 | 0.69492
6679 | 0.75184
6680 | 0.71798
6681 | 0.66366
6682 | 0.61801
6683 | 0.5965
6684 | 0.58248
6685 | 0.5854
6686 | 0.61462
6687 | 0.70369
6688 | 0.79458
6689 | 0.84645
6690 | 0.93076
6691 | 0.93709
6692 | 0.87025
6693 | 0.81963
6694 | 0.77599
6695 | 0.70355
6696 | 0.64681
6697 | 0.603
6698 | 0.59039
6699 | 0.58139
6700 | 0.58377
6701 | 0.60478
6702 | 0.64564
6703 | 0.67715
6704 | 0.66074
6705 | 0.6116
6706 | 0.55083
6707 | 0.51247
6708 | 0.52029
6709 | 0.51915
6710 | 0.55076
6711 | 0.64569
6712 | 0.75408
6713 | 0.87009
6714 | 0.93106
6715 | 0.92742
6716 | 0.85983
6717 | 0.80849
6718 | 0.75032
6719 | 0.68398
6720 | 0.63197
6721 | 0.61135
6722 | 0.57814
6723 | 0.5695
6724 | 0.57204
6725 | 0.58977
6726 | 0.62504
6727 | 0.64958
6728 | 0.65338
6729 | 0.62596
6730 | 0.57443
6731 | 0.55586
6732 | 0.54419
6733 | 0.54605
6734 | 0.57147
6735 | 0.65537
6736 | 0.76948
6737 | 0.89149
6738 | 0.94674
6739 | 0.94723
6740 | 0.87978
6741 | 0.82179
6742 | 0.74972
6743 | 0.66989
6744 | 0.61846
6745 | 0.59854
6746 | 0.57773
6747 | 0.5732
6748 | 0.58041
6749 | 0.61685
6750 | 0.69577
6751 | 0.75697
6752 | 0.72328
6753 | 0.64815
6754 | 0.58789
6755 | 0.57095
6756 | 0.56776
6757 | 0.54719
6758 | 0.58131
6759 | 0.66366
6760 | 0.76194
6761 | 0.87234
6762 | 0.97602
6763 | 0.9851
6764 | 0.90883
6765 | 0.8384
6766 | 0.77312
6767 | 0.68937
6768 | 0.63208
6769 | 0.5963
6770 | 0.59308
6771 | 0.58919
6772 | 0.59523
6773 | 0.63108
6774 | 0.70973
6775 | 0.77015
6776 | 0.73473
6777 | 0.64261
6778 | 0.61902
6779 | 0.60564
6780 | 0.62141
6781 | 0.62453
6782 | 0.65249
6783 | 0.72897
6784 | 0.83325
6785 | 0.8989
6786 | 0.98074
6787 | 0.98588
6788 | 0.91087
6789 | 0.84649
6790 | 0.78295
6791 | 0.69787
6792 | 0.64186
6793 | 0.61038
6794 | 0.58925
6795 | 0.58374
6796 | 0.59069
6797 | 0.62568
6798 | 0.70445
6799 | 0.76356
6800 | 0.73458
6801 | 0.65032
6802 | 0.57811
6803 | 0.56457
6804 | 0.5816
6805 | 0.57099
6806 | 0.61364
6807 | 0.70845
6808 | 0.80244
6809 | 0.89504
6810 | 0.97899
6811 | 0.97825
6812 | 0.90715
6813 | 0.8445
6814 | 0.77999
6815 | 0.69442
6816 | 0.63536
6817 | 0.60628
6818 | 0.57755
6819 | 0.57174
6820 | 0.57774
6821 | 0.61267
6822 | 0.68925
6823 | 0.74915
6824 | 0.71322
6825 | 0.64426
6826 | 0.60977
6827 | 0.59879
6828 | 0.58923
6829 | 0.58719
6830 | 0.59282
6831 | 0.67874
6832 | 0.78718
6833 | 0.86237
6834 | 0.94936
6835 | 0.9618
6836 | 0.89228
6837 | 0.8295
6838 | 0.76549
6839 | 0.68168
6840 | 0.62477
6841 | 0.5939
6842 | 0.57556
6843 | 0.56989
6844 | 0.57765
6845 | 0.61129
6846 | 0.68701
6847 | 0.74047
6848 | 0.7128
6849 | 0.66184
6850 | 0.61526
6851 | 0.57139
6852 | 0.58292
6853 | 0.63428
6854 | 0.70192
6855 | 0.78362
6856 | 0.83171
6857 | 0.88007
6858 | 0.93657
6859 | 0.92806
6860 | 0.86096
6861 | 0.80904
6862 | 0.76651
6863 | 0.6928
6864 | 0.63555
6865 | 0.59027
6866 | 0.58455
6867 | 0.57356
6868 | 0.57662
6869 | 0.59753
6870 | 0.63903
6871 | 0.66693
6872 | 0.64382
6873 | 0.57378
6874 | 0.52045
6875 | 0.4933
6876 | 0.48678
6877 | 0.48756
6878 | 0.49386
6879 | 0.57117
6880 | 0.68586
6881 | 0.83322
6882 | 0.92383
6883 | 0.92088
6884 | 0.85437
6885 | 0.8031
6886 | 0.74228
6887 | 0.67674
6888 | 0.62516
6889 | 0.6027
6890 | 0.58407
6891 | 0.57408
6892 | 0.57665
6893 | 0.59367
6894 | 0.62931
6895 | 0.65434
6896 | 0.64954
6897 | 0.61127
6898 | 0.55142
6899 | 0.52069
6900 | 0.52547
6901 | 0.52755
6902 | 0.53431
6903 | 0.62373
6904 | 0.73327
6905 | 0.87025
6906 | 0.9501
6907 | 0.95171
6908 | 0.88276
6909 | 0.82581
6910 | 0.75362
6911 | 0.67485
6912 | 0.62387
6913 | 0.60123
6914 | 0.57719
6915 | 0.56989
6916 | 0.57744
6917 | 0.61338
6918 | 0.69247
6919 | 0.75132
6920 | 0.73241
6921 | 0.67119
6922 | 0.60965
6923 | 0.58378
6924 | 0.58867
6925 | 0.59229
6926 | 0.62823
6927 | 0.747
6928 | 0.84876
6929 | 0.91368
6930 | 0.97571
6931 | 0.97773
6932 | 0.90372
6933 | 0.83375
6934 | 0.76871
6935 | 0.68552
6936 | 0.62962
6937 | 0.59046
6938 | 0.5806
6939 | 0.5759
6940 | 0.58314
6941 | 0.61768
6942 | 0.69727
6943 | 0.7571
6944 | 0.73382
6945 | 0.6932
6946 | 0.65552
6947 | 0.62331
6948 | 0.61286
6949 | 0.66592
6950 | 0.69643
6951 | 0.77053
6952 | 0.83836
6953 | 0.90918
6954 | 0.97291
6955 | 0.9731
6956 | 0.90017
6957 | 0.83349
6958 | 0.76946
6959 | 0.68221
6960 | 0.62761
6961 | 0.59441
6962 | 0.57622
6963 | 0.5706
6964 | 0.57816
6965 | 0.6135
6966 | 0.69241
6967 | 0.74971
6968 | 0.75139
6969 | 0.7048
6970 | 0.68701
6971 | 0.67133
6972 | 0.66242
6973 | 0.6883
6974 | 0.72902
6975 | 0.76579
6976 | 0.82294
6977 | 0.89826
6978 | 0.96582
6979 | 0.96074
6980 | 0.8938
6981 | 0.83093
6982 | 0.76822
6983 | 0.68024
6984 | 0.62152
6985 | 0.59166
6986 | 0.57218
6987 | 0.56603
6988 | 0.57345
6989 | 0.60727
6990 | 0.68717
6991 | 0.74371
6992 | 0.72908
6993 | 0.69623
6994 | 0.62902
6995 | 0.59871
6996 | 0.60265
6997 | 0.62817
6998 | 0.66737
6999 | 0.74944
7000 | 0.82483
7001 | 0.8871
7002 | 0.95418
7003 | 0.95751
7004 | 0.88884
7005 | 0.82808
7006 | 0.76226
7007 | 0.67596
7008 | 0.61978
7009 | 0.58622
7010 | 0.57729
7011 | 0.57399
7012 | 0.58093
7013 | 0.61501
7014 | 0.69078
7015 | 0.74696
7016 | 0.72152
7017 | 0.68015
7018 | 0.63277
7019 | 0.6137
7020 | 0.62112
7021 | 0.65226
7022 | 0.65523
7023 | 0.71927
7024 | 0.81263
7025 | 0.88691
7026 | 0.94315
7027 | 0.93475
7028 | 0.87048
7029 | 0.81671
7030 | 0.77164
7031 | 0.6957
7032 | 0.63953
7033 | 0.59356
7034 | 0.57361
7035 | 0.56588
7036 | 0.56808
7037 | 0.58907
7038 | 0.6312
7039 | 0.65878
7040 | 0.63452
7041 | 0.55352
7042 | 0.48957
7043 | 0.46528
7044 | 0.45534
7045 | 0.41272
7046 | 0.4547
7047 | 0.54156
7048 | 0.6683
7049 | 0.82705
7050 | 0.91738
7051 | 0.91312
7052 | 0.84763
7053 | 0.79585
7054 | 0.73405
7055 | 0.66636
7056 | 0.61533
7057 | 0.59286
7058 | 0.57261
7059 | 0.56748
7060 | 0.56967
7061 | 0.58716
7062 | 0.62596
7063 | 0.65555
7064 | 0.6306
7065 | 0.56401
7066 | 0.49261
7067 | 0.4712
7068 | 0.47915
7069 | 0.46656
7070 | 0.48438
7071 | 0.57915
7072 | 0.70211
7073 | 0.85012
7074 | 0.95829
7075 | 0.95836
7076 | 0.88414
7077 | 0.81484
7078 | 0.74004
7079 | 0.66155
7080 | 0.60988
7081 | 0.59131
7082 | 0.56571
7083 | 0.56447
7084 | 0.57001
7085 | 0.60651
7086 | 0.68818
7087 | 0.75079
7088 | 0.72107
7089 | 0.65119
7090 | 0.58794
7091 | 0.55696
7092 | 0.54242
7093 | 0.52002
7094 | 0.55851
7095 | 0.61947
7096 | 0.72504
7097 | 0.86969
7098 | 0.97628
7099 | 0.97589
7100 | 0.90148
7101 | 0.824
7102 | 0.75536
7103 | 0.67187
7104 | 0.61524
7105 | 0.58009
7106 | 0.58675
7107 | 0.58626
7108 | 0.59203
7109 | 0.62722
7110 | 0.70782
7111 | 0.77354
7112 | 0.74416
7113 | 0.69327
7114 | 0.66487
7115 | 0.65474
7116 | 0.65444
7117 | 0.66359
7118 | 0.66258
7119 | 0.73929
7120 | 0.79174
7121 | 0.89068
7122 | 0.98605
7123 | 0.98784
7124 | 0.91475
7125 | 0.84169
7126 | 0.77198
7127 | 0.68807
7128 | 0.63144
7129 | 0.60172
7130 | 0.58569
7131 | 0.58236
7132 | 0.58811
7133 | 0.62281
7134 | 0.70589
7135 | 0.77033
7136 | 0.73748
7137 | 0.68059
7138 | 0.63591
7139 | 0.62341
7140 | 0.63681
7141 | 0.65962
7142 | 0.67218
7143 | 0.7469
7144 | 0.83445
7145 | 0.90054
7146 | 0.96973
7147 | 0.9698
7148 | 0.90368
7149 | 0.84026
7150 | 0.77347
7151 | 0.6879
7152 | 0.62683
7153 | 0.60014
7154 | 0.57713
7155 | 0.57566
7156 | 0.58263
7157 | 0.61692
7158 | 0.69731
7159 | 0.76167
7160 | 0.71952
7161 | 0.64151
7162 | 0.59777
7163 | 0.58197
7164 | 0.55241
7165 | 0.55657
7166 | 0.60479
7167 | 0.67778
7168 | 0.77114
7169 | 0.8796
7170 | 0.95883
7171 | 0.95802
7172 | 0.89731
7173 | 0.83159
7174 | 0.76757
7175 | 0.68031
7176 | 0.62316
7177 | 0.59272
7178 | 0.58345
7179 | 0.57895
7180 | 0.58725
7181 | 0.62103
7182 | 0.70011
7183 | 0.76368
7184 | 0.73879
7185 | 0.6707
7186 | 0.59384
7187 | 0.57684
7188 | 0.60908
7189 | 0.60655
7190 | 0.63461
7191 | 0.73241
7192 | 0.81182
7193 | 0.89919
7194 | 0.95438
7195 | 0.94199
7196 | 0.87909
7197 | 0.82279
7198 | 0.77486
7199 | 0.69911
7200 | 0.64049
7201 | 0.5998
7202 | 0.57756
7203 | 0.57033
7204 | 0.57505
7205 | 0.5944
7206 | 0.63902
7207 | 0.67158
7208 | 0.66008
7209 | 0.60705
7210 | 0.54821
7211 | 0.50705
7212 | 0.51965
7213 | 0.5589
7214 | 0.58891
7215 | 0.65994
7216 | 0.75093
7217 | 0.86943
7218 | 0.92903
7219 | 0.91671
7220 | 0.85366
7221 | 0.79841
7222 | 0.73542
7223 | 0.66816
7224 | 0.61507
7225 | 0.59601
7226 | 0.56943
7227 | 0.56171
7228 | 0.56684
7229 | 0.58359
7230 | 0.62352
7231 | 0.65376
7232 | 0.6533
7233 | 0.60569
7234 | 0.56984
7235 | 0.55429
7236 | 0.57846
7237 | 0.60562
7238 | 0.64316
7239 | 0.68487
7240 | 0.76092
7241 | 0.86071
7242 | 0.9393
7243 | 0.93689
7244 | 0.87591
7245 | 0.80828
7246 | 0.73482
7247 | 0.65461
7248 | 0.60317
7249 | 0.58461
7250 | 0.56294
7251 | 0.55928
7252 | 0.57039
7253 | 0.60617
7254 | 0.69006
7255 | 0.74986
7256 | 0.73402
7257 | 0.67484
7258 | 0.63164
7259 | 0.60735
7260 | 0.62428
7261 | 0.61413
7262 | 0.65212
7263 | 0.72036
7264 | 0.79846
7265 | 0.88389
7266 | 0.95588
7267 | 0.95911
7268 | 0.89161
7269 | 0.81692
7270 | 0.74819
7271 | 0.66289
7272 | 0.60659
7273 | 0.57585
7274 | 0.56443
7275 | 0.56119
7276 | 0.57217
7277 | 0.60819
7278 | 0.69244
7279 | 0.74941
7280 | 0.72268
7281 | 0.66022
7282 | 0.58069
7283 | 0.54454
7284 | 0.56283
7285 | 0.59849
7286 | 0.66054
7287 | 0.7385
7288 | 0.81884
7289 | 0.90089
7290 | 0.95533
7291 | 0.95583
7292 | 0.88826
7293 | 0.81649
7294 | 0.74891
7295 | 0.66325
7296 | 0.60673
7297 | 0.57816
7298 | 0.5499
7299 | 0.5473
7300 | 0.55701
7301 | 0.59412
7302 | 0.67921
7303 | 0.75269
7304 | 0.71754
7305 | 0.66479
7306 | 0.62673
7307 | 0.58618
7308 | 0.60805
7309 | 0.62094
7310 | 0.61179
7311 | 0.65976
7312 | 0.76782
7313 | 0.84975
7314 | 0.95256
7315 | 0.93678
7316 | 0.87531
7317 | 0.80619
7318 | 0.7413
7319 | 0.65428
7320 | 0.59244
7321 | 0.56365
7322 | 0.55381
7323 | 0.55015
7324 | 0.56048
7325 | 0.59774
7326 | 0.68299
7327 | 0.7579
7328 | 0.72377
7329 | 0.65906
7330 | 0.60801
7331 | 0.58277
7332 | 0.58924
7333 | 0.58492
7334 | 0.60652
7335 | 0.66791
7336 | 0.78156
7337 | 0.86887
7338 | 0.95799
7339 | 0.94486
7340 | 0.87904
7341 | 0.816
7342 | 0.75121
7343 | 0.66363
7344 | 0.60074
7345 | 0.56865
7346 | 0.56252
7347 | 0.55822
7348 | 0.5663
7349 | 0.6051
7350 | 0.68784
7351 | 0.76418
7352 | 0.71873
7353 | 0.65086
7354 | 0.58051
7355 | 0.53536
7356 | 0.52705
7357 | 0.55151
7358 | 0.61592
7359 | 0.72309
7360 | 0.81049
7361 | 0.87407
7362 | 0.95075
7363 | 0.92303
7364 | 0.86812
7365 | 0.81306
7366 | 0.7602
7367 | 0.68138
7368 | 0.62037
7369 | 0.57738
7370 | 0.57661
7371 | 0.56928
7372 | 0.57226
7373 | 0.59563
7374 | 0.64118
7375 | 0.69357
7376 | 0.66788
7377 | 0.59216
7378 | 0.53951
7379 | 0.51096
7380 | 0.49728
7381 | 0.48875
7382 | 0.51077
7383 | 0.60095
7384 | 0.71396
7385 | 0.84391
7386 | 0.94037
7387 | 0.91982
7388 | 0.86166
7389 | 0.80803
7390 | 0.74361
7391 | 0.67165
7392 | 0.61562
7393 | 0.59447
7394 | 0.56303
7395 | 0.5566
7396 | 0.55871
7397 | 0.57944
7398 | 0.61889
7399 | 0.66636
7400 | 0.63998
7401 | 0.58087
7402 | 0.52992
7403 | 0.51134
7404 | 0.49778
7405 | 0.49088
7406 | 0.50385
7407 | 0.59494
7408 | 0.71754
7409 | 0.85017
7410 | 0.95632
7411 | 0.93781
7412 | 0.87632
7413 | 0.80912
7414 | 0.73618
7415 | 0.65315
7416 | 0.59717
7417 | 0.57931
7418 | 0.56004
7419 | 0.55706
7420 | 0.56496
7421 | 0.60638
7422 | 0.68842
7423 | 0.76825
7424 | 0.72087
7425 | 0.64289
7426 | 0.58062
7427 | 0.54614
7428 | 0.54143
7429 | 0.50812
7430 | 0.55807
7431 | 0.64611
7432 | 0.76321
7433 | 0.87452
7434 | 0.98104
7435 | 0.9665
7436 | 0.89755
7437 | 0.8251
7438 | 0.75813
7439 | 0.6682
7440 | 0.60864
7441 | 0.57253
7442 | 0.55775
7443 | 0.55519
7444 | 0.56287
7445 | 0.60208
7446 | 0.68558
7447 | 0.76044
7448 | 0.71659
7449 | 0.63662
7450 | 0.56001
7451 | 0.52531
7452 | 0.54002
7453 | 0.52793
7454 | 0.56956
7455 | 0.66318
7456 | 0.7725
7457 | 0.87134
7458 | 0.96646
7459 | 0.9544
7460 | 0.8866
7461 | 0.81859
7462 | 0.75184
7463 | 0.66231
7464 | 0.60055
7465 | 0.57078
7466 | 0.55684
7467 | 0.5541
7468 | 0.56308
7469 | 0.60147
7470 | 0.68494
7471 | 0.75971
7472 | 0.71118
7473 | 0.63233
7474 | 0.55597
7475 | 0.53852
7476 | 0.54598
7477 | 0.5459
7478 | 0.58205
7479 | 0.65153
7480 | 0.783
7481 | 0.87614
7482 | 0.96445
7483 | 0.94471
7484 | 0.88206
7485 | 0.81288
7486 | 0.74899
7487 | 0.66326
7488 | 0.60108
7489 | 0.57097
7490 | 0.55403
7491 | 0.5505
7492 | 0.55828
7493 | 0.59828
7494 | 0.68258
7495 | 0.75961
7496 | 0.71602
7497 | 0.65062
7498 | 0.61169
7499 | 0.58623
7500 | 0.58522
7501 | 0.62729
7502 | 0.64331
7503 | 0.7085
7504 | 0.80222
7505 | 0.8759
7506 | 0.95515
7507 | 0.93968
7508 | 0.87685
7509 | 0.81027
7510 | 0.7501
7511 | 0.6627
7512 | 0.60192
7513 | 0.56887
7514 | 0.54792
7515 | 0.54461
7516 | 0.55277
7517 | 0.58969
7518 | 0.67518
7519 | 0.74702
7520 | 0.70305
7521 | 0.63512
7522 | 0.56337
7523 | 0.52693
7524 | 0.52926
7525 | 0.56261
7526 | 0.60248
7527 | 0.67516
7528 | 0.77804
7529 | 0.85342
7530 | 0.93033
7531 | 0.90414
7532 | 0.848
7533 | 0.79408
7534 | 0.74439
7535 | 0.66872
7536 | 0.60563
7537 | 0.56248
7538 | 0.557
7539 | 0.55076
7540 | 0.55485
7541 | 0.57797
7542 | 0.6271
7543 | 0.67517
7544 | 0.65672
7545 | 0.6032
7546 | 0.51459
7547 | 0.48923
7548 | 0.47827
7549 | 0.48772
7550 | 0.50907
7551 | 0.61353
7552 | 0.70389
7553 | 0.81123
7554 | 0.91067
7555 | 0.89336
7556 | 0.84231
7557 | 0.78864
7558 | 0.72876
7559 | 0.65532
7560 | 0.59764
7561 | 0.57581
7562 | 0.54497
7563 | 0.53836
7564 | 0.54227
7565 | 0.56062
7566 | 0.604
7567 | 0.64622
7568 | 0.64586
7569 | 0.60896
7570 | 0.55266
7571 | 0.52779
7572 | 0.52119
7573 | 0.54625
7574 | 0.55317
7575 | 0.6119
7576 | 0.71225
7577 | 0.84404
7578 | 0.93505
7579 | 0.91361
7580 | 0.85614
7581 | 0.79009
7582 | 0.71976
7583 | 0.63636
7584 | 0.57993
7585 | 0.56207
7586 | 0.54364
7587 | 0.54137
7588 | 0.55071
7589 | 0.58905
7590 | 0.67565
7591 | 0.74954
7592 | 0.72924
7593 | 0.67076
7594 | 0.60676
7595 | 0.56434
7596 | 0.55877
7597 | 0.56942
7598 | 0.58311
7599 | 0.66939
7600 | 0.79011
7601 | 0.87059
7602 | 0.96046
7603 | 0.94827
7604 | 0.88089
7605 | 0.80805
7606 | 0.74462
7607 | 0.65604
7608 | 0.59473
7609 | 0.55722
7610 | 0.5523
7611 | 0.55104
7612 | 0.55901
7613 | 0.59569
7614 | 0.68211
7615 | 0.75739
7616 | 0.72096
7617 | 0.6367
7618 | 0.56934
7619 | 0.53814
7620 | 0.52444
7621 | 0.52584
7622 | 0.54728
7623 | 0.65848
7624 | 0.77369
7625 | 0.86714
7626 | 0.95691
7627 | 0.94329
7628 | 0.87802
7629 | 0.81162
7630 | 0.74877
7631 | 0.65963
7632 | 0.5985
7633 | 0.56682
7634 | 0.54688
7635 | 0.54527
7636 | 0.55403
7637 | 0.59269
7638 | 0.67779
7639 | 0.75237
7640 | 0.71542
7641 | 0.64399
7642 | 0.56685
7643 | 0.5302
7644 | 0.53068
7645 | 0.54718
7646 | 0.5678
7647 | 0.67384
7648 | 0.77384
7649 | 0.86311
7650 | 0.95074
7651 | 0.93598
7652 | 0.87556
7653 | 0.8075
7654 | 0.74046
7655 | 0.65466
7656 | 0.59322
7657 | 0.56186
7658 | 0.54534
7659 | 0.54021
7660 | 0.54995
7661 | 0.58744
7662 | 0.67428
7663 | 0.74982
7664 | 0.71165
7665 | 0.64601
7666 | 0.5793
7667 | 0.55486
7668 | 0.55395
7669 | 0.56502
7670 | 0.59264
7671 | 0.68189
7672 | 0.77986
7673 | 0.85912
7674 | 0.94271
7675 | 0.93063
7676 | 0.86839
7677 | 0.80209
7678 | 0.73612
7679 | 0.65415
7680 | 0.59249
7681 | 0.56047
7682 | 0.55203
7683 | 0.5484
7684 | 0.55675
7685 | 0.59252
7686 | 0.67513
7687 | 0.7504
7688 | 0.72009
7689 | 0.647
7690 | 0.58277
7691 | 0.55465
7692 | 0.54554
7693 | 0.55984
7694 | 0.57747
7695 | 0.67748
7696 | 0.77846
7697 | 0.85049
7698 | 0.93171
7699 | 0.90653
7700 | 0.84657
7701 | 0.79306
7702 | 0.74488
7703 | 0.6731
7704 | 0.6122
7705 | 0.56918
7706 | 0.56143
7707 | 0.55391
7708 | 0.55847
7709 | 0.58052
7710 | 0.62715
7711 | 0.67805
7712 | 0.66404
7713 | 0.60903
7714 | 0.53185
7715 | 0.51066
7716 | 0.51166
7717 | 0.52229
7718 | 0.53228
7719 | 0.6051
7720 | 0.72016
7721 | 0.8446
7722 | 0.92465
7723 | 0.89915
7724 | 0.84308
7725 | 0.79028
7726 | 0.72988
7727 | 0.65908
7728 | 0.60252
7729 | 0.58079
7730 | 0.55764
7731 | 0.55111
7732 | 0.55457
7733 | 0.57345
7734 | 0.61366
7735 | 0.66175
7736 | 0.66486
7737 | 0.6279
7738 | 0.58978
7739 | 0.55586
7740 | 0.54908
7741 | 0.55611
7742 | 0.61109
7743 | 0.70445
7744 | 0.78883
7745 | 0.87464
7746 | 0.95409
7747 | 0.93281
7748 | 0.87347
7749 | 0.81144
7750 | 0.73649
7751 | 0.65513
7752 | 0.59808
7753 | 0.57625
7754 | 0.54398
7755 | 0.54092
7756 | 0.55066
7757 | 0.58844
7758 | 0.67282
7759 | 0.75079
7760 | 0.72688
7761 | 0.69304
7762 | 0.63371
7763 | 0.6027
7764 | 0.60643
7765 | 0.63577
7766 | 0.67781
7767 | 0.71895
7768 | 0.82568
7769 | 0.89298
7770 | 0.96658
7771 | 0.94752
7772 | 0.88205
7773 | 0.81174
7774 | 0.74345
7775 | 0.65589
7776 | 0.59672
7777 | 0.55857
7778 | 0.55841
7779 | 0.55598
7780 | 0.56438
7781 | 0.60073
7782 | 0.68568
7783 | 0.76412
7784 | 0.73605
7785 | 0.67819
7786 | 0.62277
7787 | 0.5761
7788 | 0.57404
7789 | 0.58709
7790 | 0.60626
7791 | 0.70516
7792 | 0.80709
7793 | 0.88701
7794 | 0.96831
7795 | 0.95105
7796 | 0.88665
7797 | 0.81812
7798 | 0.7537
7799 | 0.66683
7800 | 0.6065
7801 | 0.57436
7802 | 0.56293
7803 | 0.56001
7804 | 0.56817
7805 | 0.60669
7806 | 0.69051
7807 | 0.76752
7808 | 0.75091
7809 | 0.7057
7810 | 0.63597
7811 | 0.59774
7812 | 0.58643
7813 | 0.59761
7814 | 0.61593
7815 | 0.68414
7816 | 0.79972
7817 | 0.88873
7818 | 0.97129
7819 | 0.94956
7820 | 0.88788
7821 | 0.81907
7822 | 0.7562
7823 | 0.67192
7824 | 0.61069
7825 | 0.57941
7826 | 0.57017
7827 | 0.56214
7828 | 0.5607
7829 | 0.58289
7830 | 0.63118
7831 | 0.70484
7832 | 0.73367
7833 | 0.70256
7834 | 0.67323
7835 | 0.63204
7836 | 0.59528
7837 | 0.58064
7838 | 0.57425
7839 | 0.61572
7840 | 0.70706
7841 | 0.79002
7842 | 0.83534
7843 | 0.81008
7844 | 0.78292
7845 | 0.74885
7846 | 0.72933
7847 | 0.65827
7848 | 0.61112
7849 | 0.58878
7850 | 0.55819
7851 | 0.54877
7852 | 0.55524
7853 | 0.58242
7854 | 0.6336
7855 | 0.69038
7856 | 0.69793
7857 | 0.65177
7858 | 0.63147
7859 | 0.55565
7860 | 0.54614
7861 | 0.57256
7862 | 0.58407
7863 | 0.61756
7864 | 0.7472
7865 | 0.83153
7866 | 0.92647
7867 | 0.90705
7868 | 0.85134
7869 | 0.79701
7870 | 0.75595
7871 | 0.68747
7872 | 0.62271
7873 | 0.57351
7874 | 0.56004
7875 | 0.55191
7876 | 0.55622
7877 | 0.57948
7878 | 0.62566
7879 | 0.67838
7880 | 0.66843
7881 | 0.62591
7882 | 0.54549
7883 | 0.50099
7884 | 0.50368
7885 | 0.52684
7886 | 0.53991
7887 | 0.61725
7888 | 0.71378
7889 | 0.82962
7890 | 0.92106
7891 | 0.89528
7892 | 0.84026
7893 | 0.78819
7894 | 0.72687
7895 | 0.65791
7896 | 0.60204
7897 | 0.58198
7898 | 0.54064
7899 | 0.53351
7900 | 0.53748
7901 | 0.55821
7902 | 0.59901
7903 | 0.63989
7904 | 0.64446
7905 | 0.60633
7906 | 0.544
7907 | 0.51382
7908 | 0.48837
7909 | 0.50558
7910 | 0.51956
7911 | 0.59177
7912 | 0.69451
7913 | 0.82283
7914 | 0.92686
7915 | 0.90765
7916 | 0.84856
7917 | 0.78753
7918 | 0.71579
7919 | 0.63444
7920 | 0.57901
7921 | 0.55941
7922 | 0.54908
7923 | 0.54634
7924 | 0.55563
7925 | 0.5952
7926 | 0.67961
7927 | 0.75467
7928 | 0.74761
7929 | 0.71249
7930 | 0.67432
7931 | 0.62364
7932 | 0.60922
7933 | 0.61772
7934 | 0.66129
7935 | 0.70237
7936 | 0.78341
7937 | 0.8681
7938 | 0.9649
7939 | 0.95077
7940 | 0.88397
7941 | 0.81551
7942 | 0.74685
7943 | 0.66078
7944 | 0.60101
7945 | 0.56473
7946 | 0.53678
7947 | 0.53483
7948 | 0.54396
7949 | 0.58321
7950 | 0.66796
7951 | 0.7399
7952 | 0.7256
7953 | 0.69088
7954 | 0.62756
7955 | 0.57502
7956 | 0.56093
7957 | 0.58239
7958 | 0.6287
7959 | 0.69447
7960 | 0.77223
7961 | 0.84374
7962 | 0.94509
7963 | 0.92988
7964 | 0.86655
7965 | 0.80014
7966 | 0.7333
7967 | 0.64443
7968 | 0.58553
7969 | 0.55381
7970 | 0.54218
7971 | 0.5367
7972 | 0.54652
7973 | 0.58443
7974 | 0.67063
7975 | 0.74328
7976 | 0.72878
7977 | 0.68007
7978 | 0.62558
7979 | 0.57556
7980 | 0.57621
7981 | 0.62249
7982 | 0.66164
7983 | 0.71621
7984 | 0.78116
7985 | 0.84957
7986 | 0.93932
7987 | 0.92379
7988 | 0.86208
7989 | 0.79705
7990 | 0.73355
7991 | 0.64768
7992 | 0.58644
7993 | 0.55942
7994 | 0.54568
7995 | 0.54066
7996 | 0.54859
7997 | 0.58534
7998 | 0.66956
7999 | 0.74093
8000 | 0.73622
8001 | 0.70927
8002 | 0.66749
8003 | 0.6667
8004 | 0.67834
8005 | 0.71308
8006 | 0.74999
8007 | 0.77548
8008 | 0.81625
8009 | 0.86779
8010 | 0.94169
8011 | 0.92623
8012 | 0.86774
8013 | 0.80112
8014 | 0.73751
8015 | 0.65109
8016 | 0.58842
8017 | 0.56073
8018 | 0.54437
8019 | 0.5409
8020 | 0.54652
8021 | 0.58335
8022 | 0.66648
8023 | 0.74296
8024 | 0.71555
8025 | 0.64099
8026 | 0.58382
8027 | 0.52437
8028 | 0.51741
8029 | 0.54419
8030 | 0.5659
8031 | 0.61465
8032 | 0.70726
8033 | 0.82012
8034 | 0.91893
8035 | 0.90643
8036 | 0.8518
8037 | 0.80137
8038 | 0.74804
8039 | 0.67008
8040 | 0.60609
8041 | 0.56114
8042 | 0.56108
8043 | 0.55111
8044 | 0.5535
8045 | 0.57615
8046 | 0.62316
8047 | 0.6778
8048 | 0.65077
8049 | 0.65518
8050 | 0.61977
8051 | 0.5941
8052 | 0.59997
8053 | 0.60724
8054 | 0.60764
8055 | 0.65674
8056 | 0.73212
8057 | 0.82813
8058 | 0.91259
8059 | 0.90484
8060 | 0.85495
8061 | 0.80376
8062 | 0.73709
8063 | 0.66477
8064 | 0.6044
8065 | 0.58109
8066 | 0.56192
8067 | 0.55355
8068 | 0.55527
8069 | 0.57371
8070 | 0.61496
8071 | 0.67347
8072 | 0.66952
8073 | 0.65908
8074 | 0.62895
8075 | 0.59012
8076 | 0.56227
8077 | 0.59937
8078 | 0.64412
8079 | 0.7171
8080 | 0.7894
8081 | 0.86293
8082 | 0.94789
8083 | 0.94005
8084 | 0.88625
8085 | 0.82622
8086 | 0.74859
8087 | 0.66422
8088 | 0.60311
8089 | 0.58151
8090 | 0.55267
8091 | 0.54739
8092 | 0.55507
8093 | 0.59332
8094 | 0.67986
8095 | 0.76952
8096 | 0.7577
8097 | 0.71178
8098 | 0.64566
8099 | 0.60477
8100 | 0.61459
8101 | 0.62945
8102 | 0.66536
8103 | 0.69738
8104 | 0.75882
8105 | 0.85916
8106 | 0.96473
8107 | 0.96467
8108 | 0.9015
8109 | 0.83112
8110 | 0.76143
8111 | 0.67148
8112 | 0.60621
8113 | 0.5682
8114 | 0.55974
8115 | 0.55516
8116 | 0.56268
8117 | 0.6013
8118 | 0.6871
8119 | 0.76927
8120 | 0.74908
8121 | 0.70432
8122 | 0.69584
8123 | 0.66875
8124 | 0.65262
8125 | 0.67514
8126 | 0.67968
8127 | 0.74453
8128 | 0.81207
8129 | 0.87532
8130 | 0.96421
8131 | 0.95947
8132 | 0.8978
8133 | 0.83471
8134 | 0.76483
8135 | 0.67369
8136 | 0.60966
8137 | 0.57576
8138 | 0.55795
8139 | 0.55299
8140 | 0.55954
8141 | 0.59716
8142 | 0.68295
8143 | 0.77042
8144 | 0.75119
8145 | 0.71118
8146 | 0.67845
8147 | 0.61194
8148 | 0.5805
8149 | 0.59289
8150 | 0.62042
8151 | 0.6797
8152 | 0.77517
8153 | 0.86673
8154 | 0.95553
8155 | 0.95166
8156 | 0.89297
8157 | 0.82826
8158 | 0.76249
8159 | 0.67108
8160 | 0.60487
8161 | 0.5741
8162 | 0.55453
8163 | 0.55158
8164 | 0.55778
8165 | 0.59381
8166 | 0.67762
8167 | 0.76519
8168 | 0.7334
8169 | 0.66618
8170 | 0.60397
8171 | 0.55299
8172 | 0.5361
8173 | 0.55828
8174 | 0.55512
8175 | 0.64803
8176 | 0.75017
8177 | 0.8266
8178 | 0.94429
8179 | 0.94732
8180 | 0.88956
8181 | 0.82713
8182 | 0.75894
8183 | 0.66883
8184 | 0.60499
8185 | 0.57005
8186 | 0.55291
8187 | 0.54866
8188 | 0.55653
8189 | 0.59157
8190 | 0.6747
8191 | 0.75926
8192 | 0.72516
8193 | 0.65117
8194 | 0.56672
8195 | 0.50137
8196 | 0.50259
8197 | 0.4951
8198 | 0.5049
8199 | 0.60851
8200 | 0.70414
8201 | 0.80568
8202 | 0.92155
8203 | 0.91405
8204 | 0.8599
8205 | 0.80913
8206 | 0.75569
8207 | 0.67748
8208 | 0.61254
8209 | 0.56476
8210 | 0.55651
8211 | 0.54846
8212 | 0.54953
8213 | 0.5711
8214 | 0.61765
8215 | 0.6765
8216 | 0.66688
8217 | 0.61134
8218 | 0.56013
8219 | 0.51546
8220 | 0.50932
8221 | 0.51558
8222 | 0.55441
8223 | 0.59138
8224 | 0.70069
8225 | 0.81823
8226 | 0.90874
8227 | 0.90085
8228 | 0.84667
8229 | 0.79709
8230 | 0.73146
8231 | 0.65715
8232 | 0.59835
8233 | 0.57479
8234 | 0.54915
8235 | 0.54114
8236 | 0.54238
8237 | 0.56042
8238 | 0.60073
8239 | 0.65924
8240 | 0.65429
8241 | 0.61363
8242 | 0.56065
8243 | 0.53176
8244 | 0.52227
8245 | 0.53704
8246 | 0.57034
8247 | 0.61597
8248 | 0.70068
8249 | 0.82445
8250 | 0.93369
8251 | 0.92964
8252 | 0.87221
8253 | 0.8121
8254 | 0.73325
8255 | 0.64809
8256 | 0.58978
8257 | 0.56694
8258 | 0.54193
8259 | 0.53739
8260 | 0.5452
8261 | 0.58306
8262 | 0.66976
8263 | 0.7584
8264 | 0.74339
8265 | 0.703
8266 | 0.65855
8267 | 0.60759
8268 | 0.58658
8269 | 0.59554
8270 | 0.64927
8271 | 0.69475
8272 | 0.80694
8273 | 0.86423
8274 | 0.95301
8275 | 0.95245
8276 | 0.88957
8277 | 0.82024
8278 | 0.74832
8279 | 0.65791
8280 | 0.59344
8281 | 0.55593
8282 | 0.54196
8283 | 0.5393
8284 | 0.54594
8285 | 0.58334
8286 | 0.66933
8287 | 0.7556
8288 | 0.73491
8289 | 0.67101
8290 | 0.60359
8291 | 0.5473
8292 | 0.51593
8293 | 0.52135
8294 | 0.54441
8295 | 0.62168
8296 | 0.71573
8297 | 0.83479
8298 | 0.94468
8299 | 0.94241
8300 | 0.87885
8301 | 0.81458
8302 | 0.74323
8303 | 0.65171
8304 | 0.59006
8305 | 0.55688
8306 | 0.5478
8307 | 0.54374
8308 | 0.55105
8309 | 0.58641
8310 | 0.67333
8311 | 0.75987
8312 | 0.74561
8313 | 0.71379
8314 | 0.69745
8315 | 0.66416
8316 | 0.66013
8317 | 0.67673
8318 | 0.70804
8319 | 0.74447
8320 | 0.78645
8321 | 0.8299
8322 | 0.94588
8323 | 0.94213
8324 | 0.88424
8325 | 0.81993
8326 | 0.74901
8327 | 0.65907
8328 | 0.59337
8329 | 0.56244
8330 | 0.5392
8331 | 0.53533
8332 | 0.54395
8333 | 0.5799
8334 | 0.66462
8335 | 0.74811
8336 | 0.72448
8337 | 0.65825
8338 | 0.60924
8339 | 0.55706
8340 | 0.54233
8341 | 0.54526
8342 | 0.57142
8343 | 0.62093
8344 | 0.71857
8345 | 0.82219
8346 | 0.92702
8347 | 0.93097
8348 | 0.87165
8349 | 0.80803
8350 | 0.741
8351 | 0.65033
8352 | 0.58661
8353 | 0.5541
8354 | 0.53458
8355 | 0.53477
8356 | 0.54328
8357 | 0.58019
8358 | 0.66129
8359 | 0.74406
8360 | 0.72372
8361 | 0.65433
8362 | 0.56426
8363 | 0.49487
8364 | 0.47154
8365 | 0.48426
8366 | 0.48234
8367 | 0.55326
8368 | 0.67261
8369 | 0.78899
8370 | 0.90406
8371 | 0.90047
8372 | 0.84718
8373 | 0.7944
8374 | 0.73995
8375 | 0.66105
8376 | 0.59653
8377 | 0.55325
8378 | 0.55279
8379 | 0.54601
8380 | 0.54947
8381 | 0.56877
8382 | 0.61342
8383 | 0.67168
8384 | 0.67255
8385 | 0.60925
8386 | 0.54358
8387 | 0.49787
8388 | 0.47675
8389 | 0.49362
8390 | 0.52245
8391 | 0.59211
8392 | 0.69888
8393 | 0.8092
8394 | 0.90055
8395 | 0.89423
8396 | 0.84169
8397 | 0.79197
8398 | 0.72615
8399 | 0.64936
8400 | 0.591
8401 | 0.57091
8402 | 0.54339
8403 | 0.53701
8404 | 0.54006
8405 | 0.55737
8406 | 0.59655
8407 | 0.65318
8408 | 0.65995
8409 | 0.61483
8410 | 0.55065
8411 | 0.50391
8412 | 0.48967
8413 | 0.48764
8414 | 0.50432
8415 | 0.55064
8416 | 0.65941
8417 | 0.79744
8418 | 0.92405
8419 | 0.92403
8420 | 0.86844
8421 | 0.80782
8422 | 0.7264
8423 | 0.63868
8424 | 0.58041
8425 | 0.56114
8426 | 0.5402
8427 | 0.53744
8428 | 0.5461
8429 | 0.58288
8430 | 0.66822
8431 | 0.75535
8432 | 0.74593
8433 | 0.68759
8434 | 0.60489
8435 | 0.55315
8436 | 0.54341
8437 | 0.5708
8438 | 0.6209
8439 | 0.66978
8440 | 0.78515
8441 | 0.85571
8442 | 0.95058
8443 | 0.95282
8444 | 0.89053
8445 | 0.81935
8446 | 0.74507
8447 | 0.6536
8448 | 0.59194
8449 | 0.55356
8450 | 0.53129
8451 | 0.52901
8452 | 0.53798
8453 | 0.57392
8454 | 0.65877
8455 | 0.7417
8456 | 0.73589
8457 | 0.7217
8458 | 0.71548
8459 | 0.69834
8460 | 0.70518
8461 | 0.7284
8462 | 0.73621
8463 | 0.75894
8464 | 0.80841
8465 | 0.84089
8466 | 0.92691
8467 | 0.93409
8468 | 0.87375
8469 | 0.80688
8470 | 0.73333
8471 | 0.64096
8472 | 0.57794
8473 | 0.54549
8474 | 0.55074
8475 | 0.54916
8476 | 0.55745
8477 | 0.59393
8478 | 0.67922
8479 | 0.76789
8480 | 0.76215
8481 | 0.74583
8482 | 0.7105
8483 | 0.65587
8484 | 0.62488
8485 | 0.60713
8486 | 0.62024
8487 | 0.64978
8488 | 0.72902
8489 | 0.81715
8490 | 0.93929
8491 | 0.94204
8492 | 0.88281
8493 | 0.81769
8494 | 0.74839
8495 | 0.65647
8496 | 0.59151
8497 | 0.56187
8498 | 0.53802
8499 | 0.53484
8500 | 0.54397
8501 | 0.5808
8502 | 0.66457
8503 | 0.74857
8504 | 0.73517
8505 | 0.68303
8506 | 0.60205
8507 | 0.55421
8508 | 0.53782
8509 | 0.56081
8510 | 0.6047
8511 | 0.65314
8512 | 0.71737
8513 | 0.80868
8514 | 0.92038
8515 | 0.9282
8516 | 0.87201
8517 | 0.80878
8518 | 0.73879
8519 | 0.6487
8520 | 0.58486
8521 | 0.55192
8522 | 0.53133
8523 | 0.5253
8524 | 0.53874
8525 | 0.5753
8526 | 0.65856
8527 | 0.73856
8528 | 0.72197
8529 | 0.65642
8530 | 0.57166
8531 | 0.53972
8532 | 0.51187
8533 | 0.53961
8534 | 0.57986
8535 | 0.65199
8536 | 0.71839
8537 | 0.79802
8538 | 0.90212
8539 | 0.89313
8540 | 0.84083
8541 | 0.78973
8542 | 0.73399
8543 | 0.65382
8544 | 0.58978
8545 | 0.54606
8546 | 0.54115
8547 | 0.53505
8548 | 0.54128
8549 | 0.56215
8550 | 0.60637
8551 | 0.66199
8552 | 0.67247
8553 | 0.64527
8554 | 0.57884
8555 | 0.52659
8556 | 0.50997
8557 | 0.50257
8558 | 0.53328
8559 | 0.60747
8560 | 0.70832
8561 | 0.80044
8562 | 0.89223
8563 | 0.8842
8564 | 0.83446
8565 | 0.78432
8566 | 0.71412
8567 | 0.63816
8568 | 0.57725
8569 | 0.55828
8570 | 0.55941
8571 | 0.55133
8572 | 0.55091
8573 | 0.56483
8574 | 0.59087
8575 | 0.63506
8576 | 0.67662
8577 | 0.61979
8578 | 0.56805
8579 | 0.53781
8580 | 0.5337
8581 | 0.52385
8582 | 0.55076
8583 | 0.64188
8584 | 0.74199
8585 | 0.85744
8586 | 0.91802
8587 | 0.87685
8588 | 0.82526
8589 | 0.7944
8590 | 0.74457
8591 | 0.68026
8592 | 0.62533
8593 | 0.58069
8594 | 0.57283
8595 | 0.55711
8596 | 0.5549
8597 | 0.57287
8598 | 0.60721
8599 | 0.67179
8600 | 0.70184
8601 | 0.65156
8602 | 0.60306
8603 | 0.54608
8604 | 0.52874
8605 | 0.54364
8606 | 0.54773
8607 | 0.59891
8608 | 0.70563
8609 | 0.79667
8610 | 0.89552
8611 | 0.90755
8612 | 0.86117
8613 | 0.81381
8614 | 0.75603
8615 | 0.6747
8616 | 0.60457
8617 | 0.5925
8618 | 0.56103
8619 | 0.55379
8620 | 0.55936
8621 | 0.59164
8622 | 0.64755
8623 | 0.73254
8624 | 0.75186
8625 | 0.70328
8626 | 0.63809
8627 | 0.58915
8628 | 0.56723
8629 | 0.55495
8630 | 0.58723
8631 | 0.6732
8632 | 0.77968
8633 | 0.87398
8634 | 0.97309
8635 | 1
8636 | 0.93626
8637 | 0.86909
8638 | 0.79128
8639 | 0.68984
8640 | 0.61827
8641 | 0.57505
8642 | 0.55107
8643 | 0.54241
8644 | 0.55032
8645 | 0.58188
8646 | 0.63877
8647 | 0.72037
8648 | 0.74622
8649 | 0.70877
8650 | 0.65918
8651 | 0.62685
8652 | 0.61478
8653 | 0.59431
8654 | 0.61217
8655 | 0.69486
8656 | 0.74845
8657 | 0.85388
8658 | 0.95782
8659 | 0.98295
8660 | 0.92756
8661 | 0.85745
8662 | 0.77979
8663 | 0.67973
8664 | 0.60627
8665 | 0.56539
8666 | 0.55847
8667 | 0.55039
8668 | 0.55733
8669 | 0.58943
8670 | 0.64678
8671 | 0.73097
8672 | 0.7488
8673 | 0.70095
8674 | 0.60843
8675 | 0.55265
8676 | 0.51667
8677 | 0.52759
8678 | 0.5585
8679 | 0.61814
8680 | 0.73069
8681 | 0.83978
8682 | 0.96066
8683 | 0.99123
8684 | 0.93254
8685 | 0.86508
8686 | 0.78697
8687 | 0.68759
8688 | 0.61711
8689 | 0.5741
8690 | 0.5542
8691 | 0.54721
8692 | 0.55089
8693 | 0.58588
8694 | 0.64056
8695 | 0.72403
8696 | 0.74395
8697 | 0.71427
8698 | 0.65256
8699 | 0.59732
8700 | 0.58887
8701 | 0.57403
8702 | 0.60142
8703 | 0.69208
8704 | 0.77296
8705 | 0.8696
8706 | 0.94208
8707 | 0.95816
8708 | 0.90725
8709 | 0.84981
8710 | 0.78602
8711 | 0.69598
8712 | 0.6242
8713 | 0.57043
8714 | 0.55593
8715 | 0.54989
8716 | 0.55555
8717 | 0.57867
8718 | 0.62551
8719 | 0.68418
8720 | 0.69072
8721 | 0.66224
8722 | 0.60709
8723 | 0.52625
8724 | 0.48111
8725 | 0.49369
8726 | 0.534
8727 | 0.59466
8728 | 0.68789
8729 | 0.7856
8730 | 0.90202
8731 | 0.90083
8732 | 0.85005
8733 | 0.80248
8734 | 0.73335
8735 | 0.65701
8736 | 0.596
8737 | 0.57448
8738 | 0.57196
8739 | 0.56157
8740 | 0.56322
8741 | 0.58005
8742 | 0.60549
8743 | 0.66098
8744 | 0.69149
8745 | 0.68663
8746 | 0.63185
8747 | 0.60478
8748 | 0.58675
8749 | 0.61077
8750 | 0.64306
8751 | 0.70172
8752 | 0.79324
8753 | 0.88957
8754 | 0.9536
8755 | 0.91897
8756 | 0.8335
8757 | 0.77698
8758 | 0.75084
8759 | 0.69625
8760 | 0.65099

## flexible_params
Flexible Params | [6 empty] | Index
param | model_component | period | day | hour_of_day_from | hour_of_day_to | value
max_gen_fraction | Load_Reduction | All | All | 0 | 5 | 0
max_gen_fraction | Load_Reduction | All | All | 9 | 15 | 0
max_gen_fraction | Load_Reduction | All | All | 20 | 23 | 0
energy_budget_cap_factor | FFR | None | All | None | None | 0
energy_budget_cap_factor | Stage2_FFR | None | All | None | None | 0
under_freq_load_shedding_fraction | None | None | None | None | None | 0.15
total_freq_resp_violation_penalty_per_mw | None | None | None | None | None | 900000
lf_reserve_timeframe_fraction_of_hour | None | None | None | None | None | 0.3333
reg_reserve_timeframe_fraction_of_hour | None | None | None | None | None | 0
erm_shifting_window | None | None | None | None | None | 8760
synchronous_condenser_addition_to_load | Sync_Condenser | None | None | None | None | 0.04
synchronous_condenser_addition_to_load | 1x1_2500CC_New | None | None | None | None | 0.04
synchronous_condenser_addition_to_load | SC_2500CC_New | None | None | None | None | 0.04
synchronous_condenser_addition_to_load | Puna_CT3 | None | None | None | None | 0.04
synchronous_condenser_addition_to_load | KCC | None | None | None | None | 0.04
allow_synchronous_condenser_mode | Puna_CT3 | None | None | None | None | TRUE
allow_synchronous_condenser_mode | KCC | None | None | None | None | TRUE
allow_synchronous_condenser_mode | 1x1_2500CC_New | None | None | None | None | TRUE
allow_synchronous_condenser_mode | SC_2500CC_New | None | None | None | None | TRUE
decimals | None | None | None | None | None | 2

## fuels
Fuels |  |  | Index
fuels | tco2_per_mmbtu | can_blend_with_pipeline_biogas
MSFO_No6_(Hill_Puna) | 0.083063 | TRUE
High_Sulfur_Diesel_(No_2) | 0.081807 | TRUE
ULSD | 0.081807 | TRUE
Naphtha | 0.075259 | TRUE
Biodiesel | 0 | FALSE
Free | 0 | FALSE

## min_cumulative_new_build
Min Cumulative New Build |  |  | Index
resource | period | min_cumulative_build_by_year
Biomass_New | 2025 | 0
Biomass_New | 2026 | 0
Biomass_New | 2027 | 0
Biomass_New | 2028 | 0
Biomass_New | 2029 | 0
Biomass_New | 2030 | 0
Biomass_New | 2031 | 0
Biomass_New | 2032 | 0
Biomass_New | 2033 | 0
Biomass_New | 2034 | 0
Biomass_New | 2040 | 0
Biomass_New | 2045 | 0
Biomass_New | 2050 | 0
Geothermal_New | 2025 | 0
Geothermal_New | 2026 | 0
Geothermal_New | 2027 | 0
Geothermal_New | 2028 | 0
Geothermal_New | 2029 | 0
Geothermal_New | 2030 | 0
Geothermal_New | 2031 | 0
Geothermal_New | 2032 | 0
Geothermal_New | 2033 | 0
Geothermal_New | 2034 | 0
Geothermal_New | 2040 | 0
Geothermal_New | 2045 | 0
Geothermal_New | 2050 | 0
1x1_2500CC_New | 2025 | 0
1x1_2500CC_New | 2026 | 0
1x1_2500CC_New | 2027 | 0
1x1_2500CC_New | 2028 | 0
1x1_2500CC_New | 2029 | 0
1x1_2500CC_New | 2030 | 0
1x1_2500CC_New | 2031 | 0
1x1_2500CC_New | 2032 | 0
1x1_2500CC_New | 2033 | 0
1x1_2500CC_New | 2034 | 0
1x1_2500CC_New | 2040 | 0
1x1_2500CC_New | 2045 | 0
1x1_2500CC_New | 2050 | 0
9MW_ICE_New | 2025 | 0
9MW_ICE_New | 2026 | 0
9MW_ICE_New | 2027 | 0
9MW_ICE_New | 2028 | 0
9MW_ICE_New | 2029 | 0
9MW_ICE_New | 2030 | 0
9MW_ICE_New | 2031 | 0
9MW_ICE_New | 2032 | 0
9MW_ICE_New | 2033 | 0
9MW_ICE_New | 2034 | 0
9MW_ICE_New | 2040 | 0
9MW_ICE_New | 2045 | 0
9MW_ICE_New | 2050 | 0
Sync_Condenser | 2025 | 0
Sync_Condenser | 2026 | 0
Sync_Condenser | 2027 | 0
Sync_Condenser | 2028 | 0
Sync_Condenser | 2029 | 0
Sync_Condenser | 2030 | 0
Sync_Condenser | 2031 | 0
Sync_Condenser | 2032 | 0
Sync_Condenser | 2033 | 0
Sync_Condenser | 2034 | 0
Sync_Condenser | 2040 | 0
Sync_Condenser | 2045 | 0
Sync_Condenser | 2050 | 0
SC_2500CC_New | 2025 | 0
SC_2500CC_New | 2026 | 0
SC_2500CC_New | 2027 | 0
SC_2500CC_New | 2028 | 0
SC_2500CC_New | 2029 | 0
SC_2500CC_New | 2030 | 0
SC_2500CC_New | 2031 | 0
SC_2500CC_New | 2032 | 0
SC_2500CC_New | 2033 | 0
SC_2500CC_New | 2034 | 0
SC_2500CC_New | 2040 | 0
SC_2500CC_New | 2045 | 0
SC_2500CC_New | 2050 | 0
PV_New | 2025 | 0
PV_New | 2026 | 0
PV_New | 2027 | 0
PV_New | 2028 | 0
PV_New | 2029 | 0
PV_New | 2030 | 0
PV_New | 2031 | 0
PV_New | 2032 | 0
PV_New | 2033 | 0
PV_New | 2034 | 0
PV_New | 2040 | 0
PV_New | 2045 | 0
PV_New | 2050 | 0
Wind_New | 2025 | 0
Wind_New | 2026 | 0
Wind_New | 2027 | 0
Wind_New | 2028 | 0
Wind_New | 2029 | 0
Wind_New | 2030 | 0
Wind_New | 2031 | 0
Wind_New | 2032 | 0
Wind_New | 2033 | 0
Wind_New | 2034 | 0
Wind_New | 2040 | 0
Wind_New | 2045 | 0
Wind_New | 2050 | 0
PV_Paired_4hr_New_Supply | 2025 | 0
PV_Paired_4hr_New_Supply | 2026 | 0
PV_Paired_4hr_New_Supply | 2027 | 0
PV_Paired_4hr_New_Supply | 2028 | 0
PV_Paired_4hr_New_Supply | 2029 | 0
PV_Paired_4hr_New_Supply | 2030 | 0
PV_Paired_4hr_New_Supply | 2031 | 0
PV_Paired_4hr_New_Supply | 2032 | 0
PV_Paired_4hr_New_Supply | 2033 | 0
PV_Paired_4hr_New_Supply | 2034 | 0
PV_Paired_4hr_New_Supply | 2040 | 0
PV_Paired_4hr_New_Supply | 2045 | 0
PV_Paired_4hr_New_Supply | 2050 | 0
PV_Paired_6hr_New_Supply | 2025 | 0
PV_Paired_6hr_New_Supply | 2026 | 0
PV_Paired_6hr_New_Supply | 2027 | 0
PV_Paired_6hr_New_Supply | 2028 | 0
PV_Paired_6hr_New_Supply | 2029 | 0
PV_Paired_6hr_New_Supply | 2030 | 0
PV_Paired_6hr_New_Supply | 2031 | 0
PV_Paired_6hr_New_Supply | 2032 | 0
PV_Paired_6hr_New_Supply | 2033 | 0
PV_Paired_6hr_New_Supply | 2034 | 0
PV_Paired_6hr_New_Supply | 2040 | 0
PV_Paired_6hr_New_Supply | 2045 | 0
PV_Paired_6hr_New_Supply | 2050 | 0
PV_Paired_2hr_New_DERAgg_Supply | 2025 | 0
PV_Paired_2hr_New_DERAgg_Supply | 2026 | 0
PV_Paired_2hr_New_DERAgg_Supply | 2027 | 0
PV_Paired_2hr_New_DERAgg_Supply | 2028 | 0
PV_Paired_2hr_New_DERAgg_Supply | 2029 | 0
PV_Paired_2hr_New_DERAgg_Supply | 2030 | 0
PV_Paired_2hr_New_DERAgg_Supply | 2031 | 0
PV_Paired_2hr_New_DERAgg_Supply | 2032 | 0
PV_Paired_2hr_New_DERAgg_Supply | 2033 | 0
PV_Paired_2hr_New_DERAgg_Supply | 2034 | 0
PV_Paired_2hr_New_DERAgg_Supply | 2040 | 0
PV_Paired_2hr_New_DERAgg_Supply | 2045 | 0
PV_Paired_2hr_New_DERAgg_Supply | 2050 | 0
BESS_Standalone_New | 2025 | 0
BESS_Standalone_New | 2026 | 0
BESS_Standalone_New | 2027 | 0
BESS_Standalone_New | 2028 | 0
BESS_Standalone_New | 2029 | 0
BESS_Standalone_New | 2030 | 0
BESS_Standalone_New | 2031 | 0
BESS_Standalone_New | 2032 | 0
BESS_Standalone_New | 2033 | 0
BESS_Standalone_New | 2034 | 0
BESS_Standalone_New | 2040 | 0
BESS_Standalone_New | 2045 | 0
BESS_Standalone_New | 2050 | 0
PV_Paired_4hr_New_Battery | 2025 | 0
PV_Paired_4hr_New_Battery | 2026 | 0
PV_Paired_4hr_New_Battery | 2027 | 0
PV_Paired_4hr_New_Battery | 2028 | 0
PV_Paired_4hr_New_Battery | 2029 | 0
PV_Paired_4hr_New_Battery | 2030 | 0
PV_Paired_4hr_New_Battery | 2031 | 0
PV_Paired_4hr_New_Battery | 2032 | 0
PV_Paired_4hr_New_Battery | 2033 | 0
PV_Paired_4hr_New_Battery | 2034 | 0
PV_Paired_4hr_New_Battery | 2040 | 0
PV_Paired_4hr_New_Battery | 2045 | 0
PV_Paired_4hr_New_Battery | 2050 | 0
PV_Paired_6hr_New_Battery | 2025 | 0
PV_Paired_6hr_New_Battery | 2026 | 0
PV_Paired_6hr_New_Battery | 2027 | 0
PV_Paired_6hr_New_Battery | 2028 | 0
PV_Paired_6hr_New_Battery | 2029 | 0
PV_Paired_6hr_New_Battery | 2030 | 0
PV_Paired_6hr_New_Battery | 2031 | 0
PV_Paired_6hr_New_Battery | 2032 | 0
PV_Paired_6hr_New_Battery | 2033 | 0
PV_Paired_6hr_New_Battery | 2034 | 0
PV_Paired_6hr_New_Battery | 2040 | 0
PV_Paired_6hr_New_Battery | 2045 | 0
PV_Paired_6hr_New_Battery | 2050 | 0
PV_Paired_2hr_New_DERAgg_Battery | 2025 | 0
PV_Paired_2hr_New_DERAgg_Battery | 2026 | 0
PV_Paired_2hr_New_DERAgg_Battery | 2027 | 0
PV_Paired_2hr_New_DERAgg_Battery | 2028 | 0
PV_Paired_2hr_New_DERAgg_Battery | 2029 | 0
PV_Paired_2hr_New_DERAgg_Battery | 2030 | 0
PV_Paired_2hr_New_DERAgg_Battery | 2031 | 0
PV_Paired_2hr_New_DERAgg_Battery | 2032 | 0
PV_Paired_2hr_New_DERAgg_Battery | 2033 | 0
PV_Paired_2hr_New_DERAgg_Battery | 2034 | 0
PV_Paired_2hr_New_DERAgg_Battery | 2040 | 0
PV_Paired_2hr_New_DERAgg_Battery | 2045 | 0
PV_Paired_2hr_New_DERAgg_Battery | 2050 | 0

## period_discount_factors
Period Discount Factors |  |  | Index
period | discount_factor | years_in_period
2025 | 0.82575 | 1
2026 | 0.78716 | 1
2027 | 0.75037 | 1
2028 | 0.7153 | 1
2029 | 0.68187 | 1
2030 | 0.65 | 1
2031 | 0.61962 | 1
2032 | 0.59066 | 1
2033 | 0.56305 | 1
2034 | 1.7389 | 3.5
2040 | 2.2634 | 5.5
2045 | 1.5924 | 5
2050 | 3.9351 | 23

## planned_installed_capacities
Planned Installed Capacities | [5 empty] | Index
resource | resource | period | planned_installed_capacity | min_operational_planned_capacity_mw | planned_capacity_fixed_o_and_m_dollars_per_kw_yr
Hill5-6 | Hill5-6 | 2025 | 33.9 | 0 | 225.2257
Hill5-6 | Hill5-6 | 2026 | 33.9 | 0 | 225.2257
Hill5-6 | Hill5-6 | 2027 | 0 | 0 | 225.2257
Hill5-6 | Hill5-6 | 2028 | 0 | 0 | 225.2257
Hill5-6 | Hill5-6 | 2029 | 0 | 0 | 225.2257
Hill5-6 | Hill5-6 | 2030 | 0 | 0 | 225.2257
Hill5-6 | Hill5-6 | 2031 | 0 | 0 | 225.2257
Hill5-6 | Hill5-6 | 2032 | 0 | 0 | 225.2257
Hill5-6 | Hill5-6 | 2033 | 0 | 0 | 225.2257
Hill5-6 | Hill5-6 | 2034 | 0 | 0 | 225.2257
Hill5-6 | Hill5-6 | 2040 | 0 | 0 | 225.2257
Hill5-6 | Hill5-6 | 2045 | 0 | 0 | 225.2257
Hill5-6 | Hill5-6 | 2050 | 0 | 0 | 225.2257
D11-17_21-23 | D11-17_21-23 | 2025 | 24.5 | 0 | 85.3677
D11-17_21-23 | D11-17_21-23 | 2026 | 24.5 | 0 | 85.3677
D11-17_21-23 | D11-17_21-23 | 2027 | 24.5 | 0 | 85.3677
D11-17_21-23 | D11-17_21-23 | 2028 | 24.5 | 0 | 85.3677
D11-17_21-23 | D11-17_21-23 | 2029 | 24.5 | 0 | 85.3677
D11-17_21-23 | D11-17_21-23 | 2030 | 24.5 | 0 | 85.3677
D11-17_21-23 | D11-17_21-23 | 2031 | 24.5 | 0 | 85.3677
D11-17_21-23 | D11-17_21-23 | 2032 | 24.5 | 0 | 85.3677
D11-17_21-23 | D11-17_21-23 | 2033 | 24.5 | 0 | 85.3677
D11-17_21-23 | D11-17_21-23 | 2034 | 24.5 | 0 | 85.3677
D11-17_21-23 | D11-17_21-23 | 2040 | 24.5 | 0 | 85.3677
D11-17_21-23 | D11-17_21-23 | 2045 | 24.5 | 0 | 85.3677
D11-17_21-23 | D11-17_21-23 | 2050 | 24.5 | 0 | 85.3677
D24-27 | D24-27 | 2025 | 5 | 0 | 420.2312
D24-27 | D24-27 | 2026 | 5 | 0 | 420.2312
D24-27 | D24-27 | 2027 | 5 | 0 | 420.2312
D24-27 | D24-27 | 2028 | 5 | 0 | 420.2312
D24-27 | D24-27 | 2029 | 5 | 0 | 420.2312
D24-27 | D24-27 | 2030 | 5 | 0 | 420.2312
D24-27 | D24-27 | 2031 | 5 | 0 | 420.2312
D24-27 | D24-27 | 2032 | 5 | 0 | 420.2312
D24-27 | D24-27 | 2033 | 5 | 0 | 420.2312
D24-27 | D24-27 | 2034 | 5 | 0 | 420.2312
D24-27 | D24-27 | 2040 | 5 | 0 | 420.2312
D24-27 | D24-27 | 2045 | 5 | 0 | 420.2312
D24-27 | D24-27 | 2050 | 5 | 0 | 420.2312
Kanoelehua_CT1 | Kanoelehua_CT1 | 2025 | 10.5 | 0 | 67.1571
Kanoelehua_CT1 | Kanoelehua_CT1 | 2026 | 10.5 | 0 | 67.1571
Kanoelehua_CT1 | Kanoelehua_CT1 | 2027 | 10.5 | 0 | 67.1571
Kanoelehua_CT1 | Kanoelehua_CT1 | 2028 | 10.5 | 0 | 67.1571
Kanoelehua_CT1 | Kanoelehua_CT1 | 2029 | 10.5 | 0 | 67.1571
Kanoelehua_CT1 | Kanoelehua_CT1 | 2030 | 10.5 | 0 | 67.1571
Kanoelehua_CT1 | Kanoelehua_CT1 | 2031 | 10.5 | 0 | 67.1571
Kanoelehua_CT1 | Kanoelehua_CT1 | 2032 | 10.5 | 0 | 67.1571
Kanoelehua_CT1 | Kanoelehua_CT1 | 2033 | 10.5 | 0 | 67.1571
Kanoelehua_CT1 | Kanoelehua_CT1 | 2034 | 10.5 | 0 | 67.1571
Kanoelehua_CT1 | Kanoelehua_CT1 | 2040 | 10.5 | 0 | 67.1571
Kanoelehua_CT1 | Kanoelehua_CT1 | 2045 | 10.5 | 0 | 67.1571
Kanoelehua_CT1 | Kanoelehua_CT1 | 2050 | 10.5 | 0 | 67.1571
Keahole_CT2 | Keahole_CT2 | 2025 | 13.8 | 0 | 16.6065
Keahole_CT2 | Keahole_CT2 | 2026 | 13.8 | 0 | 16.6065
Keahole_CT2 | Keahole_CT2 | 2027 | 13.8 | 0 | 16.6065
Keahole_CT2 | Keahole_CT2 | 2028 | 13.8 | 0 | 16.6065
Keahole_CT2 | Keahole_CT2 | 2029 | 13.8 | 0 | 16.6065
Keahole_CT2 | Keahole_CT2 | 2030 | 13.8 | 0 | 16.6065
Keahole_CT2 | Keahole_CT2 | 2031 | 13.8 | 0 | 16.6065
Keahole_CT2 | Keahole_CT2 | 2032 | 13.8 | 0 | 16.6065
Keahole_CT2 | Keahole_CT2 | 2033 | 13.8 | 0 | 16.6065
Keahole_CT2 | Keahole_CT2 | 2034 | 13.8 | 0 | 16.6065
Keahole_CT2 | Keahole_CT2 | 2040 | 13.8 | 0 | 16.6065
Keahole_CT2 | Keahole_CT2 | 2045 | 13.8 | 0 | 16.6065
Keahole_CT2 | Keahole_CT2 | 2050 | 13.8 | 0 | 16.6065
Puna_CT3 | Puna_CT3 | 2025 | 20 | 0 | 51.8578
Puna_CT3 | Puna_CT3 | 2026 | 20 | 0 | 51.8578
Puna_CT3 | Puna_CT3 | 2027 | 20 | 0 | 51.8578
Puna_CT3 | Puna_CT3 | 2028 | 20 | 0 | 51.8578
Puna_CT3 | Puna_CT3 | 2029 | 20 | 0 | 51.8578
Puna_CT3 | Puna_CT3 | 2030 | 20 | 0 | 51.8578
Puna_CT3 | Puna_CT3 | 2031 | 20 | 0 | 51.8578
Puna_CT3 | Puna_CT3 | 2032 | 20 | 0 | 51.8578
Puna_CT3 | Puna_CT3 | 2033 | 20 | 0 | 51.8578
Puna_CT3 | Puna_CT3 | 2034 | 20 | 0 | 51.8578
Puna_CT3 | Puna_CT3 | 2040 | 20 | 0 | 51.8578
Puna_CT3 | Puna_CT3 | 2045 | 20 | 0 | 51.8578
Puna_CT3 | Puna_CT3 | 2050 | 20 | 0 | 51.8578
Puna_Steam | Puna_Steam | 2025 | 0 | 0 | 90.7854
Puna_Steam | Puna_Steam | 2026 | 0 | 0 | 90.7854
Puna_Steam | Puna_Steam | 2027 | 0 | 0 | 90.7854
Puna_Steam | Puna_Steam | 2028 | 0 | 0 | 90.7854
Puna_Steam | Puna_Steam | 2029 | 0 | 0 | 90.7854
Puna_Steam | Puna_Steam | 2030 | 0 | 0 | 90.7854
Puna_Steam | Puna_Steam | 2031 | 0 | 0 | 90.7854
Puna_Steam | Puna_Steam | 2032 | 0 | 0 | 90.7854
Puna_Steam | Puna_Steam | 2033 | 0 | 0 | 90.7854
Puna_Steam | Puna_Steam | 2034 | 0 | 0 | 90.7854
Puna_Steam | Puna_Steam | 2040 | 0 | 0 | 90.7854
Puna_Steam | Puna_Steam | 2045 | 0 | 0 | 90.7854
Puna_Steam | Puna_Steam | 2050 | 0 | 0 | 90.7854
KCC | KCC | 2025 | 52 | 0 | 96.4265
KCC | KCC | 2026 | 52 | 0 | 96.4265
KCC | KCC | 2027 | 52 | 0 | 96.4265
KCC | KCC | 2028 | 52 | 0 | 96.4265
KCC | KCC | 2029 | 52 | 0 | 96.4265
KCC | KCC | 2030 | 52 | 0 | 96.4265
KCC | KCC | 2031 | 52 | 0 | 96.4265
KCC | KCC | 2032 | 52 | 0 | 96.4265
KCC | KCC | 2033 | 52 | 0 | 96.4265
KCC | KCC | 2034 | 52 | 0 | 96.4265
KCC | KCC | 2040 | 52 | 0 | 96.4265
KCC | KCC | 2045 | 52 | 0 | 96.4265
KCC | KCC | 2050 | 52 | 0 | 96.4265
HCC | HCC | 2025 | 60 | 0 | 232.2254
HCC | HCC | 2026 | 60 | 0 | 228.421
HCC | HCC | 2027 | 60 | 0 | 224.7031
HCC | HCC | 2028 | 60 | 0 | 221.0699
HCC | HCC | 2029 | 60 | 0 | 217.5193
HCC | HCC | 2030 | 60 | 0 | 214.0494
HCC | HCC | 2031 | 0 | 0 | 210.6586
HCC | HCC | 2032 | 0 | 0 | 207.3448
HCC | HCC | 2033 | 0 | 0 | 204.1065
HCC | HCC | 2034 | 0 | 0 | 200.9419
HCC | HCC | 2040 | 0 | 0 | 183.41
HCC | HCC | 2045 | 0 | 0 | 170.5403
HCC | HCC | 2050 | 0 | 0 | 159.0695
PGV | PGV | 2025 | 46 | 0 | 396.021
PGV | PGV | 2026 | 46 | 0 | 387.0107
PGV | PGV | 2027 | 46 | 0 | 378.2054
PGV | PGV | 2028 | 46 | 0 | 369.6004
PGV | PGV | 2029 | 46 | 0 | 361.1912
PGV | PGV | 2030 | 46 | 0 | 352.9733
PGV | PGV | 2031 | 46 | 0 | 344.9424
PGV | PGV | 2032 | 46 | 0 | 337.0942
PGV | PGV | 2033 | 46 | 0 | 329.4246
PGV | PGV | 2034 | 46 | 0 | 321.9294
PGV | PGV | 2040 | 46 | 0 | 280.4071
PGV | PGV | 2045 | 46 | 0 | 249.9266
PGV | PGV | 2050 | 46 | 0 | 222.7594
PGVOld | PGVOld | 2025 | 0 | 0 | 170.2185
PGVOld | PGVOld | 2026 | 0 | 0 | 167.2175
PGVOld | PGVOld | 2027 | 0 | 0 | 164.2776
PGVOld | PGVOld | 2028 | 0 | 0 | 161.3977
PGVOld | PGVOld | 2029 | 0 | 0 | 158.5763
PGVOld | PGVOld | 2030 | 0 | 0 | 155.8123
PGVOld | PGVOld | 2031 | 0 | 0 | 153.1043
PGVOld | PGVOld | 2032 | 0 | 0 | 150.4511
PGVOld | PGVOld | 2033 | 0 | 0 | 147.8516
PGVOld | PGVOld | 2034 | 0 | 0 | 145.3046
PGVOld | PGVOld | 2040 | 0 | 0 | 131.0624
PGVOld | PGVOld | 2045 | 0 | 0 | 120.4423
PGVOld | PGVOld | 2050 | 0 | 0 | 110.8323
Biomass_New | Biomass_New | 2025 | 0 | 0 | 159.9369
Biomass_New | Biomass_New | 2026 | 0 | 0 | 159.9369
Biomass_New | Biomass_New | 2027 | 0 | 0 | 159.9369
Biomass_New | Biomass_New | 2028 | 0 | 0 | 159.9369
Biomass_New | Biomass_New | 2029 | 0 | 0 | 159.9369
Biomass_New | Biomass_New | 2030 | 0 | 0 | 159.9369
Biomass_New | Biomass_New | 2031 | 0 | 0 | 159.9369
Biomass_New | Biomass_New | 2032 | 0 | 0 | 159.9369
Biomass_New | Biomass_New | 2033 | 0 | 0 | 159.9369
Biomass_New | Biomass_New | 2034 | 0 | 0 | 159.9369
Biomass_New | Biomass_New | 2040 | 0 | 0 | 159.9369
Biomass_New | Biomass_New | 2045 | 0 | 0 | 159.9369
Biomass_New | Biomass_New | 2050 | 0 | 0 | 159.9369
Geothermal_New | Geothermal_New | 2025 | 0 | 0 | 229.5575
Geothermal_New | Geothermal_New | 2026 | 0 | 0 | 228.6465
Geothermal_New | Geothermal_New | 2027 | 0 | 0 | 227.7354
Geothermal_New | Geothermal_New | 2028 | 0 | 0 | 226.8244
Geothermal_New | Geothermal_New | 2029 | 0 | 0 | 225.9134
Geothermal_New | Geothermal_New | 2030 | 0 | 0 | 225.1313
Geothermal_New | Geothermal_New | 2031 | 0 | 0 | 225.1313
Geothermal_New | Geothermal_New | 2032 | 0 | 0 | 225.1313
Geothermal_New | Geothermal_New | 2033 | 0 | 0 | 225.1313
Geothermal_New | Geothermal_New | 2034 | 0 | 0 | 225.1313
Geothermal_New | Geothermal_New | 2040 | 0 | 0 | 225.1313
Geothermal_New | Geothermal_New | 2045 | 0 | 0 | 225.1313
Geothermal_New | Geothermal_New | 2050 | 0 | 0 | 225.1313
1x1_2500CC_New | 1x1_2500CC_New | 2025 | 0 | 0 | 16.7296
1x1_2500CC_New | 1x1_2500CC_New | 2026 | 0 | 0 | 16.7296
1x1_2500CC_New | 1x1_2500CC_New | 2027 | 0 | 0 | 16.7296
1x1_2500CC_New | 1x1_2500CC_New | 2028 | 0 | 0 | 16.7296
1x1_2500CC_New | 1x1_2500CC_New | 2029 | 0 | 0 | 16.7296
1x1_2500CC_New | 1x1_2500CC_New | 2030 | 0 | 0 | 16.7296
1x1_2500CC_New | 1x1_2500CC_New | 2031 | 0 | 0 | 16.7296
1x1_2500CC_New | 1x1_2500CC_New | 2032 | 0 | 0 | 16.7296
1x1_2500CC_New | 1x1_2500CC_New | 2033 | 0 | 0 | 16.7296
1x1_2500CC_New | 1x1_2500CC_New | 2034 | 0 | 0 | 16.7296
1x1_2500CC_New | 1x1_2500CC_New | 2040 | 0 | 0 | 16.7296
1x1_2500CC_New | 1x1_2500CC_New | 2045 | 0 | 0 | 16.7296
1x1_2500CC_New | 1x1_2500CC_New | 2050 | 0 | 0 | 16.7296
9MW_ICE_New | 9MW_ICE_New | 2025 | 0 | 0 | 39.0121
9MW_ICE_New | 9MW_ICE_New | 2026 | 0 | 0 | 39.0121
9MW_ICE_New | 9MW_ICE_New | 2027 | 0 | 0 | 39.0121
9MW_ICE_New | 9MW_ICE_New | 2028 | 0 | 0 | 39.0121
9MW_ICE_New | 9MW_ICE_New | 2029 | 0 | 0 | 39.0121
9MW_ICE_New | 9MW_ICE_New | 2030 | 0 | 0 | 39.0121
9MW_ICE_New | 9MW_ICE_New | 2031 | 0 | 0 | 39.0121
9MW_ICE_New | 9MW_ICE_New | 2032 | 0 | 0 | 39.0121
9MW_ICE_New | 9MW_ICE_New | 2033 | 0 | 0 | 39.0121
9MW_ICE_New | 9MW_ICE_New | 2034 | 0 | 0 | 39.0121
9MW_ICE_New | 9MW_ICE_New | 2040 | 0 | 0 | 39.0121
9MW_ICE_New | 9MW_ICE_New | 2045 | 0 | 0 | 39.0121
9MW_ICE_New | 9MW_ICE_New | 2050 | 0 | 0 | 39.0121
Sync_Condenser | Sync_Condenser | 2025 | 0 | 0 | 0
Sync_Condenser | Sync_Condenser | 2026 | 0 | 0 | 0
Sync_Condenser | Sync_Condenser | 2027 | 0 | 0 | 0
Sync_Condenser | Sync_Condenser | 2028 | 0 | 0 | 0
Sync_Condenser | Sync_Condenser | 2029 | 0 | 0 | 0
Sync_Condenser | Sync_Condenser | 2030 | 0 | 0 | 0
Sync_Condenser | Sync_Condenser | 2031 | 0 | 0 | 0
Sync_Condenser | Sync_Condenser | 2032 | 0 | 0 | 0
Sync_Condenser | Sync_Condenser | 2033 | 0 | 0 | 0
Sync_Condenser | Sync_Condenser | 2034 | 0 | 0 | 0
Sync_Condenser | Sync_Condenser | 2040 | 0 | 0 | 0
Sync_Condenser | Sync_Condenser | 2045 | 0 | 0 | 0
Sync_Condenser | Sync_Condenser | 2050 | 0 | 0 | 0
FFR | FFR | 2025 | 5.87 | 0 | 76.1732
FFR | FFR | 2026 | 0 | 0 | 0
FFR | FFR | 2027 | 0 | 0 | 0
FFR | FFR | 2028 | 0 | 0 | 0
FFR | FFR | 2029 | 0 | 0 | 0
FFR | FFR | 2030 | 0 | 0 | 0
FFR | FFR | 2031 | 0 | 0 | 0
FFR | FFR | 2032 | 0 | 0 | 0
FFR | FFR | 2033 | 0 | 0 | 0
FFR | FFR | 2034 | 0 | 0 | 0
FFR | FFR | 2040 | 0 | 0 | 0
FFR | FFR | 2045 | 0 | 0 | 0
FFR | FFR | 2050 | 0 | 0 | 0
Stage2_FFR | Stage2_FFR | 2025 | 12 | 0 | 164.8787
Stage2_FFR | Stage2_FFR | 2026 | 12 | 0 | 151.8886
Stage2_FFR | Stage2_FFR | 2027 | 12 | 0 | 140.7115
Stage2_FFR | Stage2_FFR | 2028 | 12 | 0 | 130.4973
Stage2_FFR | Stage2_FFR | 2029 | 12 | 0 | 120.675
Stage2_FFR | Stage2_FFR | 2030 | 12 | 0 | 111.8679
Stage2_FFR | Stage2_FFR | 2031 | 12 | 0 | 104.6429
Stage2_FFR | Stage2_FFR | 2032 | 12 | 0 | 98.2959
Stage2_FFR | Stage2_FFR | 2033 | 12 | 0 | 92.1836
Stage2_FFR | Stage2_FFR | 2034 | 12 | 0 | 86.2985
Stage2_FFR | Stage2_FFR | 2040 | 12 | 0 | 55.3728
Stage2_FFR | Stage2_FFR | 2045 | 0 | 0 | 0
Stage2_FFR | Stage2_FFR | 2050 | 0 | 0 | 0
SC_2500CC_New | SC_2500CC_New | 2025 | 0 | 0 | 14.8196
SC_2500CC_New | SC_2500CC_New | 2026 | 0 | 0 | 14.8196
SC_2500CC_New | SC_2500CC_New | 2027 | 0 | 0 | 14.8196
SC_2500CC_New | SC_2500CC_New | 2028 | 0 | 0 | 14.8196
SC_2500CC_New | SC_2500CC_New | 2029 | 0 | 0 | 14.8196
SC_2500CC_New | SC_2500CC_New | 2030 | 0 | 0 | 14.8196
SC_2500CC_New | SC_2500CC_New | 2031 | 0 | 0 | 14.8196
SC_2500CC_New | SC_2500CC_New | 2032 | 0 | 0 | 14.8196
SC_2500CC_New | SC_2500CC_New | 2033 | 0 | 0 | 14.8196
SC_2500CC_New | SC_2500CC_New | 2034 | 0 | 0 | 14.8196
SC_2500CC_New | SC_2500CC_New | 2040 | 0 | 0 | 14.8196
SC_2500CC_New | SC_2500CC_New | 2045 | 0 | 0 | 14.8196
SC_2500CC_New | SC_2500CC_New | 2050 | 0 | 0 | 14.8196
HRD_Wind | HRD_Wind | 2025 | 0 | 0 | 349.9534
HRD_Wind | HRD_Wind | 2026 | 0 | 0 | 349.9534
HRD_Wind | HRD_Wind | 2027 | 0 | 0 | 349.9534
HRD_Wind | HRD_Wind | 2028 | 0 | 0 | 349.9534
HRD_Wind | HRD_Wind | 2029 | 0 | 0 | 349.9534
HRD_Wind | HRD_Wind | 2030 | 0 | 0 | 349.9534
HRD_Wind | HRD_Wind | 2031 | 0 | 0 | 349.9534
HRD_Wind | HRD_Wind | 2032 | 0 | 0 | 349.9534
HRD_Wind | HRD_Wind | 2033 | 0 | 0 | 349.9534
HRD_Wind | HRD_Wind | 2034 | 0 | 0 | 349.9534
HRD_Wind | HRD_Wind | 2040 | 0 | 0 | 349.9534
HRD_Wind | HRD_Wind | 2045 | 0 | 0 | 349.9534
HRD_Wind | HRD_Wind | 2050 | 0 | 0 | 349.9534
Tawhiri-A_Wind | Tawhiri-A_Wind | 2025 | 7 | 0 | 559.4822
Tawhiri-A_Wind | Tawhiri-A_Wind | 2026 | 7 | 0 | 559.4822
Tawhiri-A_Wind | Tawhiri-A_Wind | 2027 | 7 | 0 | 559.4822
Tawhiri-A_Wind | Tawhiri-A_Wind | 2028 | 0 | 0 | 559.4822
Tawhiri-A_Wind | Tawhiri-A_Wind | 2029 | 0 | 0 | 559.4822
Tawhiri-A_Wind | Tawhiri-A_Wind | 2030 | 0 | 0 | 559.4822
Tawhiri-A_Wind | Tawhiri-A_Wind | 2031 | 0 | 0 | 559.4822
Tawhiri-A_Wind | Tawhiri-A_Wind | 2032 | 0 | 0 | 559.4822
Tawhiri-A_Wind | Tawhiri-A_Wind | 2033 | 0 | 0 | 559.4822
Tawhiri-A_Wind | Tawhiri-A_Wind | 2034 | 0 | 0 | 559.4822
Tawhiri-A_Wind | Tawhiri-A_Wind | 2040 | 0 | 0 | 559.4822
Tawhiri-A_Wind | Tawhiri-A_Wind | 2045 | 0 | 0 | 559.4822
Tawhiri-A_Wind | Tawhiri-A_Wind | 2050 | 0 | 0 | 559.4822
Tawhiri-B_Wind | Tawhiri-B_Wind | 2025 | 13.5 | 0 | 559.4822
Tawhiri-B_Wind | Tawhiri-B_Wind | 2026 | 13.5 | 0 | 559.4822
Tawhiri-B_Wind | Tawhiri-B_Wind | 2027 | 13.5 | 0 | 559.4822
Tawhiri-B_Wind | Tawhiri-B_Wind | 2028 | 0 | 0 | 559.4822
Tawhiri-B_Wind | Tawhiri-B_Wind | 2029 | 0 | 0 | 559.4822
Tawhiri-B_Wind | Tawhiri-B_Wind | 2030 | 0 | 0 | 559.4822
Tawhiri-B_Wind | Tawhiri-B_Wind | 2031 | 0 | 0 | 559.4822
Tawhiri-B_Wind | Tawhiri-B_Wind | 2032 | 0 | 0 | 559.4822
Tawhiri-B_Wind | Tawhiri-B_Wind | 2033 | 0 | 0 | 559.4822
Tawhiri-B_Wind | Tawhiri-B_Wind | 2034 | 0 | 0 | 559.4822
Tawhiri-B_Wind | Tawhiri-B_Wind | 2040 | 0 | 0 | 559.4822
Tawhiri-B_Wind | Tawhiri-B_Wind | 2045 | 0 | 0 | 559.4822
Tawhiri-B_Wind | Tawhiri-B_Wind | 2050 | 0 | 0 | 559.4822
CBRE_PV_1 | CBRE_PV_1 | 2025 | 0.75 | 0 | 402.9829
CBRE_PV_1 | CBRE_PV_1 | 2026 | 0.75 | 0 | 402.9829
CBRE_PV_1 | CBRE_PV_1 | 2027 | 0.75 | 0 | 402.9829
CBRE_PV_1 | CBRE_PV_1 | 2028 | 0.75 | 0 | 402.9829
CBRE_PV_1 | CBRE_PV_1 | 2029 | 0.75 | 0 | 402.9829
CBRE_PV_1 | CBRE_PV_1 | 2030 | 0.75 | 0 | 402.9829
CBRE_PV_1 | CBRE_PV_1 | 2031 | 0.75 | 0 | 402.9829
CBRE_PV_1 | CBRE_PV_1 | 2032 | 0.75 | 0 | 402.9829
CBRE_PV_1 | CBRE_PV_1 | 2033 | 0.75 | 0 | 402.9829
CBRE_PV_1 | CBRE_PV_1 | 2034 | 0.75 | 0 | 402.9829
CBRE_PV_1 | CBRE_PV_1 | 2040 | 0.75 | 0 | 402.9829
CBRE_PV_1 | CBRE_PV_1 | 2045 | 0.75 | 0 | 402.9829
CBRE_PV_1 | CBRE_PV_1 | 2050 | 0.75 | 0 | 402.9829
PV_New | PV_New | 2025 | 0 | 0 | 11.4768
PV_New | PV_New | 2026 | 0 | 0 | 11.0573
PV_New | PV_New | 2027 | 0 | 0 | 10.6633
PV_New | PV_New | 2028 | 0 | 0 | 10.3075
PV_New | PV_New | 2029 | 0 | 0 | 9.9897
PV_New | PV_New | 2030 | 0 | 0 | 9.7101
PV_New | PV_New | 2031 | 0 | 0 | 9.4559
PV_New | PV_New | 2032 | 0 | 0 | 9.2399
PV_New | PV_New | 2033 | 0 | 0 | 9.0492
PV_New | PV_New | 2034 | 0 | 0 | 8.8713
PV_New | PV_New | 2040 | 0 | 0 | 8.1468
PV_New | PV_New | 2045 | 0 | 0 | 7.7783
PV_New | PV_New | 2050 | 0 | 0 | 7.5114
Wind_New | Wind_New | 2025 | 0 | 0 | 37.7983
Wind_New | Wind_New | 2026 | 0 | 0 | 37.1501
Wind_New | Wind_New | 2027 | 0 | 0 | 36.6163
Wind_New | Wind_New | 2028 | 0 | 0 | 36.1715
Wind_New | Wind_New | 2029 | 0 | 0 | 35.7902
Wind_New | Wind_New | 2030 | 0 | 0 | 35.4725
Wind_New | Wind_New | 2031 | 0 | 0 | 35.2056
Wind_New | Wind_New | 2032 | 0 | 0 | 34.9768
Wind_New | Wind_New | 2033 | 0 | 0 | 34.7861
Wind_New | Wind_New | 2034 | 0 | 0 | 34.6336
Wind_New | Wind_New | 2040 | 0 | 0 | 34.0617
Wind_New | Wind_New | 2045 | 0 | 0 | 33.8838
Wind_New | Wind_New | 2050 | 0 | 0 | 33.7948
Puueo_Hydro | Puueo_Hydro | 2025 | 3.25 | 0 | 0
Puueo_Hydro | Puueo_Hydro | 2026 | 3.25 | 0 | 0
Puueo_Hydro | Puueo_Hydro | 2027 | 3.25 | 0 | 0
Puueo_Hydro | Puueo_Hydro | 2028 | 3.25 | 0 | 0
Puueo_Hydro | Puueo_Hydro | 2029 | 3.25 | 0 | 0
Puueo_Hydro | Puueo_Hydro | 2030 | 3.25 | 0 | 0
Puueo_Hydro | Puueo_Hydro | 2031 | 3.25 | 0 | 0
Puueo_Hydro | Puueo_Hydro | 2032 | 3.25 | 0 | 0
Puueo_Hydro | Puueo_Hydro | 2033 | 3.25 | 0 | 0
Puueo_Hydro | Puueo_Hydro | 2034 | 3.25 | 0 | 0
Puueo_Hydro | Puueo_Hydro | 2040 | 3.25 | 0 | 0
Puueo_Hydro | Puueo_Hydro | 2045 | 3.25 | 0 | 0
Puueo_Hydro | Puueo_Hydro | 2050 | 3.25 | 0 | 0
Waiau_Hydro | Waiau_Hydro | 2025 | 2 | 0 | 0
Waiau_Hydro | Waiau_Hydro | 2026 | 2 | 0 | 0
Waiau_Hydro | Waiau_Hydro | 2027 | 2 | 0 | 0
Waiau_Hydro | Waiau_Hydro | 2028 | 2 | 0 | 0
Waiau_Hydro | Waiau_Hydro | 2029 | 2 | 0 | 0
Waiau_Hydro | Waiau_Hydro | 2030 | 2 | 0 | 0
Waiau_Hydro | Waiau_Hydro | 2031 | 2 | 0 | 0
Waiau_Hydro | Waiau_Hydro | 2032 | 2 | 0 | 0
Waiau_Hydro | Waiau_Hydro | 2033 | 2 | 0 | 0
Waiau_Hydro | Waiau_Hydro | 2034 | 2 | 0 | 0
Waiau_Hydro | Waiau_Hydro | 2040 | 2 | 0 | 0
Waiau_Hydro | Waiau_Hydro | 2045 | 2 | 0 | 0
Waiau_Hydro | Waiau_Hydro | 2050 | 2 | 0 | 0
Wailuku_Hydro | Wailuku_Hydro | 2025 | 0 | 0 | 176.9757
Wailuku_Hydro | Wailuku_Hydro | 2026 | 0 | 0 | 176.9757
Wailuku_Hydro | Wailuku_Hydro | 2027 | 0 | 0 | 176.9757
Wailuku_Hydro | Wailuku_Hydro | 2028 | 0 | 0 | 176.9757
Wailuku_Hydro | Wailuku_Hydro | 2029 | 0 | 0 | 176.9757
Wailuku_Hydro | Wailuku_Hydro | 2030 | 0 | 0 | 176.9757
Wailuku_Hydro | Wailuku_Hydro | 2031 | 0 | 0 | 176.9757
Wailuku_Hydro | Wailuku_Hydro | 2032 | 0 | 0 | 176.9757
Wailuku_Hydro | Wailuku_Hydro | 2033 | 0 | 0 | 176.9757
Wailuku_Hydro | Wailuku_Hydro | 2034 | 0 | 0 | 176.9757
Wailuku_Hydro | Wailuku_Hydro | 2040 | 0 | 0 | 176.9757
Wailuku_Hydro | Wailuku_Hydro | 2045 | 0 | 0 | 176.9757
Wailuku_Hydro | Wailuku_Hydro | 2050 | 0 | 0 | 176.9757
AqtFitPV | AqtFitPV | 2025 | 1.019 | 0 | 0
AqtFitPV | AqtFitPV | 2026 | 1.019 | 0 | 0
AqtFitPV | AqtFitPV | 2027 | 1.019 | 0 | 0
AqtFitPV | AqtFitPV | 2028 | 1.019 | 0 | 0
AqtFitPV | AqtFitPV | 2029 | 1.019 | 0 | 0
AqtFitPV | AqtFitPV | 2030 | 1.019 | 0 | 0
AqtFitPV | AqtFitPV | 2031 | 1.019 | 0 | 0
AqtFitPV | AqtFitPV | 2032 | 1.019 | 0 | 0
AqtFitPV | AqtFitPV | 2033 | 1.019 | 0 | 0
AqtFitPV | AqtFitPV | 2034 | 1.019 | 0 | 0
AqtFitPV | AqtFitPV | 2040 | 1.019 | 0 | 0
AqtFitPV | AqtFitPV | 2045 | 1.019 | 0 | 0
AqtFitPV | AqtFitPV | 2050 | 1.019 | 0 | 0
FutFitPV | FutFitPV | 2025 | 8.082 | 0 | 0
FutFitPV | FutFitPV | 2026 | 8.082 | 0 | 0
FutFitPV | FutFitPV | 2027 | 8.082 | 0 | 0
FutFitPV | FutFitPV | 2028 | 8.082 | 0 | 0
FutFitPV | FutFitPV | 2029 | 8.082 | 0 | 0
FutFitPV | FutFitPV | 2030 | 8.082 | 0 | 0
FutFitPV | FutFitPV | 2031 | 8.082 | 0 | 0
FutFitPV | FutFitPV | 2032 | 8.082 | 0 | 0
FutFitPV | FutFitPV | 2033 | 8.082 | 0 | 0
FutFitPV | FutFitPV | 2034 | 8.082 | 0 | 0
FutFitPV | FutFitPV | 2040 | 8.082 | 0 | 0
FutFitPV | FutFitPV | 2045 | 8.082 | 0 | 0
FutFitPV | FutFitPV | 2050 | 8.082 | 0 | 0
PV_Hale_Kuawehi_Supply | PV_Hale_Kuawehi_Supply | 2025 | 30 | 0 | 237.9105
PV_Hale_Kuawehi_Supply | PV_Hale_Kuawehi_Supply | 2026 | 30 | 0 | 232.4975
PV_Hale_Kuawehi_Supply | PV_Hale_Kuawehi_Supply | 2027 | 30 | 0 | 227.2077
PV_Hale_Kuawehi_Supply | PV_Hale_Kuawehi_Supply | 2028 | 30 | 0 | 222.0382
PV_Hale_Kuawehi_Supply | PV_Hale_Kuawehi_Supply | 2029 | 30 | 0 | 216.9864
PV_Hale_Kuawehi_Supply | PV_Hale_Kuawehi_Supply | 2030 | 30 | 0 | 212.0495
PV_Hale_Kuawehi_Supply | PV_Hale_Kuawehi_Supply | 2031 | 30 | 0 | 207.2249
PV_Hale_Kuawehi_Supply | PV_Hale_Kuawehi_Supply | 2032 | 30 | 0 | 202.5101
PV_Hale_Kuawehi_Supply | PV_Hale_Kuawehi_Supply | 2033 | 30 | 0 | 197.9025
PV_Hale_Kuawehi_Supply | PV_Hale_Kuawehi_Supply | 2034 | 30 | 0 | 193.3998
PV_Hale_Kuawehi_Supply | PV_Hale_Kuawehi_Supply | 2040 | 30 | 0 | 168.4552
PV_Hale_Kuawehi_Supply | PV_Hale_Kuawehi_Supply | 2045 | 30 | 0 | 150.144
PV_Hale_Kuawehi_Supply | PV_Hale_Kuawehi_Supply | 2050 | 0 | 0 | 133.8232
PV_Waikoloa_Supply | PV_Waikoloa_Supply | 2025 | 30 | 0 | 201.418
PV_Waikoloa_Supply | PV_Waikoloa_Supply | 2026 | 30 | 0 | 196.8353
PV_Waikoloa_Supply | PV_Waikoloa_Supply | 2027 | 30 | 0 | 192.3569
PV_Waikoloa_Supply | PV_Waikoloa_Supply | 2028 | 30 | 0 | 187.9803
PV_Waikoloa_Supply | PV_Waikoloa_Supply | 2029 | 30 | 0 | 183.7034
PV_Waikoloa_Supply | PV_Waikoloa_Supply | 2030 | 30 | 0 | 179.5237
PV_Waikoloa_Supply | PV_Waikoloa_Supply | 2031 | 30 | 0 | 175.4392
PV_Waikoloa_Supply | PV_Waikoloa_Supply | 2032 | 30 | 0 | 171.4476
PV_Waikoloa_Supply | PV_Waikoloa_Supply | 2033 | 30 | 0 | 167.5468
PV_Waikoloa_Supply | PV_Waikoloa_Supply | 2034 | 30 | 0 | 163.7347
PV_Waikoloa_Supply | PV_Waikoloa_Supply | 2040 | 30 | 0 | 142.6162
PV_Waikoloa_Supply | PV_Waikoloa_Supply | 2045 | 30 | 0 | 127.1138
PV_Waikoloa_Supply | PV_Waikoloa_Supply | 2050 | 0 | 0 | 113.2964
PV_Stage2_Puako_Supply | PV_Stage2_Puako_Supply | 2025 | 60 | 0 | 241.7749
PV_Stage2_Puako_Supply | PV_Stage2_Puako_Supply | 2026 | 60 | 0 | 236.274
PV_Stage2_Puako_Supply | PV_Stage2_Puako_Supply | 2027 | 60 | 0 | 230.8982
PV_Stage2_Puako_Supply | PV_Stage2_Puako_Supply | 2028 | 60 | 0 | 225.6448
PV_Stage2_Puako_Supply | PV_Stage2_Puako_Supply | 2029 | 60 | 0 | 220.5109
PV_Stage2_Puako_Supply | PV_Stage2_Puako_Supply | 2030 | 60 | 0 | 215.4938
PV_Stage2_Puako_Supply | PV_Stage2_Puako_Supply | 2031 | 60 | 0 | 210.5908
PV_Stage2_Puako_Supply | PV_Stage2_Puako_Supply | 2032 | 60 | 0 | 205.7994
PV_Stage2_Puako_Supply | PV_Stage2_Puako_Supply | 2033 | 60 | 0 | 201.1171
PV_Stage2_Puako_Supply | PV_Stage2_Puako_Supply | 2034 | 60 | 0 | 196.5412
PV_Stage2_Puako_Supply | PV_Stage2_Puako_Supply | 2040 | 60 | 0 | 171.1914
PV_Stage2_Puako_Supply | PV_Stage2_Puako_Supply | 2045 | 60 | 0 | 152.5828
PV_Stage2_Puako_Supply | PV_Stage2_Puako_Supply | 2050 | 0 | 0 | 135.9969
PV_Paired_4hr_New_Supply | PV_Paired_4hr_New_Supply | 2025 | 0 | 0 | 11.4768
PV_Paired_4hr_New_Supply | PV_Paired_4hr_New_Supply | 2026 | 0 | 0 | 11.0573
PV_Paired_4hr_New_Supply | PV_Paired_4hr_New_Supply | 2027 | 0 | 0 | 10.6633
PV_Paired_4hr_New_Supply | PV_Paired_4hr_New_Supply | 2028 | 0 | 0 | 10.3075
PV_Paired_4hr_New_Supply | PV_Paired_4hr_New_Supply | 2029 | 0 | 0 | 9.9897
PV_Paired_4hr_New_Supply | PV_Paired_4hr_New_Supply | 2030 | 0 | 0 | 9.7101
PV_Paired_4hr_New_Supply | PV_Paired_4hr_New_Supply | 2031 | 0 | 0 | 9.4559
PV_Paired_4hr_New_Supply | PV_Paired_4hr_New_Supply | 2032 | 0 | 0 | 9.2399
PV_Paired_4hr_New_Supply | PV_Paired_4hr_New_Supply | 2033 | 0 | 0 | 9.0492
PV_Paired_4hr_New_Supply | PV_Paired_4hr_New_Supply | 2034 | 0 | 0 | 8.8713
PV_Paired_4hr_New_Supply | PV_Paired_4hr_New_Supply | 2040 | 0 | 0 | 8.1468
PV_Paired_4hr_New_Supply | PV_Paired_4hr_New_Supply | 2045 | 0 | 0 | 7.7783
PV_Paired_4hr_New_Supply | PV_Paired_4hr_New_Supply | 2050 | 0 | 0 | 7.5114
PV_Paired_6hr_New_Supply | PV_Paired_6hr_New_Supply | 2025 | 0 | 0 | 11.4768
PV_Paired_6hr_New_Supply | PV_Paired_6hr_New_Supply | 2026 | 0 | 0 | 11.0573
PV_Paired_6hr_New_Supply | PV_Paired_6hr_New_Supply | 2027 | 0 | 0 | 10.6633
PV_Paired_6hr_New_Supply | PV_Paired_6hr_New_Supply | 2028 | 0 | 0 | 10.3075
PV_Paired_6hr_New_Supply | PV_Paired_6hr_New_Supply | 2029 | 0 | 0 | 9.9897
PV_Paired_6hr_New_Supply | PV_Paired_6hr_New_Supply | 2030 | 0 | 0 | 9.7101
PV_Paired_6hr_New_Supply | PV_Paired_6hr_New_Supply | 2031 | 0 | 0 | 9.4559
PV_Paired_6hr_New_Supply | PV_Paired_6hr_New_Supply | 2032 | 0 | 0 | 9.2399
PV_Paired_6hr_New_Supply | PV_Paired_6hr_New_Supply | 2033 | 0 | 0 | 9.0492
PV_Paired_6hr_New_Supply | PV_Paired_6hr_New_Supply | 2034 | 0 | 0 | 8.8713
PV_Paired_6hr_New_Supply | PV_Paired_6hr_New_Supply | 2040 | 0 | 0 | 8.1468
PV_Paired_6hr_New_Supply | PV_Paired_6hr_New_Supply | 2045 | 0 | 0 | 7.7783
PV_Paired_6hr_New_Supply | PV_Paired_6hr_New_Supply | 2050 | 0 | 0 | 7.5114
PV_Paired_2hr_New_DERAgg_Supply | PV_Paired_2hr_New_DERAgg_Supply | 2025 | 0 | 0 | 15.0736
PV_Paired_2hr_New_DERAgg_Supply | PV_Paired_2hr_New_DERAgg_Supply | 2026 | 0 | 0 | 14.5144
PV_Paired_2hr_New_DERAgg_Supply | PV_Paired_2hr_New_DERAgg_Supply | 2027 | 0 | 0 | 14.006
PV_Paired_2hr_New_DERAgg_Supply | PV_Paired_2hr_New_DERAgg_Supply | 2028 | 0 | 0 | 13.5484
PV_Paired_2hr_New_DERAgg_Supply | PV_Paired_2hr_New_DERAgg_Supply | 2029 | 0 | 0 | 13.1163
PV_Paired_2hr_New_DERAgg_Supply | PV_Paired_2hr_New_DERAgg_Supply | 2030 | 0 | 0 | 12.7477
PV_Paired_2hr_New_DERAgg_Supply | PV_Paired_2hr_New_DERAgg_Supply | 2031 | 0 | 0 | 12.43
PV_Paired_2hr_New_DERAgg_Supply | PV_Paired_2hr_New_DERAgg_Supply | 2032 | 0 | 0 | 12.1377
PV_Paired_2hr_New_DERAgg_Supply | PV_Paired_2hr_New_DERAgg_Supply | 2033 | 0 | 0 | 11.8835
PV_Paired_2hr_New_DERAgg_Supply | PV_Paired_2hr_New_DERAgg_Supply | 2034 | 0 | 0 | 11.6547
PV_Paired_2hr_New_DERAgg_Supply | PV_Paired_2hr_New_DERAgg_Supply | 2040 | 0 | 0 | 10.7015
PV_Paired_2hr_New_DERAgg_Supply | PV_Paired_2hr_New_DERAgg_Supply | 2045 | 0 | 0 | 10.2185
PV_Paired_2hr_New_DERAgg_Supply | PV_Paired_2hr_New_DERAgg_Supply | 2050 | 0 | 0 | 9.8754
BESS_Standalone_New | BESS_Standalone_New | 2025 | 0 | 0 | 16.0651
BESS_Standalone_New | BESS_Standalone_New | 2026 | 0 | 0 | 15.7866
BESS_Standalone_New | BESS_Standalone_New | 2027 | 0 | 0 | 15.5409
BESS_Standalone_New | BESS_Standalone_New | 2028 | 0 | 0 | 15.3025
BESS_Standalone_New | BESS_Standalone_New | 2029 | 0 | 0 | 15.0768
BESS_Standalone_New | BESS_Standalone_New | 2030 | 0 | 0 | 14.8568
BESS_Standalone_New | BESS_Standalone_New | 2031 | 0 | 0 | 14.6574
BESS_Standalone_New | BESS_Standalone_New | 2032 | 0 | 0 | 14.4796
BESS_Standalone_New | BESS_Standalone_New | 2033 | 0 | 0 | 14.3172
BESS_Standalone_New | BESS_Standalone_New | 2034 | 0 | 0 | 14.1645
BESS_Standalone_New | BESS_Standalone_New | 2040 | 0 | 0 | 13.4008
BESS_Standalone_New | BESS_Standalone_New | 2045 | 0 | 0 | 12.9491
BESS_Standalone_New | BESS_Standalone_New | 2050 | 0 | 0 | 12.5489
Load_Build | Load_Build | 2025 | 3.17 | 0 | 45.8935
Load_Build | Load_Build | 2026 | 0 | 0 | 0
Load_Build | Load_Build | 2027 | 0 | 0 | 0
Load_Build | Load_Build | 2028 | 0 | 0 | 0
Load_Build | Load_Build | 2029 | 0 | 0 | 0
Load_Build | Load_Build | 2030 | 0 | 0 | 0
Load_Build | Load_Build | 2031 | 0 | 0 | 0
Load_Build | Load_Build | 2032 | 0 | 0 | 0
Load_Build | Load_Build | 2033 | 0 | 0 | 0
Load_Build | Load_Build | 2034 | 0 | 0 | 0
Load_Build | Load_Build | 2040 | 0 | 0 | 0
Load_Build | Load_Build | 2045 | 0 | 0 | 0
Load_Build | Load_Build | 2050 | 0 | 0 | 0
PV_Hale_Kuawehi_Battery | PV_Hale_Kuawehi_Battery | 2025 | 30 | 0 | 0
PV_Hale_Kuawehi_Battery | PV_Hale_Kuawehi_Battery | 2026 | 30 | 0 | 0
PV_Hale_Kuawehi_Battery | PV_Hale_Kuawehi_Battery | 2027 | 30 | 0 | 0
PV_Hale_Kuawehi_Battery | PV_Hale_Kuawehi_Battery | 2028 | 30 | 0 | 0
PV_Hale_Kuawehi_Battery | PV_Hale_Kuawehi_Battery | 2029 | 30 | 0 | 0
PV_Hale_Kuawehi_Battery | PV_Hale_Kuawehi_Battery | 2030 | 30 | 0 | 0
PV_Hale_Kuawehi_Battery | PV_Hale_Kuawehi_Battery | 2031 | 30 | 0 | 0
PV_Hale_Kuawehi_Battery | PV_Hale_Kuawehi_Battery | 2032 | 30 | 0 | 0
PV_Hale_Kuawehi_Battery | PV_Hale_Kuawehi_Battery | 2033 | 30 | 0 | 0
PV_Hale_Kuawehi_Battery | PV_Hale_Kuawehi_Battery | 2034 | 30 | 0 | 0
PV_Hale_Kuawehi_Battery | PV_Hale_Kuawehi_Battery | 2040 | 30 | 0 | 0
PV_Hale_Kuawehi_Battery | PV_Hale_Kuawehi_Battery | 2045 | 30 | 0 | 0
PV_Hale_Kuawehi_Battery | PV_Hale_Kuawehi_Battery | 2050 | 0 | 0 | 0
PV_Waikoloa_Battery | PV_Waikoloa_Battery | 2025 | 30 | 0 | 0
PV_Waikoloa_Battery | PV_Waikoloa_Battery | 2026 | 30 | 0 | 0
PV_Waikoloa_Battery | PV_Waikoloa_Battery | 2027 | 30 | 0 | 0
PV_Waikoloa_Battery | PV_Waikoloa_Battery | 2028 | 30 | 0 | 0
PV_Waikoloa_Battery | PV_Waikoloa_Battery | 2029 | 30 | 0 | 0
PV_Waikoloa_Battery | PV_Waikoloa_Battery | 2030 | 30 | 0 | 0
PV_Waikoloa_Battery | PV_Waikoloa_Battery | 2031 | 30 | 0 | 0
PV_Waikoloa_Battery | PV_Waikoloa_Battery | 2032 | 30 | 0 | 0
PV_Waikoloa_Battery | PV_Waikoloa_Battery | 2033 | 30 | 0 | 0
PV_Waikoloa_Battery | PV_Waikoloa_Battery | 2034 | 30 | 0 | 0
PV_Waikoloa_Battery | PV_Waikoloa_Battery | 2040 | 30 | 0 | 0
PV_Waikoloa_Battery | PV_Waikoloa_Battery | 2045 | 30 | 0 | 0
PV_Waikoloa_Battery | PV_Waikoloa_Battery | 2050 | 0 | 0 | 0
PV_Stage2_Puako_Battery | PV_Stage2_Puako_Battery | 2025 | 60 | 0 | 0
PV_Stage2_Puako_Battery | PV_Stage2_Puako_Battery | 2026 | 60 | 0 | 0
PV_Stage2_Puako_Battery | PV_Stage2_Puako_Battery | 2027 | 60 | 0 | 0
PV_Stage2_Puako_Battery | PV_Stage2_Puako_Battery | 2028 | 60 | 0 | 0
PV_Stage2_Puako_Battery | PV_Stage2_Puako_Battery | 2029 | 60 | 0 | 0
PV_Stage2_Puako_Battery | PV_Stage2_Puako_Battery | 2030 | 60 | 0 | 0
PV_Stage2_Puako_Battery | PV_Stage2_Puako_Battery | 2031 | 60 | 0 | 0
PV_Stage2_Puako_Battery | PV_Stage2_Puako_Battery | 2032 | 60 | 0 | 0
PV_Stage2_Puako_Battery | PV_Stage2_Puako_Battery | 2033 | 60 | 0 | 0
PV_Stage2_Puako_Battery | PV_Stage2_Puako_Battery | 2034 | 60 | 0 | 0
PV_Stage2_Puako_Battery | PV_Stage2_Puako_Battery | 2040 | 60 | 0 | 0
PV_Stage2_Puako_Battery | PV_Stage2_Puako_Battery | 2045 | 60 | 0 | 0
PV_Stage2_Puako_Battery | PV_Stage2_Puako_Battery | 2050 | 0 | 0 | 0
PV_Paired_4hr_New_Battery | PV_Paired_4hr_New_Battery | 2025 | 0 | 0 | 12.8521
PV_Paired_4hr_New_Battery | PV_Paired_4hr_New_Battery | 2026 | 0 | 0 | 12.6293
PV_Paired_4hr_New_Battery | PV_Paired_4hr_New_Battery | 2027 | 0 | 0 | 12.4327
PV_Paired_4hr_New_Battery | PV_Paired_4hr_New_Battery | 2028 | 0 | 0 | 12.242
PV_Paired_4hr_New_Battery | PV_Paired_4hr_New_Battery | 2029 | 0 | 0 | 12.0614
PV_Paired_4hr_New_Battery | PV_Paired_4hr_New_Battery | 2030 | 0 | 0 | 11.8854
PV_Paired_4hr_New_Battery | PV_Paired_4hr_New_Battery | 2031 | 0 | 0 | 11.726
PV_Paired_4hr_New_Battery | PV_Paired_4hr_New_Battery | 2032 | 0 | 0 | 11.5837
PV_Paired_4hr_New_Battery | PV_Paired_4hr_New_Battery | 2033 | 0 | 0 | 11.4538
PV_Paired_4hr_New_Battery | PV_Paired_4hr_New_Battery | 2034 | 0 | 0 | 11.3316
PV_Paired_4hr_New_Battery | PV_Paired_4hr_New_Battery | 2040 | 0 | 0 | 10.7206
PV_Paired_4hr_New_Battery | PV_Paired_4hr_New_Battery | 2045 | 0 | 0 | 10.3593
PV_Paired_4hr_New_Battery | PV_Paired_4hr_New_Battery | 2050 | 0 | 0 | 10.0392
PV_Paired_6hr_New_Battery | PV_Paired_6hr_New_Battery | 2025 | 0 | 0 | 12.8521
PV_Paired_6hr_New_Battery | PV_Paired_6hr_New_Battery | 2026 | 0 | 0 | 12.6293
PV_Paired_6hr_New_Battery | PV_Paired_6hr_New_Battery | 2027 | 0 | 0 | 12.4327
PV_Paired_6hr_New_Battery | PV_Paired_6hr_New_Battery | 2028 | 0 | 0 | 12.242
PV_Paired_6hr_New_Battery | PV_Paired_6hr_New_Battery | 2029 | 0 | 0 | 12.0614
PV_Paired_6hr_New_Battery | PV_Paired_6hr_New_Battery | 2030 | 0 | 0 | 11.8854
PV_Paired_6hr_New_Battery | PV_Paired_6hr_New_Battery | 2031 | 0 | 0 | 11.726
PV_Paired_6hr_New_Battery | PV_Paired_6hr_New_Battery | 2032 | 0 | 0 | 11.5837
PV_Paired_6hr_New_Battery | PV_Paired_6hr_New_Battery | 2033 | 0 | 0 | 11.4538
PV_Paired_6hr_New_Battery | PV_Paired_6hr_New_Battery | 2034 | 0 | 0 | 11.3316
PV_Paired_6hr_New_Battery | PV_Paired_6hr_New_Battery | 2040 | 0 | 0 | 10.7206
PV_Paired_6hr_New_Battery | PV_Paired_6hr_New_Battery | 2045 | 0 | 0 | 10.3593
PV_Paired_6hr_New_Battery | PV_Paired_6hr_New_Battery | 2050 | 0 | 0 | 10.0392
PV_Paired_2hr_New_DERAgg_Battery | PV_Paired_2hr_New_DERAgg_Battery | 2025 | 0 | 0 | 14.1373
PV_Paired_2hr_New_DERAgg_Battery | PV_Paired_2hr_New_DERAgg_Battery | 2026 | 0 | 0 | 13.8922
PV_Paired_2hr_New_DERAgg_Battery | PV_Paired_2hr_New_DERAgg_Battery | 2027 | 0 | 0 | 13.676
PV_Paired_2hr_New_DERAgg_Battery | PV_Paired_2hr_New_DERAgg_Battery | 2028 | 0 | 0 | 13.4662
PV_Paired_2hr_New_DERAgg_Battery | PV_Paired_2hr_New_DERAgg_Battery | 2029 | 0 | 0 | 13.2676
PV_Paired_2hr_New_DERAgg_Battery | PV_Paired_2hr_New_DERAgg_Battery | 2030 | 0 | 0 | 13.074
PV_Paired_2hr_New_DERAgg_Battery | PV_Paired_2hr_New_DERAgg_Battery | 2031 | 0 | 0 | 12.8985
PV_Paired_2hr_New_DERAgg_Battery | PV_Paired_2hr_New_DERAgg_Battery | 2032 | 0 | 0 | 12.7421
PV_Paired_2hr_New_DERAgg_Battery | PV_Paired_2hr_New_DERAgg_Battery | 2033 | 0 | 0 | 12.5991
PV_Paired_2hr_New_DERAgg_Battery | PV_Paired_2hr_New_DERAgg_Battery | 2034 | 0 | 0 | 12.4648
PV_Paired_2hr_New_DERAgg_Battery | PV_Paired_2hr_New_DERAgg_Battery | 2040 | 0 | 0 | 11.7927
PV_Paired_2hr_New_DERAgg_Battery | PV_Paired_2hr_New_DERAgg_Battery | 2045 | 0 | 0 | 11.3952
PV_Paired_2hr_New_DERAgg_Battery | PV_Paired_2hr_New_DERAgg_Battery | 2050 | 0 | 0 | 11.0431
Load_Reduction | Load_Reduction | 2025 | 4.27 | 0 | 76.1732
Load_Reduction | Load_Reduction | 2026 | 0 | 0 | 0
Load_Reduction | Load_Reduction | 2027 | 0 | 0 | 0
Load_Reduction | Load_Reduction | 2028 | 0 | 0 | 0
Load_Reduction | Load_Reduction | 2029 | 0 | 0 | 0
Load_Reduction | Load_Reduction | 2030 | 0 | 0 | 0
Load_Reduction | Load_Reduction | 2031 | 0 | 0 | 0
Load_Reduction | Load_Reduction | 2032 | 0 | 0 | 0
Load_Reduction | Load_Reduction | 2033 | 0 | 0 | 0
Load_Reduction | Load_Reduction | 2034 | 0 | 0 | 0
Load_Reduction | Load_Reduction | 2040 | 0 | 0 | 0
Load_Reduction | Load_Reduction | 2045 | 0 | 0 | 0
Load_Reduction | Load_Reduction | 2050 | 0 | 0 | 0

## planned_storage_energy_capacity
Planned Storage Energy Capacity |  |  |  | Index
storage_resource | period | planned_storage_energy_capacity_mwh | planned_storage_energy_capacity_fixed_o_and_m_dollars_per_kwh_yr
BESS_Standalone_New | 2025 | 0 | 0
BESS_Standalone_New | 2026 | 0 | 0
BESS_Standalone_New | 2027 | 0 | 0
BESS_Standalone_New | 2028 | 0 | 0
BESS_Standalone_New | 2029 | 0 | 0
BESS_Standalone_New | 2030 | 0 | 0
BESS_Standalone_New | 2031 | 0 | 0
BESS_Standalone_New | 2032 | 0 | 0
BESS_Standalone_New | 2033 | 0 | 0
BESS_Standalone_New | 2034 | 0 | 0
BESS_Standalone_New | 2040 | 0 | 0
BESS_Standalone_New | 2045 | 0 | 0
BESS_Standalone_New | 2050 | 0 | 0
Load_Build | 2025 | 3.17 | 0
Load_Build | 2026 | 0 | 0
Load_Build | 2027 | 0 | 0
Load_Build | 2028 | 0 | 0
Load_Build | 2029 | 0 | 0
Load_Build | 2030 | 0 | 0
Load_Build | 2031 | 0 | 0
Load_Build | 2032 | 0 | 0
Load_Build | 2033 | 0 | 0
Load_Build | 2034 | 0 | 0
Load_Build | 2040 | 0 | 0
Load_Build | 2045 | 0 | 0
Load_Build | 2050 | 0 | 0
PV_Hale_Kuawehi_Battery | 2025 | 120 | 0
PV_Hale_Kuawehi_Battery | 2026 | 120 | 0
PV_Hale_Kuawehi_Battery | 2027 | 120 | 0
PV_Hale_Kuawehi_Battery | 2028 | 120 | 0
PV_Hale_Kuawehi_Battery | 2029 | 120 | 0
PV_Hale_Kuawehi_Battery | 2030 | 120 | 0
PV_Hale_Kuawehi_Battery | 2031 | 120 | 0
PV_Hale_Kuawehi_Battery | 2032 | 120 | 0
PV_Hale_Kuawehi_Battery | 2033 | 120 | 0
PV_Hale_Kuawehi_Battery | 2034 | 120 | 0
PV_Hale_Kuawehi_Battery | 2040 | 120 | 0
PV_Hale_Kuawehi_Battery | 2045 | 120 | 0
PV_Hale_Kuawehi_Battery | 2050 | 0 | 0
PV_Waikoloa_Battery | 2025 | 120 | 0
PV_Waikoloa_Battery | 2026 | 120 | 0
PV_Waikoloa_Battery | 2027 | 120 | 0
PV_Waikoloa_Battery | 2028 | 120 | 0
PV_Waikoloa_Battery | 2029 | 120 | 0
PV_Waikoloa_Battery | 2030 | 120 | 0
PV_Waikoloa_Battery | 2031 | 120 | 0
PV_Waikoloa_Battery | 2032 | 120 | 0
PV_Waikoloa_Battery | 2033 | 120 | 0
PV_Waikoloa_Battery | 2034 | 120 | 0
PV_Waikoloa_Battery | 2040 | 120 | 0
PV_Waikoloa_Battery | 2045 | 120 | 0
PV_Waikoloa_Battery | 2050 | 0 | 0
PV_Stage2_Puako_Battery | 2025 | 240 | 0
PV_Stage2_Puako_Battery | 2026 | 240 | 0
PV_Stage2_Puako_Battery | 2027 | 240 | 0
PV_Stage2_Puako_Battery | 2028 | 240 | 0
PV_Stage2_Puako_Battery | 2029 | 240 | 0
PV_Stage2_Puako_Battery | 2030 | 240 | 0
PV_Stage2_Puako_Battery | 2031 | 240 | 0
PV_Stage2_Puako_Battery | 2032 | 240 | 0
PV_Stage2_Puako_Battery | 2033 | 240 | 0
PV_Stage2_Puako_Battery | 2034 | 240 | 0
PV_Stage2_Puako_Battery | 2040 | 240 | 0
PV_Stage2_Puako_Battery | 2045 | 240 | 0
PV_Stage2_Puako_Battery | 2050 | 0 | 0
PV_Paired_4hr_New_Battery | 2025 | 0 | 0
PV_Paired_4hr_New_Battery | 2026 | 0 | 0
PV_Paired_4hr_New_Battery | 2027 | 0 | 0
PV_Paired_4hr_New_Battery | 2028 | 0 | 0
PV_Paired_4hr_New_Battery | 2029 | 0 | 0
PV_Paired_4hr_New_Battery | 2030 | 0 | 0
PV_Paired_4hr_New_Battery | 2031 | 0 | 0
PV_Paired_4hr_New_Battery | 2032 | 0 | 0
PV_Paired_4hr_New_Battery | 2033 | 0 | 0
PV_Paired_4hr_New_Battery | 2034 | 0 | 0
PV_Paired_4hr_New_Battery | 2040 | 0 | 0
PV_Paired_4hr_New_Battery | 2045 | 0 | 0
PV_Paired_4hr_New_Battery | 2050 | 0 | 0
PV_Paired_6hr_New_Battery | 2025 | 0 | 0
PV_Paired_6hr_New_Battery | 2026 | 0 | 0
PV_Paired_6hr_New_Battery | 2027 | 0 | 0
PV_Paired_6hr_New_Battery | 2028 | 0 | 0
PV_Paired_6hr_New_Battery | 2029 | 0 | 0
PV_Paired_6hr_New_Battery | 2030 | 0 | 0
PV_Paired_6hr_New_Battery | 2031 | 0 | 0
PV_Paired_6hr_New_Battery | 2032 | 0 | 0
PV_Paired_6hr_New_Battery | 2033 | 0 | 0
PV_Paired_6hr_New_Battery | 2034 | 0 | 0
PV_Paired_6hr_New_Battery | 2040 | 0 | 0
PV_Paired_6hr_New_Battery | 2045 | 0 | 0
PV_Paired_6hr_New_Battery | 2050 | 0 | 0
PV_Paired_2hr_New_DERAgg_Battery | 2025 | 0 | 0
PV_Paired_2hr_New_DERAgg_Battery | 2026 | 0 | 0
PV_Paired_2hr_New_DERAgg_Battery | 2027 | 0 | 0
PV_Paired_2hr_New_DERAgg_Battery | 2028 | 0 | 0
PV_Paired_2hr_New_DERAgg_Battery | 2029 | 0 | 0
PV_Paired_2hr_New_DERAgg_Battery | 2030 | 0 | 0
PV_Paired_2hr_New_DERAgg_Battery | 2031 | 0 | 0
PV_Paired_2hr_New_DERAgg_Battery | 2032 | 0 | 0
PV_Paired_2hr_New_DERAgg_Battery | 2033 | 0 | 0
PV_Paired_2hr_New_DERAgg_Battery | 2034 | 0 | 0
PV_Paired_2hr_New_DERAgg_Battery | 2040 | 0 | 0
PV_Paired_2hr_New_DERAgg_Battery | 2045 | 0 | 0
PV_Paired_2hr_New_DERAgg_Battery | 2050 | 0 | 0

## renewable_targets
Renewable Targets | [5 empty] | Index
period | non_modeled_rps_resources_mwh | pipeline_biogas_available_mmbtu_per_year | incremental_pipeline_biogas_cost_per_mmbtu | retail_sales_mwh | RPS_as_fractions_of_retail_sales
2025 | 224325.621 | 0 | 999999999 | 990370.3855 | 0.3
2026 | 230643.207 | 0 | 999999999 | 984705.0595 | 0.3
2027 | 237378.591 | 0 | 999999999 | 979927.2017 | 0.3
2028 | 244126.44 | 0 | 999999999 | 982973.5612 | 0.3
2029 | 249073.159 | 0 | 999999999 | 978218.668 | 0.3
2030 | 254587.755 | 0 | 999999999 | 977491.1132 | 0.4
2031 | 259646.054 | 0 | 999999999 | 977693.1455 | 0.4
2032 | 265203.171 | 0 | 999999999 | 980257.8072 | 0.4
2033 | 269452.811 | 0 | 999999999 | 978330.0882 | 0.4
2034 | 274757.054 | 0 | 999999999 | 981198.8727 | 0.4
2040 | 310870.967 | 0 | 999999999 | 1038353.027 | 0.7
2045 | 341362.336 | 999999999 | 26.7443 | 1120098.0719 | 1
2050 | 369520.413 | 999999999 | 26.6784 | 1243753.6912 | 1

## reserve_resources
Reserve Resources | [5 empty] | Index
resource | can_provide_lf_reserves | contributes_to_freq_resp_total | thermal_freq_response_fraction_of_commitment | can_provide_inertia | inertia_response_multiplier_of_commitment
Hill5-6 | 1 | 0 | 0 | TRUE | 2.9767
D11-17_21-23 | 1 | 0 | 0 | TRUE | 0.98446
D24-27 | 1 | 0 | 0 | FALSE | 0
Kanoelehua_CT1 | 1 | 0 | 0 | FALSE | 0
Keahole_CT2 | 1 | 0 | 0 | TRUE | 5.1961
Puna_CT3 | 1 | 0 | 0 | TRUE | 3.3041
Puna_Steam | 1 | 0 | 0 | TRUE | 5.6008
KCC | 1 | 0 | 0 | TRUE | 4.3461
HCC | 1 | 0 | 0 | TRUE | 2.9009
PGV | 1 | 0 | 0 | TRUE | 7.1739
PGVOld | 1 | 0 | 0 | TRUE | 4.59
Biomass_New | 1 | 0 | 0 | TRUE | 3.4443
Geothermal_New | 1 | 0 | 0 | TRUE | 7.1739
1x1_2500CC_New | 1 | 0 | 0 | TRUE | 3.2881
9MW_ICE_New | 1 | 0 | 0 | TRUE | 1.3229
Sync_Condenser | 0 | 0 | 0 | TRUE | 3
FFR | 0 | 1 | 1 | FALSE | 0
Stage2_FFR | 0 | 1 | 1 | FALSE | 0
SC_2500CC_New | 1 | 0 | 0 | TRUE | 8.4476
BESS_Standalone_New | 1 | 1 | 0 | FALSE | 0
PV_Stage2_Puako_Battery | 0 | 1 | 1 | FALSE | 0
PV_Paired_4hr_New_Battery | 0 | 1 | 1 | FALSE | 0
PV_Paired_6hr_New_Battery | 0 | 1 | 1 | FALSE | 0
PV_Paired_2hr_New_DERAgg_Battery | 0 | 1 | 1 | FALSE | 0

## resource_storage_paired
Resource Storage Paired |  |  |  | Index
paired_storage_resource | paired_supply_resource | enforce_pairing_ratio | pairing_ratio
PV_Hale_Kuawehi_Battery | PV_Hale_Kuawehi_Supply | FALSE | 0
PV_Waikoloa_Battery | PV_Waikoloa_Supply | FALSE | 0
PV_Stage2_Puako_Battery | PV_Stage2_Puako_Supply | FALSE | 0
PV_Paired_4hr_New_Battery | PV_Paired_4hr_New_Supply | TRUE | 1
PV_Paired_6hr_New_Battery | PV_Paired_6hr_New_Supply | TRUE | 1
PV_Paired_2hr_New_DERAgg_Battery | PV_Paired_2hr_New_DERAgg_Supply | TRUE | 1

## resource_variable_renewable
Resource Variable Renewable |  | Index
resource | curtailable
HRD_Wind | FALSE
Tawhiri-A_Wind | FALSE
Tawhiri-B_Wind | FALSE
CBRE_PV_1 | FALSE
PV_New | TRUE
Wind_New | TRUE
Puueo_Hydro | FALSE
Waiau_Hydro | FALSE
Wailuku_Hydro | FALSE
AqtFitPV | FALSE
FutFitPV | FALSE
PV_Hale_Kuawehi_Supply | TRUE
PV_Waikoloa_Supply | TRUE
PV_Stage2_Puako_Supply | TRUE
PV_Paired_4hr_New_Supply | TRUE
PV_Paired_6hr_New_Supply | TRUE
PV_Paired_2hr_New_DERAgg_Supply | TRUE

## resources
Resources | [6 empty] | Index
resource | technology | zone | rps_eligible | can_build_new | capacity_limited | can_retire
Hill5-6 | Hill5-6 | Hawaii_Island | 0 | 0 | 0 | 1
D11-17_21-23 | D11-17_21-23 | Hawaii_Island | 0 | 0 | 0 | 1
D24-27 | D24-27 | Hawaii_Island | 0 | 0 | 0 | 1
Kanoelehua_CT1 | Kanoelehua_CT1 | Hawaii_Island | 0 | 0 | 0 | 1
Keahole_CT2 | Keahole_CT2 | Hawaii_Island | 0 | 0 | 0 | 1
Puna_CT3 | Puna_CT3 | Hawaii_Island | 0 | 0 | 0 | 1
Puna_Steam | Puna_Steam | Hawaii_Island | 0 | 0 | 0 | 1
KCC | KCC | Hawaii_Island | 0 | 0 | 0 | 1
HCC | HCC | Hawaii_Island | 0 | 0 | 0 | 0
PGV | PGV | Hawaii_Island | 1 | 0 | 0 | 0
PGVOld | PGVOld | Hawaii_Island | 1 | 0 | 0 | 0
Biomass_New | Biomass_New | Hawaii_Island | 1 | 1 | 1 | 0
Geothermal_New | Geothermal_New | Hawaii_Island | 1 | 1 | 1 | 0
1x1_2500CC_New | 1x1_2500CC_New | Hawaii_Island | 0 | 1 | 1 | 0
9MW_ICE_New | 9MW_ICE_New | Hawaii_Island | 0 | 1 | 1 | 0
Sync_Condenser | Sync_Condenser | Hawaii_Island | 0 | 1 | 1 | 0
FFR | FFR | Hawaii_Island | 0 | 0 | 0 | 0
Stage2_FFR | FFR | Hawaii_Island | 0 | 0 | 0 | 0
SC_2500CC_New | SC_2500CC_New | Hawaii_Island | 0 | 1 | 1 | 0
HRD_Wind | Wind | No_LF | 1 | 0 | 0 | 0
Tawhiri-A_Wind | Wind | No_LF | 1 | 0 | 0 | 0
Tawhiri-B_Wind | Wind | No_LF | 1 | 0 | 0 | 0
CBRE_PV_1 | CBRE_Phase_1 | No_LF | 1 | 0 | 0 | 0
PV_New | PV_New | Hawaii_Island | 1 | 1 | 1 | 0
Wind_New | Wind_New | Hawaii_Island | 1 | 1 | 1 | 0
Puueo_Hydro | Hydro | Hawaii_Island | 1 | 0 | 0 | 0
Waiau_Hydro | Hydro | Hawaii_Island | 1 | 0 | 0 | 0
Wailuku_Hydro | Hydro | No_LF | 1 | 0 | 0 | 0
AqtFitPV | PV | No_LF | 1 | 0 | 0 | 0
FutFitPV | PV | No_LF | 1 | 0 | 0 | 0
PV_Hale_Kuawehi_Supply | PV_Paired_Supply | Hawaii_Island | 1 | 0 | 0 | 0
PV_Waikoloa_Supply | PV_Paired_Supply | Hawaii_Island | 1 | 0 | 0 | 0
PV_Stage2_Puako_Supply | PV_Paired_Supply | Hawaii_Island | 1 | 0 | 0 | 0
PV_Paired_4hr_New_Supply | PV_Paired_4hr_New_Supply | Hawaii_Island | 1 | 1 | 1 | 0
PV_Paired_6hr_New_Supply | PV_Paired_6hr_New_Supply | Hawaii_Island | 1 | 1 | 1 | 0
PV_Paired_2hr_New_DERAgg_Supply | PV_Paired_2hr_New_DERAgg_Supply | Hawaii_Island | 1 | 1 | 1 | 0
BESS_Standalone_New | BESS_Standalone_New | Hawaii_Island | 0 | 1 | 1 | 0
Load_Build | Load_Build | Hawaii_Island | 0 | 0 | 0 | 0
PV_Hale_Kuawehi_Battery | PV_Paired_Battery | Hawaii_Island | 0 | 0 | 0 | 0
PV_Waikoloa_Battery | PV_Paired_Battery | Hawaii_Island | 0 | 0 | 0 | 0
PV_Stage2_Puako_Battery | PV_Paired_Battery | Hawaii_Island | 0 | 0 | 0 | 0
PV_Paired_4hr_New_Battery | PV_Paired_4hr_New_Battery | Hawaii_Island | 0 | 1 | 1 | 0
PV_Paired_6hr_New_Battery | PV_Paired_6hr_New_Battery | Hawaii_Island | 0 | 1 | 1 | 0
PV_Paired_2hr_New_DERAgg_Battery | PV_Paired_2hr_New_DERAgg_Battery | Hawaii_Island | 0 | 1 | 1 | 0
Load_Reduction | Load_Reduction | Hawaii_Island | 0 | 0 | 0 | 0

## simultaneous_flow_limits
Simulatneous Flow Limits |  |  | Index
simultaneous_flow_group | period | simultaneous_flow_limit_mw
Proxy_Group | 2025 | 0
Proxy_Group | 2026 | 0
Proxy_Group | 2027 | 0
Proxy_Group | 2028 | 0
Proxy_Group | 2029 | 0
Proxy_Group | 2030 | 0
Proxy_Group | 2031 | 0
Proxy_Group | 2032 | 0
Proxy_Group | 2033 | 0
Proxy_Group | 2034 | 0
Proxy_Group | 2040 | 0
Proxy_Group | 2045 | 0
Proxy_Group | 2050 | 0
No_LF | 2025 | 9999999
No_LF | 2026 | 9999999
No_LF | 2027 | 9999999
No_LF | 2028 | 9999999
No_LF | 2029 | 9999999
No_LF | 2030 | 9999999
No_LF | 2031 | 9999999
No_LF | 2032 | 9999999
No_LF | 2033 | 9999999
No_LF | 2034 | 9999999
No_LF | 2040 | 9999999
No_LF | 2045 | 9999999
No_LF | 2050 | 9999999

## system_params
System Params | [8 empty] | Index
unserved_energy_penalty | overgen_penalty | upward_reserve_violation_penalty | downward_reserve_violation_penalty | lf_reserve_dispatch_fraction | var_rnw_available_for_reserves | max_var_rnw_reserves | require_overbuild | enforce_ghg_targets | count_storage_losses_as_rps_curtailment | allow_unserved_energy
1000000 | 50000 | 10000 | 10000 | 0.33 | 1 | 1 | TRUE | TRUE | TRUE | TRUE

## tech_dispatchable_params
Tech Dispatchable Params | [8 empty] | Index
technology | min_stable_level_fraction | ramp_rate_fraction | min_down_time_hours | min_up_time_hours | unit_size_mw | startup_cost_per_mw | shutdown_cost_per_mw | start_fuel_mmbtu_per_mw
Hill5-6 | 0.34401 | 9.1873 | 3 | 3 | 16.95 | 341.3853 | 0.001 | 9.3042
D11-17_21-23 | 0.64 | 54 | 1 | 1 | 2.45 | 0.001 | 0.001 | 0
D24-27 | 1 | 0 | 1 | 1 | 1.25 | 0.001 | 0.001 | 0
Kanoelehua_CT1 | 0.047619 | 22.8571 | 1 | 1 | 10.5 | 39.9374 | 0.001 | 0
Keahole_CT2 | 0.36232 | 17.3913 | 1 | 1 | 13.8 | 93.8236 | 0.001 | 0
Puna_CT3 | 0.35 | 15 | 1 | 1 | 20 | 56.5777 | 0.001 | 0.24
Puna_Steam | 0.3871 | 7.7419 | 3 | 3 | 15.5 | 226.0455 | 0.001 | 5.1613
KCC | 0.28889 | 10 | 3 | 2 | 17.3333 | 64.1879 | 0.001 | 0.16
HCC | 0.25379 | 9.0909 | 2 | 2 | 20 | 0.001 | 0.001 | 0
PGV | 0.43478 | 2.6087 | 1 | 1 | 46 | 0.001 | 0.001 | 0
PGVOld | 0.68421 | 3.1579 | 1 | 1 | 38 | 0.001 | 0.001 | 0
Biomass_New | 0.4 | 7.5 | 1 | 1 | 20 | 0.001 | 0.001 | 0
Geothermal_New | 0.28 | 9 | 1 | 1 | 20 | 0.001 | 0.001 | 0
1x1_2500CC_New | 0.35 | 37.7358 | 1 | 1 | 47.7 | 0.001 | 0.001 | 0
9MW_ICE_New | 0.48649 | 12.2359 | 1 | 1 | 8.14 | 0.001 | 0.001 | 0.15356
Sync_Condenser | 0 | 1 | 1 | 1 | 20 | 0.001 | 0.001 | 0
SC_2500CC_New | 0.5 | 53.5714 | 1 | 1 | 33.6 | 0.001 | 0.001 | 0

## tech_storage_params
Tech Storage Params |  |  |  |  | Index
storage_technology | charging_efficiency | discharging_efficiency | duration_h | duration_type
BESS_Standalone_New | 0.94 | 0.94 | 1 | minimum-duration
Load_Build | 0.94 | 0.0001 | 1 | fixed-duration
PV_Paired_Battery | 0.94 | 0.94 | 4 | fixed-duration
PV_Paired_4hr_New_Battery | 0.94 | 0.94 | 4 | fixed-duration
PV_Paired_6hr_New_Battery | 0.94 | 0.94 | 6 | fixed-duration
PV_Paired_2hr_New_DERAgg_Battery | 0.94 | 0.94 | 2 | fixed-duration

## tech_thermal_params
Tech Thermal Params |  |  |  | Index
technology | fuel | fuel_burn_slope_mmbtu_per_mwh | fuel_burn_intercept_mmbtu_per_hr
Hill5-6 | MSFO_No6_(Hill_Puna) | 11.7442 | 18.137
D11-17_21-23 | ULSD | 8.4428 | 4.7616
D24-27 | ULSD | 0 | 11.925
Kanoelehua_CT1 | High_Sulfur_Diesel_(No_2) | 10.5494 | 73.3744
Keahole_CT2 | High_Sulfur_Diesel_(No_2) | 8.94 | 56.7071
Puna_CT3 | High_Sulfur_Diesel_(No_2) | 8.5169 | 45.0484
Puna_Steam | MSFO_No6_(Hill_Puna) | 12.0403 | 23.2059
KCC | High_Sulfur_Diesel_(No_2) | 12.5286 | 49.4789
HCC | Naphtha | 10.8881 | 48.9253
PGV | Free | 0 | 0
PGVOld | Free | 0 | 0
Biomass_New | Free | 0 | 0
Geothermal_New | Free | 0 | 0
1x1_2500CC_New | High_Sulfur_Diesel_(No_2) | 6.6783 | 44.1353
9MW_ICE_New | ULSD | 7.5385 | 6.6089
Sync_Condenser | Free | 0 | 0
SC_2500CC_New | ULSD | 8.8026 | 54.6927

## technologies
Technologies | [14 empty] | Index
technology | thermal | dispatchable | must_run | variable | storage | hydro | variable_cost_dollars_per_mwh | firm_capacity | conventional_dr | hydrogen_electrolysis | electric_vehicle | energy_efficiency | flexible_load | synchronous_condenser
Hill5-6 | 1 | 1 | 0 | 0 | 0 | 0 | 0.92711 | 1 | 0 | 0 | 0 | 0 | 0 | 0
D11-17_21-23 | 1 | 1 | 0 | 0 | 0 | 0 | 15.5397 | 1 | 0 | 0 | 0 | 0 | 0 | 0
D24-27 | 1 | 1 | 0 | 0 | 0 | 0 | 0 | 1 | 0 | 0 | 0 | 0 | 0 | 0
Kanoelehua_CT1 | 1 | 1 | 0 | 0 | 0 | 0 | 0 | 1 | 0 | 0 | 0 | 0 | 0 | 0
Keahole_CT2 | 1 | 1 | 0 | 0 | 0 | 0 | 0.62975 | 1 | 0 | 0 | 0 | 0 | 0 | 0
Puna_CT3 | 1 | 1 | 0 | 0 | 0 | 0 | 0.44902 | 1 | 0 | 0 | 0 | 0 | 0 | 0
Puna_Steam | 1 | 1 | 0 | 0 | 0 | 0 | 1.018 | 1 | 0 | 0 | 0 | 0 | 0 | 0
KCC | 1 | 1 | 0 | 0 | 0 | 0 | 1.0882 | 1 | 0 | 0 | 0 | 0 | 0 | 0
HCC | 1 | 1 | 0 | 0 | 0 | 0 | 1.4852 | 1 | 0 | 0 | 0 | 0 | 0 | 0
PGV | 1 | 1 | 0 | 0 | 0 | 0 | 58.1578 | 1 | 0 | 0 | 0 | 0 | 0 | 0
PGVOld | 1 | 1 | 0 | 0 | 0 | 0 | 117.1217 | 1 | 0 | 0 | 0 | 0 | 0 | 0
Wind | 0 | 0 | 0 | 1 | 0 | 0 | 0 | 0 | 0 | 0 | 0 | 0 | 0 | 0
PV | 0 | 0 | 0 | 1 | 0 | 0 | 0 | 0 | 0 | 0 | 0 | 0 | 0 | 0
Hydro | 0 | 0 | 0 | 1 | 0 | 0 | 0 | 0 | 0 | 0 | 0 | 0 | 0 | 0
PV_New | 0 | 0 | 0 | 1 | 0 | 0 | 0 | 0 | 0 | 0 | 0 | 0 | 0 | 0
Wind_New | 0 | 0 | 0 | 1 | 0 | 0 | 0 | 0 | 0 | 0 | 0 | 0 | 0 | 0
BESS_Standalone_New | 0 | 0 | 0 | 0 | 1 | 0 | 0 | 0 | 0 | 0 | 0 | 0 | 0 | 0
Biomass_New | 1 | 1 | 0 | 0 | 0 | 0 | 61.1989 | 1 | 0 | 0 | 0 | 0 | 0 | 0
Geothermal_New | 1 | 1 | 0 | 0 | 0 | 0 | 0 | 1 | 0 | 0 | 0 | 0 | 0 | 0
1x1_2500CC_New | 1 | 1 | 0 | 0 | 0 | 0 | 2.8106 | 1 | 0 | 0 | 0 | 0 | 0 | 0
9MW_ICE_New | 1 | 1 | 0 | 0 | 0 | 0 | 29.3422 | 1 | 0 | 0 | 0 | 0 | 0 | 0
Sync_Condenser | 1 | 1 | 0 | 0 | 0 | 0 | 0 | 1 | 0 | 0 | 0 | 0 | 0 | 1
FFR | 0 | 0 | 0 | 0 | 0 | 0 | 0 | 1 | 0 | 0 | 0 | 0 | 0 | 0
Load_Reduction | 0 | 0 | 0 | 0 | 0 | 0 | 0 | 1 | 1 | 0 | 0 | 0 | 0 | 0
Load_Build | 0 | 0 | 0 | 0 | 1 | 0 | 0 | 0 | 0 | 0 | 0 | 0 | 0 | 0
CBRE_Phase_1 | 0 | 0 | 0 | 1 | 0 | 0 | 157.2205 | 0 | 0 | 0 | 0 | 0 | 0 | 0
SC_2500CC_New | 1 | 1 | 0 | 0 | 0 | 0 | 5.8512 | 1 | 0 | 0 | 0 | 0 | 0 | 0
PV_Paired_Supply | 0 | 0 | 0 | 1 | 0 | 0 | 0 | 0 | 0 | 0 | 0 | 0 | 0 | 0
PV_Paired_4hr_New_Supply | 0 | 0 | 0 | 1 | 0 | 0 | 0 | 0 | 0 | 0 | 0 | 0 | 0 | 0
PV_Paired_6hr_New_Supply | 0 | 0 | 0 | 1 | 0 | 0 | 0 | 0 | 0 | 0 | 0 | 0 | 0 | 0
PV_Paired_2hr_New_DERAgg_Supply | 0 | 0 | 0 | 1 | 0 | 0 | 0 | 0 | 0 | 0 | 0 | 0 | 0 | 0
PV_Paired_Battery | 0 | 0 | 0 | 0 | 1 | 0 | 0 | 0 | 0 | 0 | 0 | 0 | 0 | 0
PV_Paired_4hr_New_Battery | 0 | 0 | 0 | 0 | 1 | 0 | 0 | 0 | 0 | 0 | 0 | 0 | 0 | 0
PV_Paired_6hr_New_Battery | 0 | 0 | 0 | 0 | 1 | 0 | 0 | 0 | 0 | 0 | 0 | 0 | 0 | 0
PV_Paired_2hr_New_DERAgg_Battery | 0 | 0 | 0 | 0 | 1 | 0 | 0 | 0 | 0 | 0 | 0 | 0 | 0 | 0

## transmission_lines
Transmission Lines |  |  |  |  | Index
transmission_line | transmission_from | transmission_to | min_flow | max_flow
BI_TO_PROXY | Hawaii_Island | Proxy | 0 | 0
No_LF | No_LF | Hawaii_Island | 0 | 9999999

## zones
Zones |  |  |  | Index
zone | include_in_rps_target | include_in_load_following | include_in_ghg_target
Hawaii_Island | 1 | 1 | 1
Proxy | 0 | 0 | 0
No_LF | 1 | 1 | 1

## Technologies Calc
Technologies tab calculations |  | X1 | X2 | [5 empty] | Y1 | Y2 |  | m | y-int | Index
|  | Cap1 (Min.) | Cap4 (Max.) | A | B | C | AGC Ramp Rates |  | Fuel Burn at Pmin (MMBTU) | Fuel Burn at Pmax (MMBTU) |  | Fuel Burn Slope | Fuel Burn Intercept
Technology Name |  | (Net MW) | (Net MW) | (MMBTU/hr) | BTU/kWh | BTU/kWh² | (MW/Min.) |  |  |  |  | MMBtu/MWh | MMBtu/unit
Hill5-6 |  | 6 | 16.95 | 44.3115 | 6349.5 | 0.22915 | 2.5 |  | 87.4958 | 215.4034 |  | 11.7442 | 18.137
D11-17_21-23 |  | 1.55 | 2.45 | 7.5297 | 4325.855 | 1.2954 | 2.25 |  | 17.4258 | 25.8686 |  | 8.4428 | 4.7616
D24-27 |  | 1.25 | 1.25 | 2.8 | 3200.025 | 3.28 | 0 |  | 11.925 | 11.925 |  | 0 | 11.925
Kanoelehua_CT1 |  | 0.5 | 10.5 | 74.0422 | 9150.13 | 0.12721 | 4 |  | 78.6491 | 184.1435 |  | 10.5494 | 73.3744
Keahole_CT2 |  | 5 | 13.8 | 56.9838 | 8864.66 | 0.00401 | 4 |  | 101.4074 | 180.0798 |  | 8.94 | 56.7071
Puna_CT3 |  | 7 | 20 | 49.3842 | 7680.76 | 0.03097 | 5 |  | 104.6671 | 215.3874 |  | 8.5169 | 45.0484
Puna_Steam |  | 6 | 15.5 | 41.8152 | 7738.1 | 0.2001 | 2 |  | 95.4474 | 209.8298 |  | 12.0403 | 23.2059
KCC |  | 5.3333 | 17.3333 | 54.1414 | 11629.4133 | 0.033303 | 3.3333 |  | 104.6175 | 433.3161 |  | 12.5286 | 49.4789
HCC |  | 5.3333 | 20 | 54.0997 | 9913.6667 | 0.0336 | 3.3333 |  | 111.8706 | 493.9092 |  | 10.8881 | 48.9253
PGV |  | 20 | 46 | 0 | 0 | 0 | 2 |  | 0 | 0 |  | 0 | 0
PGVOld |  | 26 | 38 | 0 | 0 | 0 | 2 |  | 0 | 0 |  | 0 | 0
Technology Name | Fuel Type | Fuel Burn Slope | Fuel Burn Intercept | Pmin (Fraction of Pmax) | Max Ramp Up (Fraction of Pmax/hr) | Min. Down Time | Min. Up Time hours | Unit Nameplate Capacity | Start Cost | Shutdown Cost | Start Fuel
Hill5-6 | MSFO_No6_(Hill_Puna) | 11.7442 | 18.137 | 0.34401 | 9.1873 | 3 | 3 | 16.95 | 682.7707 | 0 | 158.15
D11-17_21-23 | ULSD | 8.4428 | 4.7616 | 0.64 | 54 | 1 | 1 | 2.45 |  | 0 | 0
D24-27 | ULSD | 0 | 11.925 | 1 | 0 | 1 | 1 | 1.25 |  | 0 | 0
Kanoelehua_CT1 | High_Sulfur_Diesel_(No_2) | 10.5494 | 73.3744 | 0.047619 | 22.8571 | 1 | 1 | 10.5 | 79.8748 | 0 | 0
Keahole_CT2 | High_Sulfur_Diesel_(No_2) | 8.94 | 56.7071 | 0.36232 | 17.3913 | 1 | 1 | 13.8 | 187.6472 | 0 | 0
Puna_CT3 | High_Sulfur_Diesel_(No_2) | 8.5169 | 45.0484 | 0.35 | 15 | 1 | 1 | 20 | 113.1555 | 0 | 4.8
Puna_Steam | MSFO_No6_(Hill_Puna) | 12.0403 | 23.2059 | 0.3871 | 7.7419 | 3 | 3 | 15.5 | 452.0909 | 0 | 80
KCC | High_Sulfur_Diesel_(No_2) | 12.5286 | 49.4789 | 0.28889 | 10 | 3 | 2 | 17.3333 | 128.3759 | 0 | 3.2
HCC | Naphtha | 10.8881 | 48.9253 | 0.25379 | 9.0909 | 2 | 2 | 20 |  | 0 | 0
PGV | Free | 0 | 0 | 0.43478 | 2.6087 | 1 | 1 | 46 |  | 0 | 0
PGVOld | Free | 0 | 0 | 0.68421 | 3.1579 | 1 | 1 | 38 |  | 0 | 0