## Change Log
Version | Description
1 | Base case inputs

## Index
Tab | Description (High level)
Capacity Limits | resource - Name of the resource. period - Year being referenced. capacity_limit_mw - Maximum amount of a new resource that can be built in the referenced year (MW).
Conventional DR period Limits | resource - Name of the resource. period - Year being referenced. conventional_dr_availability_hours_per_year - Maximum number of hours a year that the DR resource can be dispatched (hrs/year). daily_capacity_factor - Maximum fraction of the day that a resource can be dispatched (hrs/day)
Day Weights | day_id - Sample day ID number. day_weight - Number of days a year that the sample day represents. Sum of day weights is 365.
Energy Sharing Max to Move With | hydro_resource - Name of the resource. Does not have to be a hydro resource. energy_sharing_group_id - One of the energy sharing groups. max_energy_to_move_around_hours - Max number of hours per year that the resource can operate, assuming the resource is operating at Pmax (hrs)
ERM Params | period - Year being referenced. erm_percentage - ERM requirement (%). erm_peak_load_mw - Peak load (MW).
ERM Resource Group Map | resource - Name of the resource. erm_group - Assigns each resource to a resource group.
ERM Shapes | erm_hour - Hour in an 8760 year being referenced for the ERM calculation. Columns represent the hourly dependable capacity shape of each resource group. The value is multiplied by the capacity of the resource group to determine the contribution towards ERM for each resource group.
ERM Timepoint Params | erm_hour - Hour in an 8760 year being referenced for the ERM calculation. input_load_mw - Unitized net load profile for reference year. This is multiplied by the erm_peak_load_mw and scaled with the erm_percentage to estimate the MW requirement for each hour.
Flexible Params | param - Name of operating constraints. model_component - Resource associated with the constraint. period - Year being referenced. day - Sample day being referenced. hour_of_day_from - Flexible parameter starts at this hour. hour_of_day_to - Flexible parameter ends at this hour. value - User defined input for constraint.
Fuels | fuels - Name of fuel being referenced. tco2_per_mmbtu - Tons of CO2 produced per mmbtu of fuel burned (tco2/mmbtu). can_blend_with_pipeline_biogas - Denotes whether the fuel can be blended with a RPS eligible fuel (T/F).
Min Cumulative New Build | resource - Name of the resource. period - Year being referenced. min_cumulative_build_by_year - Minimum amount of a new resource that must be built in the given year (MW).
Period Discount Factors | period - Year being referenced. discount_factor - Discount factor used to calculate cost. years_in_period - Number of years being considered in the period.
Planned Installed Capacities | resource - Name of the resource. period - Year being referenced. planned_installed_capacity - Capacity of each resource that is planned to be on the system (MW). min_operational_planned_capacity_mw - Minimum capacity of each resource that can't be retired and must remain on the system (MW). planned_capacity_fixed_o_and_m_dollars_per_kw_yr - Generator Fixed O&M cost in Real 2018$ ($/kW/year).
Planned Storage Energy Capacity | storage_resource - Name of storage resource. period - Year being referenced. planned_storage_energy_capacity_mwh - Capacity of each storage resource that is planned to be on the system (MWh). planned_storage_energy_capacity_fixed_o_and_m_dollars_per_kwh_yr - Storage Fixed O&M cost in Real 2018$ ($/kWh/year) .
Renewable Targets | period - Year being referenced. non_modeled_rps_resources_mwh - Amount of renewable energy from a resource that is not being modeled (MWh). pipeline_biogas_available_mmbtu_per_year - Amount of biofuel that can be used (mmbtu/yr). incremental_pipeline_biogas_cost_per_mmbtu - Incremental cost of blending the biofuel with another fuel ($/mmbtu). retail_sales_mwh - Customer sales to be used with RPS target to calculate amount of renewable generation needed (MWh). RPS_as_fractions_of_retail_sales - RPS target as percent of sales (%).
Reserve Resources | resource - Name of the resource. can_provide_lf_reserves - Denotes whether a resource can be used to meet the regulation requirement (1=Yes, 0=No). contributes_to_freq_resp_total - Denotes whether a resource can be used to meet the FFR requirement (1=Yes, 0=No). thermal_freq_response_fraction_of_commitment - Percent of resource that can be used to meet the FFR requirement (%). can_provide_inertia - Denotes wehther a resource can be used to meet the inertia requirement (T/F). inertia_response_multiplier_of_commitment - Inertia multiplier used to calculate amount of MJ a resource can provide (MJ/MW).
Resource Storage Paired | paired_storage_resource - Name of paired storage resource. paired_supply_resource - Name of paired supply resource. enforce_pairing_ratio - Denotes whether to enforce the pairing ratio (T/F) pairing_ratio - Ratio of installed capacity of supply resource to installed capacity of storage resource (MW Supply/MW Storage).
Resource Variable Renewable | resource - Name of the resource curtailable - Denotes whether the variable renewable resource is curtailable (T/F).
Resources | resource - Name of the resource. technology - Name of the technology. The technology is used to aggregate resources to simplify the optimization problem. zone - Area that the resource is located. rps_eligible - Denotes whether the resource contributes to the RPS target (1=Yes, 0=No). can_build_new - Denotes whether the resource can be built/expanded (1=Yes, 0=No). capacity_limited - Denotes if there is a capacity limit on this resource (1=Yes, 0=No). can_retire - Denotes if the resource can be retired (1=Yes, 0=No).
Simulatneous Flow Limits | simultaneous_flow_group - Name of transmission constraint. period - Year being referenced. simultaneous_flow_limit_mw - Transmission limit (MW).
System Params | unserved_energy_penalty - Penalty for unserved energy ($/MWh). overgen_penalty - Penalthy for overgeneration ($/MWh). upward_reserve_violation_penalty - Penalty for upward reserve shortfall ($/MW). downward_reserve_violation_penalty - Penalty for downward reserve shortfall ($/MW). lf_reserve_dispatch_fraction - Timeframe for reserve dispatch (% of hour). var_rnw_available_for_reserves - Percent of variable renewable available for reserves (%) max_var_rnw_reserves - Maximum capacity of variable renewable resources that can count towards reserves (%) require_overbuild - Denotes if resources are allowed to be overbuilt (T/F) enforce_ghg_targets - Denotes if GHG targets are used (T/F) count_storage_losses_as_rps_curtailment - Denotes if storage losses are counted as curtailment (T/F). allow_unserved_energy - Denotes if system can have unserved energy (T/F).
Tech Dispatchable Params | technology - Name of the dispatchable technology. Technology is used to aggregate resources to simplify the optimization problem. min_stable_level_fraction - Minimum stable level of the technology resource as a percent of unit size (%). ramp_rate_fraction - Maximum hourly ramp rate of the technology resource as a percent of unit size (%/hr). min_down_time_hours - Minimum hours that the technology resource must be offline when shutdown (hrs). min_up_time_hours - Minimum hours that the technology resource must be online when started (hrs). unit_size_mw - The size of the technology resource (MW). startup_cost_per_mw - Cost to start up the technology resource ($/MW). shutdown_cost_per_mw - Cost to shut down the technology resource ($/MW). start_fuel_mmbtu_per_mw - Amount of fuel consumed during startup (mmbtu/MW).
Tech Storage Params | storage_technology - Name of the storage technology. Technology is used to aggregate resources to simplify the optimization problem. charging_efficiency - Charging efficiency of the storage technology resource (%). discharging_efficiency - Discharging efficiency of the storage technology resource (%). duration_h - Duration of the storage technology resource (hrs). duration_type - Denotes if the duration being provided is the minimum duration of the storage and the storage can be increased, or if the duration is fixed.
Tech Thermal Params | technology - Name of the thermal technology. Technology is used to aggregate resources to simplify the optimization problem. fuel - Name of the fuel being used by the technology resource. fuel_burn_slope_mmbtu_per_mwh - Heat rate is defined by a linear heat curve a+bx. This is the 'b' term of the equation (mmbtu/MWh) fuel_burn_intercept_mmbtu_per_hr - Heat rate is defined by a linear heat curve a+bx. This is the 'a' term of the equation (mmbtu/hr)
Technologies | technology - Name of the technology. thermal - Denotes if the technology is a thermal resource (1=Yes, 0=No). dispatchable - Denotes if the technology is dispatchable (1=Yes, 0=No). must_run - Denotes if the technology is must-run (1=Yes, 0=No). variable - Denotes if the technology is a variable resource (1=Yes, 0=No). storage - Denotes if the technology is a storage resource (1=Yes, 0=No). hydro - Denotes if the technology is a hydro resource (1=Yes, 0=No). variable_cost_dollars_per_mwh - Technology's variable cost ($/MWh). firm_capacity - Denotes if the technology is a firm resource (1=Yes, 0=No). conventional_dr - Denotes if the technology is a DR resource (1=Yes, 0=No). hydrogen_electrolysis - Denotes if the technology is a hydrogen electrolysis resource (1=Yes, 0=No). electric_vehicle - Denotes if the technology is an electric vehicle resource (1=Yes, 0=No). energy_efficiency - Denotes if the technology is an energy efficient resource (1=Yes, 0=No). flexible_load - Denotes if the technology is a flexible load resource (1=Yes, 0=No). synchronous_condenser - Denotes if the technology is a synchronous condenser resource (1=Yes, 0=No).
Transmission Lines | transmission_line - Name of transmission line. transmission_from - Name of zone that energy flows away. transmission_to - Name of zone that energy flows towards. min_flow - Minimum energy that can flow in the transmission line (MW). max_flow - Maximum energy that can flow in the transmission line (MW).
Zones | zone - Name of zone. include_in_rps_target - Denotes if the zone and its resources are included in the RPS calculation (1=Yes, 0=No). include_in_load_following - Denotes if the zone and its resources are included in the reserve calculation (1=Yes, 0=No). include_in_ghg_target - Denotes if the zone and its resources are included in the GHG calculation (1=Yes, 0=No).
Technologies Calculations | Calculations used for some of the values on the Technologies tab in RESOLVE.

## capacity_limits
Capacity Limits |  |  | Index
resource | period | capacity_limit_mw
9MW_ICE_New | 2025 | 99999
9MW_ICE_New | 2026 | 99999
9MW_ICE_New | 2027 | 99999
9MW_ICE_New | 2028 | 99999
9MW_ICE_New | 2029 | 99999
9MW_ICE_New | 2030 | 99999
9MW_ICE_New | 2031 | 99999
9MW_ICE_New | 2032 | 99999
9MW_ICE_New | 2033 | 99999
9MW_ICE_New | 2034 | 99999
9MW_ICE_New | 2040 | 99999
9MW_ICE_New | 2045 | 99999
9MW_ICE_New | 2050 | 99999
PV_New | 2025 | 1003.25
PV_New | 2026 | 1003.25
PV_New | 2027 | 1003.25
PV_New | 2028 | 1003.25
PV_New | 2029 | 1003.25
PV_New | 2030 | 1003.25
PV_New | 2031 | 1003.25
PV_New | 2032 | 1003.25
PV_New | 2033 | 1003.25
PV_New | 2034 | 1003.25
PV_New | 2040 | 1003.25
PV_New | 2045 | 1003.25
PV_New | 2050 | 1003.25
Wind_New | 2025 | 688
Wind_New | 2026 | 688
Wind_New | 2027 | 688
Wind_New | 2028 | 688
Wind_New | 2029 | 688
Wind_New | 2030 | 688
Wind_New | 2031 | 688
Wind_New | 2032 | 688
Wind_New | 2033 | 688
Wind_New | 2034 | 688
Wind_New | 2040 | 688
Wind_New | 2045 | 688
Wind_New | 2050 | 688
PV_Paired_4hr_New_Supply | 2025 | 1003.25
PV_Paired_4hr_New_Supply | 2026 | 1003.25
PV_Paired_4hr_New_Supply | 2027 | 1003.25
PV_Paired_4hr_New_Supply | 2028 | 1003.25
PV_Paired_4hr_New_Supply | 2029 | 1003.25
PV_Paired_4hr_New_Supply | 2030 | 1003.25
PV_Paired_4hr_New_Supply | 2031 | 1003.25
PV_Paired_4hr_New_Supply | 2032 | 1003.25
PV_Paired_4hr_New_Supply | 2033 | 1003.25
PV_Paired_4hr_New_Supply | 2034 | 1003.25
PV_Paired_4hr_New_Supply | 2040 | 1003.25
PV_Paired_4hr_New_Supply | 2045 | 1003.25
PV_Paired_4hr_New_Supply | 2050 | 1003.25
PV_Paired_6hr_New_Supply | 2025 | 1003.25
PV_Paired_6hr_New_Supply | 2026 | 1003.25
PV_Paired_6hr_New_Supply | 2027 | 1003.25
PV_Paired_6hr_New_Supply | 2028 | 1003.25
PV_Paired_6hr_New_Supply | 2029 | 1003.25
PV_Paired_6hr_New_Supply | 2030 | 1003.25
PV_Paired_6hr_New_Supply | 2031 | 1003.25
PV_Paired_6hr_New_Supply | 2032 | 1003.25
PV_Paired_6hr_New_Supply | 2033 | 1003.25
PV_Paired_6hr_New_Supply | 2034 | 1003.25
PV_Paired_6hr_New_Supply | 2040 | 1003.25
PV_Paired_6hr_New_Supply | 2045 | 1003.25
PV_Paired_6hr_New_Supply | 2050 | 1003.25
DER_Agg_PV_New_Supply | 2025 | 41.8877
DER_Agg_PV_New_Supply | 2026 | 41.8317
DER_Agg_PV_New_Supply | 2027 | 41.7917
DER_Agg_PV_New_Supply | 2028 | 41.7357
DER_Agg_PV_New_Supply | 2029 | 41.6077
DER_Agg_PV_New_Supply | 2030 | 41.5597
DER_Agg_PV_New_Supply | 2031 | 41.4997
DER_Agg_PV_New_Supply | 2032 | 41.4477
DER_Agg_PV_New_Supply | 2033 | 41.3917
DER_Agg_PV_New_Supply | 2034 | 41.2717
DER_Agg_PV_New_Supply | 2040 | 40.9117
DER_Agg_PV_New_Supply | 2045 | 40.5997
DER_Agg_PV_New_Supply | 2050 | 40.3317
BESS_Standalone_New | 2025 | 99999
BESS_Standalone_New | 2026 | 99999
BESS_Standalone_New | 2027 | 99999
BESS_Standalone_New | 2028 | 99999
BESS_Standalone_New | 2029 | 99999
BESS_Standalone_New | 2030 | 99999
BESS_Standalone_New | 2031 | 99999
BESS_Standalone_New | 2032 | 99999
BESS_Standalone_New | 2033 | 99999
BESS_Standalone_New | 2034 | 99999
BESS_Standalone_New | 2040 | 99999
BESS_Standalone_New | 2045 | 99999
BESS_Standalone_New | 2050 | 99999
PV_Paired_4hr_New_Battery | 2025 | 1003.25
PV_Paired_4hr_New_Battery | 2026 | 1003.25
PV_Paired_4hr_New_Battery | 2027 | 1003.25
PV_Paired_4hr_New_Battery | 2028 | 1003.25
PV_Paired_4hr_New_Battery | 2029 | 1003.25
PV_Paired_4hr_New_Battery | 2030 | 1003.25
PV_Paired_4hr_New_Battery | 2031 | 1003.25
PV_Paired_4hr_New_Battery | 2032 | 1003.25
PV_Paired_4hr_New_Battery | 2033 | 1003.25
PV_Paired_4hr_New_Battery | 2034 | 1003.25
PV_Paired_4hr_New_Battery | 2040 | 1003.25
PV_Paired_4hr_New_Battery | 2045 | 1003.25
PV_Paired_4hr_New_Battery | 2050 | 1003.25
PV_Paired_6hr_New_Battery | 2025 | 1003.25
PV_Paired_6hr_New_Battery | 2026 | 1003.25
PV_Paired_6hr_New_Battery | 2027 | 1003.25
PV_Paired_6hr_New_Battery | 2028 | 1003.25
PV_Paired_6hr_New_Battery | 2029 | 1003.25
PV_Paired_6hr_New_Battery | 2030 | 1003.25
PV_Paired_6hr_New_Battery | 2031 | 1003.25
PV_Paired_6hr_New_Battery | 2032 | 1003.25
PV_Paired_6hr_New_Battery | 2033 | 1003.25
PV_Paired_6hr_New_Battery | 2034 | 1003.25
PV_Paired_6hr_New_Battery | 2040 | 1003.25
PV_Paired_6hr_New_Battery | 2045 | 1003.25
PV_Paired_6hr_New_Battery | 2050 | 1003.25
DER_Agg_PV_New_Battery | 2025 | 41.8877
DER_Agg_PV_New_Battery | 2026 | 41.8317
DER_Agg_PV_New_Battery | 2027 | 41.7917
DER_Agg_PV_New_Battery | 2028 | 41.7357
DER_Agg_PV_New_Battery | 2029 | 41.6077
DER_Agg_PV_New_Battery | 2030 | 41.5597
DER_Agg_PV_New_Battery | 2031 | 41.4997
DER_Agg_PV_New_Battery | 2032 | 41.4477
DER_Agg_PV_New_Battery | 2033 | 41.3917
DER_Agg_PV_New_Battery | 2034 | 41.2717
DER_Agg_PV_New_Battery | 2040 | 40.9117
DER_Agg_PV_New_Battery | 2045 | 40.5997
DER_Agg_PV_New_Battery | 2050 | 40.3317

## conventional_dr_period_limits
Conventional DR period Limits |  |  |  | Index
resource | period | conventional_dr_availability_hours_per_year | daily_capacity_factor
Load_Reduction | 2025 | 0 | 0
Load_Reduction | 2026 | 0 | 0
Load_Reduction | 2027 | 0 | 0
Load_Reduction | 2028 | 0 | 0
Load_Reduction | 2029 | 0 | 0
Load_Reduction | 2030 | 0 | 0
Load_Reduction | 2031 | 0 | 0
Load_Reduction | 2032 | 0 | 0
Load_Reduction | 2033 | 0 | 0
Load_Reduction | 2034 | 0 | 0
Load_Reduction | 2040 | 0 | 0
Load_Reduction | 2045 | 0 | 0
Load_Reduction | 2050 | 0 | 0

## day_weights
Day Weights |  | Index
day_id | day_weight
1 | 26.6363
2 | 23.8254
3 | 21.2115
4 | 19.7492
5 | 16.9575
6 | 16.4211
7 | 15.7826
8 | 15.7395
9 | 15.6294
10 | 15.5263
11 | 15.4491
12 | 15.4257
13 | 15.2442
14 | 15.0667
15 | 14.0262
16 | 13.3548
17 | 13.2017
18 | 12.0874
19 | 11.8005
20 | 11.7641
21 | 11.2345
22 | 8.7728
23 | 6.1583
24 | 3.4705
25 | 3.3474
26 | 3.1171
27 | 1
28 | 1
29 | 1
30 | 1

## energy_sharing_max_to_move_with
Energy Sharing Max to Move With | Index

## erm_params
ERM Params |  |  | Index
period | erm_percentage | erm_peak_load_mw
2025 | 0.6 | 5.5854
2026 | 0.6 | 5.5885
2027 | 0.6 | 5.4901
2028 | 0.6 | 5.4748
2029 | 0.6 | 5.4687
2030 | 0.6 | 5.4647
2031 | 0.6 | 5.4595
2032 | 0.6 | 5.4496
2033 | 0.6 | 5.433
2034 | 0.6 | 5.4315
2040 | 0.6 | 5.6421
2045 | 0.6 | 5.8816
2050 | 0.6 | 6.2989

## erm_resource_group_map
ERM Resource Group Map |  | Index
resource | erm_group
Palaau_G01 | firm
Palaau_G02 | firm
Palaau_G03 | firm
Palaau_G04 | firm
Palaau_G05 | firm
Palaau_G06 | firm
Palaau_G07 | firm
Palaau_G08 | firm
Palaau_G09 | firm
Palaau_GT1 | firm
9MW_ICE_New | firm
Sync_Condenser | other
Sync_Condenser_New | other
FFR | other
CBRE_PV_1 | solar
PV_New | solar
Wind_New | wind
PV_Paired_4hr_New_Supply | paired_solar
PV_Paired_6hr_New_Supply | paired_solar
DER_Agg_PV_New_Supply | paired_solar
BESS_Standalone | stand_alone_storage
BESS_Standalone_New | stand_alone_storage
Load_Build | other
PV_Paired_4hr_New_Battery | paired_storage
PV_Paired_6hr_New_Battery | paired_storage
DER_Agg_PV_New_Battery | paired_storage
Load_Reduction | lsdr

## erm_shapes
ERM Shapes | [9 empty] | Index
erm_hour | solar | wind | firm | other | lsdr | stand_alone_storage | paired_solar | paired_wind | paired_storage
1 | 0 | 0.0087473 | 1 | 0 | 0 | 1 | 0 | 0.0087473 | 1
2 | 0 | 0 | 1 | 0 | 0 | 1 | 0 | 0 | 1
3 | 0 | 0 | 1 | 0 | 0 | 1 | 0 | 0 | 1
4 | 0 | 0 | 1 | 0 | 0 | 1 | 0 | 0 | 1
5 | 0 | 0 | 1 | 0 | 0 | 1 | 0 | 0 | 1
6 | 0 | 0 | 1 | 0 | 0 | 1 | 0 | 0 | 1
7 | 0 | 0 | 1 | 0 | 0 | 1 | 0 | 0 | 1
8 | 0 | 0 | 1 | 0 | 0 | 1 | 0 | 0 | 1
9 | 0.022261 | 0 | 1 | 0 | 0 | 1 | 0.022261 | 0 | 1
10 | 0.21082 | 0 | 1 | 0 | 0 | 1 | 0.21082 | 0 | 1
11 | 0.36056 | 0 | 1 | 0 | 0 | 1 | 0.36056 | 0 | 1
12 | 0.43102 | 0.0056599 | 1 | 0 | 0 | 1 | 0.43102 | 0.0056599 | 1
13 | 0.37884 | 0.0030331 | 1 | 0 | 0 | 1 | 0.37884 | 0.0030331 | 1
14 | 0.38017 | 0.0096523 | 1 | 0 | 0 | 1 | 0.38017 | 0.0096523 | 1
15 | 0.29555 | 0.023086 | 1 | 0 | 0 | 1 | 0.29555 | 0.023086 | 1
16 | 0.13645 | 0.04272 | 1 | 0 | 0 | 1 | 0.13645 | 0.04272 | 1
17 | 0 | 0.045475 | 1 | 0 | 0 | 1 | 0 | 0.045475 | 1
18 | 0 | 0.030141 | 1 | 0 | 0 | 1 | 0 | 0.030141 | 1
19 | 0 | 0.027691 | 1 | 0 | 0 | 1 | 0 | 0.027691 | 1
20 | 0 | 0.02308 | 1 | 0 | 0 | 1 | 0 | 0.02308 | 1
21 | 0 | 0 | 1 | 0 | 0 | 1 | 0 | 0 | 1
22 | 0 | 0 | 1 | 0 | 0 | 1 | 0 | 0 | 1
23 | 0 | 0 | 1 | 0 | 0 | 1 | 0 | 0 | 1
24 | 0 | 0 | 1 | 0 | 0 | 1 | 0 | 0 | 1
25 | 0 | 0.0087473 | 1 | 0 | 0 | 1 | 0 | 0.0087473 | 1
26 | 0 | 0 | 1 | 0 | 0 | 1 | 0 | 0 | 1
27 | 0 | 0 | 1 | 0 | 0 | 1 | 0 | 0 | 1
28 | 0 | 0 | 1 | 0 | 0 | 1 | 0 | 0 | 1
29 | 0 | 0 | 1 | 0 | 0 | 1 | 0 | 0 | 1
30 | 0 | 0 | 1 | 0 | 0 | 1 | 0 | 0 | 1
31 | 0 | 0 | 1 | 0 | 0 | 1 | 0 | 0 | 1
32 | 0 | 0 | 1 | 0 | 0 | 1 | 0 | 0 | 1
33 | 0 | 0 | 1 | 0 | 0 | 1 | 0 | 0 | 1
34 | 0.13698 | 0 | 1 | 0 | 0 | 1 | 0.13698 | 0 | 1
35 | 0.21227 | 0 | 1 | 0 | 0 | 1 | 0.21227 | 0 | 1
36 | 0.2752 | 0 | 1 | 0 | 0 | 1 | 0.2752 | 0 | 1
37 | 0.22454 | 0.0078128 | 1 | 0 | 0 | 1 | 0.22454 | 0.0078128 | 1
38 | 0.23383 | 0.01544 | 1 | 0 | 0 | 1 | 0.23383 | 0.01544 | 1
39 | 0.17662 | 0.036512 | 1 | 0 | 0 | 1 | 0.17662 | 0.036512 | 1
40 | 0.057582 | 0.045294 | 1 | 0 | 0 | 1 | 0.057582 | 0.045294 | 1
41 | 0 | 0.037795 | 1 | 0 | 0 | 1 | 0 | 0.037795 | 1
42 | 0 | 0.014836 | 1 | 0 | 0 | 1 | 0 | 0.014836 | 1
43 | 0 | 0.010016 | 1 | 0 | 0 | 1 | 0 | 0.010016 | 1
44 | 0 | 0.023646 | 1 | 0 | 0 | 1 | 0 | 0.023646 | 1
45 | 0 | 0.007512 | 1 | 0 | 0 | 1 | 0 | 0.007512 | 1
46 | 0 | 0 | 1 | 0 | 0 | 1 | 0 | 0 | 1
47 | 0 | 0.00098148 | 1 | 0 | 0 | 1 | 0 | 0.00098148 | 1
48 | 0 | 0.02112 | 1 | 0 | 0 | 1 | 0 | 0.02112 | 1
49 | 0 | 0 | 1 | 0 | 0 | 1 | 0 | 0 | 1
50 | 0 | 0 | 1 | 0 | 0 | 1 | 0 | 0 | 1
51 | 0 | 0 | 1 | 0 | 0 | 1 | 0 | 0 | 1
52 | 0 | 0 | 1 | 0 | 0 | 1 | 0 | 0 | 1
53 | 0 | 0 | 1 | 0 | 0 | 1 | 0 | 0 | 1
54 | 0 | 0 | 1 | 0 | 0 | 1 | 0 | 0 | 1
55 | 0 | 0 | 1 | 0 | 0 | 1 | 0 | 0 | 1
56 | 0 | 0 | 1 | 0 | 0 | 1 | 0 | 0 | 1
57 | 0 | 0 | 1 | 0 | 0 | 1 | 0 | 0 | 1
58 | 0.10666 | 0 | 1 | 0 | 0 | 1 | 0.10666 | 0 | 1
59 | 0.18543 | 0.013097 | 1 | 0 | 0 | 1 | 0.18543 | 0.013097 | 1
60 | 0.25837 | 0.027799 | 1 | 0 | 0 | 1 | 0.25837 | 0.027799 | 1
61 | 0.25173 | 0.035397 | 1 | 0 | 0 | 1 | 0.25173 | 0.035397 | 1
62 | 0.23523 | 0.037785 | 1 | 0 | 0 | 1 | 0.23523 | 0.037785 | 1
63 | 0.11465 | 0.050523 | 1 | 0 | 0 | 1 | 0.11465 | 0.050523 | 1
64 | 0.039666 | 0.039271 | 1 | 0 | 0 | 1 | 0.039666 | 0.039271 | 1
65 | 0 | 0.033327 | 1 | 0 | 0 | 1 | 0 | 0.033327 | 1
66 | 0 | 0.022241 | 1 | 0 | 0 | 1 | 0 | 0.022241 | 1
67 | 0 | 0.017815 | 1 | 0 | 0 | 1 | 0 | 0.017815 | 1
68 | 0 | 0.024893 | 1 | 0 | 0 | 1 | 0 | 0.024893 | 1
69 | 0 | 0 | 1 | 0 | 0 | 1 | 0 | 0 | 1
70 | 0 | 0 | 1 | 0 | 0 | 1 | 0 | 0 | 1
71 | 0 | 0 | 1 | 0 | 0 | 1 | 0 | 0 | 1
72 | 0 | 0 | 1 | 0 | 0 | 1 | 0 | 0 | 1
73 | 0 | 0.0073326 | 1 | 0 | 0 | 1 | 0 | 0.0073326 | 1
74 | 0 | 0 | 1 | 0 | 0 | 1 | 0 | 0 | 1
75 | 0 | 0 | 1 | 0 | 0 | 1 | 0 | 0 | 1
76 | 0 | 0 | 1 | 0 | 0 | 1 | 0 | 0 | 1
77 | 0 | 0 | 1 | 0 | 0 | 1 | 0 | 0 | 1
78 | 0 | 0 | 1 | 0 | 0 | 1 | 0 | 0 | 1
79 | 0 | 0 | 1 | 0 | 0 | 1 | 0 | 0 | 1
80 | 0 | 0 | 1 | 0 | 0 | 1 | 0 | 0 | 1
81 | 0 | 0 | 1 | 0 | 0 | 1 | 0 | 0 | 1
82 | 0.12229 | 0 | 1 | 0 | 0 | 1 | 0.12229 | 0 | 1
83 | 0.16938 | 0 | 1 | 0 | 0 | 1 | 0.16938 | 0 | 1
84 | 0.20672 | 0 | 1 | 0 | 0 | 1 | 0.20672 | 0 | 1
85 | 0.17022 | 0 | 1 | 0 | 0 | 1 | 0.17022 | 0 | 1
86 | 0.16304 | 0.00050477 | 1 | 0 | 0 | 1 | 0.16304 | 0.00050477 | 1
87 | 0.055689 | 0.016223 | 1 | 0 | 0 | 1 | 0.055689 | 0.016223 | 1
88 | 0.05345 | 0.0016525 | 1 | 0 | 0 | 1 | 0.05345 | 0.0016525 | 1
89 | 0 | 0 | 1 | 0 | 0 | 1 | 0 | 0 | 1
90 | 0 | 0 | 1 | 0 | 0 | 1 | 0 | 0 | 1
91 | 0 | 0 | 1 | 0 | 0 | 1 | 0 | 0 | 1
92 | 0 | 0 | 1 | 0 | 0 | 1 | 0 | 0 | 1
93 | 0 | 0 | 1 | 0 | 0 | 1 | 0 | 0 | 1
94 | 0 | 0.001368 | 1 | 0 | 0 | 1 | 0 | 0.001368 | 1
95 | 0 | 0 | 1 | 0 | 0 | 1 | 0 | 0 | 1
96 | 0 | 0 | 1 | 0 | 0 | 1 | 0 | 0 | 1
97 | 0 | 0 | 1 | 0 | 0 | 1 | 0 | 0 | 1
98 | 0 | 0 | 1 | 0 | 0 | 1 | 0 | 0 | 1
99 | 0 | 0.010785 | 1 | 0 | 0 | 1 | 0 | 0.010785 | 1
100 | 0 | 0.014851 | 1 | 0 | 0 | 1 | 0 | 0.014851 | 1
101 | 0 | 0 | 1 | 0 | 0 | 1 | 0 | 0 | 1
102 | 0 | 0.0040402 | 1 | 0 | 0 | 1 | 0 | 0.0040402 | 1
103 | 0 | 0.0053584 | 1 | 0 | 0 | 1 | 0 | 0.0053584 | 1
104 | 0 | 0 | 1 | 0 | 0 | 1 | 0 | 0 | 1
105 | 0 | 0 | 1 | 0 | 0 | 1 | 0 | 0 | 1
106 | 0.14518 | 0 | 1 | 0 | 0 | 1 | 0.14518 | 0 | 1
107 | 0.20762 | 0.001959 | 1 | 0 | 0 | 1 | 0.20762 | 0.001959 | 1
108 | 0.24743 | 0.013014 | 1 | 0 | 0 | 1 | 0.24743 | 0.013014 | 1
109 | 0.21423 | 0.011234 | 1 | 0 | 0 | 1 | 0.21423 | 0.011234 | 1
110 | 0.18872 | 0.0058278 | 1 | 0 | 0 | 1 | 0.18872 | 0.0058278 | 1
111 | 0.080801 | 0.031355 | 1 | 0 | 0 | 1 | 0.080801 | 0.031355 | 1
112 | 0.086242 | 0.025815 | 1 | 0 | 0 | 1 | 0.086242 | 0.025815 | 1
113 | 0 | 0.0094339 | 1 | 0 | 0 | 1 | 0 | 0.0094339 | 1
114 | 0 | 0 | 1 | 0 | 0 | 1 | 0 | 0 | 1
115 | 0 | 0 | 1 | 0 | 0 | 1 | 0 | 0 | 1
116 | 0 | 0 | 1 | 0 | 0 | 1 | 0 | 0 | 1
117 | 0 | 0 | 1 | 0 | 0 | 1 | 0 | 0 | 1
118 | 0 | 0.00082547 | 1 | 0 | 0 | 1 | 0 | 0.00082547 | 1
119 | 0 | 0 | 1 | 0 | 0 | 1 | 0 | 0 | 1
120 | 0 | 0 | 1 | 0 | 0 | 1 | 0 | 0 | 1
121 | 0 | 0 | 1 | 0 | 0 | 1 | 0 | 0 | 1
122 | 0 | 0 | 1 | 0 | 0 | 1 | 0 | 0 | 1
123 | 0 | 0 | 1 | 0 | 0 | 1 | 0 | 0 | 1
124 | 0 | 0 | 1 | 0 | 0 | 1 | 0 | 0 | 1
125 | 0 | 0 | 1 | 0 | 0 | 1 | 0 | 0 | 1
126 | 0 | 0 | 1 | 0 | 0 | 1 | 0 | 0 | 1
127 | 0 | 0 | 1 | 0 | 0 | 1 | 0 | 0 | 1
128 | 0 | 0 | 1 | 0 | 0 | 1 | 0 | 0 | 1
129 | 0 | 0 | 1 | 0 | 0 | 1 | 0 | 0 | 1
130 | 0.18114 | 0 | 1 | 0 | 0 | 1 | 0.18114 | 0 | 1
131 | 0.24363 | 0 | 1 | 0 | 0 | 1 | 0.24363 | 0 | 1
132 | 0.21919 | 0 | 1 | 0 | 0 | 1 | 0.21919 | 0 | 1
133 | 0.18523 | 0 | 1 | 0 | 0 | 1 | 0.18523 | 0 | 1
134 | 0.18039 | 0 | 1 | 0 | 0 | 1 | 0.18039 | 0 | 1
135 | 0.13627 | 0.021104 | 1 | 0 | 0 | 1 | 0.13627 | 0.021104 | 1
136 | 0.12483 | 0.011751 | 1 | 0 | 0 | 1 | 0.12483 | 0.011751 | 1
137 | 0 | 0 | 1 | 0 | 0 | 1 | 0 | 0 | 1
138 | 0 | 0 | 1 | 0 | 0 | 1 | 0 | 0 | 1
139 | 0 | 0 | 1 | 0 | 0 | 1 | 0 | 0 | 1
140 | 0 | 0 | 1 | 0 | 0 | 1 | 0 | 0 | 1
141 | 0 | 0.011984 | 1 | 0 | 0 | 1 | 0 | 0.011984 | 1
142 | 0 | 0.011117 | 1 | 0 | 0 | 1 | 0 | 0.011117 | 1
143 | 0 | 0 | 1 | 0 | 0 | 1 | 0 | 0 | 1
144 | 0 | 0 | 1 | 0 | 0 | 1 | 0 | 0 | 1
145 | 0 | 0 | 1 | 0 | 0 | 1 | 0 | 0 | 1
146 | 0 | 0 | 1 | 0 | 0 | 1 | 0 | 0 | 1
147 | 0 | 0 | 1 | 0 | 0 | 1 | 0 | 0 | 1
148 | 0 | 0 | 1 | 0 | 0 | 1 | 0 | 0 | 1
149 | 0 | 0 | 1 | 0 | 0 | 1 | 0 | 0 | 1
150 | 0 | 0 | 1 | 0 | 0 | 1 | 0 | 0 | 1
151 | 0 | 0 | 1 | 0 | 0 | 1 | 0 | 0 | 1
152 | 0 | 0 | 1 | 0 | 0 | 1 | 0 | 0 | 1
153 | 0 | 0 | 1 | 0 | 0 | 1 | 0 | 0 | 1
154 | 0.17919 | 0 | 1 | 0 | 0 | 1 | 0.17919 | 0 | 1
155 | 0.24823 | 0 | 1 | 0 | 0 | 1 | 0.24823 | 0 | 1
156 | 0.23585 | 0 | 1 | 0 | 0 | 1 | 0.23585 | 0 | 1
157 | 0.29714 | 0 | 1 | 0 | 0 | 1 | 0.29714 | 0 | 1
158 | 0.28031 | 0 | 1 | 0 | 0 | 1 | 0.28031 | 0 | 1
159 | 0.20923 | 0.030446 | 1 | 0 | 0 | 1 | 0.20923 | 0.030446 | 1
160 | 0.1269 | 0.030762 | 1 | 0 | 0 | 1 | 0.1269 | 0.030762 | 1
161 | 0 | 0.00086921 | 1 | 0 | 0 | 1 | 0 | 0.00086921 | 1
162 | 0 | 0 | 1 | 0 | 0 | 1 | 0 | 0 | 1
163 | 0 | 0 | 1 | 0 | 0 | 1 | 0 | 0 | 1
164 | 0 | 0 | 1 | 0 | 0 | 1 | 0 | 0 | 1
165 | 0 | 0 | 1 | 0 | 0 | 1 | 0 | 0 | 1
166 | 0 | 0 | 1 | 0 | 0 | 1 | 0 | 0 | 1
167 | 0 | 0 | 1 | 0 | 0 | 1 | 0 | 0 | 1
168 | 0 | 0 | 1 | 0 | 0 | 1 | 0 | 0 | 1
169 | 0 | 0 | 1 | 0 | 0 | 1 | 0 | 0 | 1
170 | 0 | 0 | 1 | 0 | 0 | 1 | 0 | 0 | 1
171 | 0 | 0 | 1 | 0 | 0 | 1 | 0 | 0 | 1
172 | 0 | 0 | 1 | 0 | 0 | 1 | 0 | 0 | 1
173 | 0 | 0 | 1 | 0 | 0 | 1 | 0 | 0 | 1
174 | 0 | 0 | 1 | 0 | 0 | 1 | 0 | 0 | 1
175 | 0 | 0 | 1 | 0 | 0 | 1 | 0 | 0 | 1
176 | 0 | 0 | 1 | 0 | 0 | 1 | 0 | 0 | 1
177 | 0.009691 | 0 | 1 | 0 | 0 | 1 | 0.009691 | 0 | 1
178 | 0.19588 | 0 | 1 | 0 | 0 | 1 | 0.19588 | 0 | 1
179 | 0.29557 | 0 | 1 | 0 | 0 | 1 | 0.29557 | 0 | 1
180 | 0.32777 | 0 | 1 | 0 | 0 | 1 | 0.32777 | 0 | 1
181 | 0.44302 | 0 | 1 | 0 | 0 | 1 | 0.44302 | 0 | 1
182 | 0.38648 | 0 | 1 | 0 | 0 | 1 | 0.38648 | 0 | 1
183 | 0.27736 | 0.0082193 | 1 | 0 | 0 | 1 | 0.27736 | 0.0082193 | 1
184 | 0.12801 | 0.0013076 | 1 | 0 | 0 | 1 | 0.12801 | 0.0013076 | 1
185 | 0 | 0 | 1 | 0 | 0 | 1 | 0 | 0 | 1
186 | 0 | 0 | 1 | 0 | 0 | 1 | 0 | 0 | 1
187 | 0 | 0 | 1 | 0 | 0 | 1 | 0 | 0 | 1
188 | 0 | 0 | 1 | 0 | 0 | 1 | 0 | 0 | 1
189 | 0 | 0 | 1 | 0 | 0 | 1 | 0 | 0 | 1
190 | 0 | 0 | 1 | 0 | 0 | 1 | 0 | 0 | 1
191 | 0 | 0 | 1 | 0 | 0 | 1 | 0 | 0 | 1
192 | 0 | 0 | 1 | 0 | 0 | 1 | 0 | 0 | 1
193 | 0 | 0 | 0.85733 | 0 | 0 | 1 | 0 | 0 | 1
194 | 0 | 0 | 0.85733 | 0 | 0 | 1 | 0 | 0 | 1
195 | 0 | 0 | 0.85733 | 0 | 0 | 1 | 0 | 0 | 1
196 | 0 | 0 | 0.85733 | 0 | 0 | 1 | 0 | 0 | 1
197 | 0 | 0 | 0.85733 | 0 | 0 | 1 | 0 | 0 | 1
198 | 0 | 0 | 0.85733 | 0 | 0 | 1 | 0 | 0 | 1
199 | 0 | 0 | 0.85733 | 0 | 0 | 1 | 0 | 0 | 1
200 | 0 | 0 | 0.85733 | 0 | 0 | 1 | 0 | 0 | 1
201 | 0.028017 | 0 | 0.85733 | 0 | 0 | 1 | 0.028017 | 0 | 1
202 | 0.19489 | 0 | 0.85733 | 0 | 0 | 1 | 0.19489 | 0 | 1
203 | 0.27916 | 0 | 0.85733 | 0 | 0 | 1 | 0.27916 | 0 | 1
204 | 0.33778 | 0 | 0.85733 | 0 | 0 | 1 | 0.33778 | 0 | 1
205 | 0.43736 | 0 | 0.85733 | 0 | 0 | 1 | 0.43736 | 0 | 1
206 | 0.39887 | 0 | 0.85733 | 0 | 0 | 1 | 0.39887 | 0 | 1
207 | 0.28342 | 0.0048239 | 0.85733 | 0 | 0 | 1 | 0.28342 | 0.0048239 | 1
208 | 0.13017 | 0.015147 | 0.85733 | 0 | 0 | 1 | 0.13017 | 0.015147 | 1
209 | 0.00091317 | 0 | 0.85733 | 0 | 0 | 1 | 0.00091317 | 0 | 1
210 | 0 | 0 | 0.85733 | 0 | 0 | 1 | 0 | 0 | 1
211 | 0 | 0 | 0.85733 | 0 | 0 | 1 | 0 | 0 | 1
212 | 0 | 0 | 0.85733 | 0 | 0 | 1 | 0 | 0 | 1
213 | 0 | 0 | 0.85733 | 0 | 0 | 1 | 0 | 0 | 1
214 | 0 | 0 | 0.85733 | 0 | 0 | 1 | 0 | 0 | 1
215 | 0 | 0 | 0.85733 | 0 | 0 | 1 | 0 | 0 | 1
216 | 0 | 0 | 0.85733 | 0 | 0 | 1 | 0 | 0 | 1
217 | 0 | 0 | 0.85733 | 0 | 0 | 1 | 0 | 0 | 1
218 | 0 | 0 | 0.85733 | 0 | 0 | 1 | 0 | 0 | 1
219 | 0 | 0 | 0.85733 | 0 | 0 | 1 | 0 | 0 | 1
220 | 0 | 0 | 0.85733 | 0 | 0 | 1 | 0 | 0 | 1
221 | 0 | 0 | 0.85733 | 0 | 0 | 1 | 0 | 0 | 1
222 | 0 | 0 | 0.85733 | 0 | 0 | 1 | 0 | 0 | 1
223 | 0 | 0 | 0.85733 | 0 | 0 | 1 | 0 | 0 | 1
224 | 0 | 0 | 0.85733 | 0 | 0 | 1 | 0 | 0 | 1
225 | 0.013693 | 0 | 0.85733 | 0 | 0 | 1 | 0.013693 | 0 | 1
226 | 0.14954 | 0 | 0.85733 | 0 | 0 | 1 | 0.14954 | 0 | 1
227 | 0.22334 | 0 | 0.85733 | 0 | 0 | 1 | 0.22334 | 0 | 1
228 | 0.22759 | 0 | 0.85733 | 0 | 0 | 1 | 0.22759 | 0 | 1
229 | 0.23294 | 0 | 0.85733 | 0 | 0 | 1 | 0.23294 | 0 | 1
230 | 0.21801 | 0 | 0.85733 | 0 | 0 | 1 | 0.21801 | 0 | 1
231 | 0.2543 | 0.001199 | 0.85733 | 0 | 0 | 1 | 0.2543 | 0.001199 | 1
232 | 0.087321 | 0 | 0.85733 | 0 | 0 | 1 | 0.087321 | 0 | 1
233 | 0 | 0 | 0.85733 | 0 | 0 | 1 | 0 | 0 | 1
234 | 0 | 0 | 0.85733 | 0 | 0 | 1 | 0 | 0 | 1
235 | 0 | 0 | 0.85733 | 0 | 0 | 1 | 0 | 0 | 1
236 | 0 | 0 | 0.85733 | 0 | 0 | 1 | 0 | 0 | 1
237 | 0 | 0 | 0.85733 | 0 | 0 | 1 | 0 | 0 | 1
238 | 0 | 0 | 0.85733 | 0 | 0 | 1 | 0 | 0 | 1
239 | 0 | 0 | 0.85733 | 0 | 0 | 1 | 0 | 0 | 1
240 | 0 | 0 | 0.85733 | 0 | 0 | 1 | 0 | 0 | 1
241 | 0 | 0 | 0.85733 | 0 | 0 | 1 | 0 | 0 | 1
242 | 0 | 0 | 0.85733 | 0 | 0 | 1 | 0 | 0 | 1
243 | 0 | 0 | 0.85733 | 0 | 0 | 1 | 0 | 0 | 1
244 | 0 | 0 | 0.85733 | 0 | 0 | 1 | 0 | 0 | 1
245 | 0 | 0 | 0.85733 | 0 | 0 | 1 | 0 | 0 | 1
246 | 0 | 0 | 0.85733 | 0 | 0 | 1 | 0 | 0 | 1
247 | 0 | 0 | 0.85733 | 0 | 0 | 1 | 0 | 0 | 1
248 | 0 | 0 | 0.85733 | 0 | 0 | 1 | 0 | 0 | 1
249 | 0 | 0 | 0.85733 | 0 | 0 | 1 | 0 | 0 | 1
250 | 0.10981 | 0 | 0.85733 | 0 | 0 | 1 | 0.10981 | 0 | 1
251 | 0.16565 | 0 | 0.85733 | 0 | 0 | 1 | 0.16565 | 0 | 1
252 | 0.12853 | 0 | 0.85733 | 0 | 0 | 1 | 0.12853 | 0 | 1
253 | 0.12448 | 0 | 0.85733 | 0 | 0 | 1 | 0.12448 | 0 | 1
254 | 0.12496 | 0 | 0.85733 | 0 | 0 | 1 | 0.12496 | 0 | 1
255 | 0.16377 | 0 | 0.85733 | 0 | 0 | 1 | 0.16377 | 0 | 1
256 | 0.068225 | 0 | 0.85733 | 0 | 0 | 1 | 0.068225 | 0 | 1
257 | 0 | 0 | 0.85733 | 0 | 0 | 1 | 0 | 0 | 1
258 | 0 | 0 | 0.85733 | 0 | 0 | 1 | 0 | 0 | 1
259 | 0 | 0 | 0.85733 | 0 | 0 | 1 | 0 | 0 | 1
260 | 0 | 0 | 0.85733 | 0 | 0 | 1 | 0 | 0 | 1
261 | 0 | 0 | 0.85733 | 0 | 0 | 1 | 0 | 0 | 1
262 | 0 | 0 | 0.85733 | 0 | 0 | 1 | 0 | 0 | 1
263 | 0 | 0 | 0.85733 | 0 | 0 | 1 | 0 | 0 | 1
264 | 0 | 0 | 0.85733 | 0 | 0 | 1 | 0 | 0 | 1
265 | 0 | 0 | 0.85733 | 0 | 0 | 1 | 0 | 0 | 1
266 | 0 | 0 | 0.85733 | 0 | 0 | 1 | 0 | 0 | 1
267 | 0 | 0 | 0.85733 | 0 | 0 | 1 | 0 | 0 | 1
268 | 0 | 0 | 0.85733 | 0 | 0 | 1 | 0 | 0 | 1
269 | 0 | 0 | 0.85733 | 0 | 0 | 1 | 0 | 0 | 1
270 | 0 | 0 | 0.85733 | 0 | 0 | 1 | 0 | 0 | 1
271 | 0 | 0 | 0.85733 | 0 | 0 | 1 | 0 | 0 | 1
272 | 0 | 0 | 0.85733 | 0 | 0 | 1 | 0 | 0 | 1
273 | 0 | 0 | 0.85733 | 0 | 0 | 1 | 0 | 0 | 1
274 | 0.1273 | 0 | 0.85733 | 0 | 0 | 1 | 0.1273 | 0 | 1
275 | 0.19056 | 0 | 0.85733 | 0 | 0 | 1 | 0.19056 | 0 | 1
276 | 0.16954 | 0 | 0.85733 | 0 | 0 | 1 | 0.16954 | 0 | 1
277 | 0.17685 | 0 | 0.85733 | 0 | 0 | 1 | 0.17685 | 0 | 1
278 | 0.14149 | 0 | 0.85733 | 0 | 0 | 1 | 0.14149 | 0 | 1
279 | 0.18833 | 0 | 0.85733 | 0 | 0 | 1 | 0.18833 | 0 | 1
280 | 0.0601 | 0 | 0.85733 | 0 | 0 | 1 | 0.0601 | 0 | 1
281 | 0 | 0 | 0.85733 | 0 | 0 | 1 | 0 | 0 | 1
282 | 0 | 0 | 0.85733 | 0 | 0 | 1 | 0 | 0 | 1
283 | 0 | 0 | 0.85733 | 0 | 0 | 1 | 0 | 0 | 1
284 | 0 | 0 | 0.85733 | 0 | 0 | 1 | 0 | 0 | 1
285 | 0 | 0 | 0.85733 | 0 | 0 | 1 | 0 | 0 | 1
286 | 0 | 0 | 0.85733 | 0 | 0 | 1 | 0 | 0 | 1
287 | 0 | 0 | 0.85733 | 0 | 0 | 1 | 0 | 0 | 1
288 | 0 | 0 | 0.85733 | 0 | 0 | 1 | 0 | 0 | 1
289 | 0 | 0 | 0.85733 | 0 | 0 | 1 | 0 | 0 | 1
290 | 0 | 0 | 0.85733 | 0 | 0 | 1 | 0 | 0 | 1
291 | 0 | 0 | 0.85733 | 0 | 0 | 1 | 0 | 0 | 1
292 | 0 | 0 | 0.85733 | 0 | 0 | 1 | 0 | 0 | 1
293 | 0 | 0 | 0.85733 | 0 | 0 | 1 | 0 | 0 | 1
294 | 0 | 0 | 0.85733 | 0 | 0 | 1 | 0 | 0 | 1
295 | 0 | 0 | 0.85733 | 0 | 0 | 1 | 0 | 0 | 1
296 | 0 | 0 | 0.85733 | 0 | 0 | 1 | 0 | 0 | 1
297 | 0 | 0 | 0.85733 | 0 | 0 | 1 | 0 | 0 | 1
298 | 0.11363 | 0 | 0.85733 | 0 | 0 | 1 | 0.11363 | 0 | 1
299 | 0.20238 | 0 | 0.85733 | 0 | 0 | 1 | 0.20238 | 0 | 1
300 | 0.26212 | 0 | 0.85733 | 0 | 0 | 1 | 0.26212 | 0 | 1
301 | 0.25579 | 0 | 0.85733 | 0 | 0 | 1 | 0.25579 | 0 | 1
302 | 0.21024 | 0 | 0.85733 | 0 | 0 | 1 | 0.21024 | 0 | 1
303 | 0.21661 | 0 | 0.85733 | 0 | 0 | 1 | 0.21661 | 0 | 1
304 | 0.10857 | 0 | 0.85733 | 0 | 0 | 1 | 0.10857 | 0 | 1
305 | 0.00040769 | 0 | 0.85733 | 0 | 0 | 1 | 0.00040769 | 0 | 1
306 | 0 | 0 | 0.85733 | 0 | 0 | 1 | 0 | 0 | 1
307 | 0 | 0 | 0.85733 | 0 | 0 | 1 | 0 | 0 | 1
308 | 0 | 0 | 0.85733 | 0 | 0 | 1 | 0 | 0 | 1
309 | 0 | 0 | 0.85733 | 0 | 0 | 1 | 0 | 0 | 1
310 | 0 | 0 | 0.85733 | 0 | 0 | 1 | 0 | 0 | 1
311 | 0 | 0 | 0.85733 | 0 | 0 | 1 | 0 | 0 | 1
312 | 0 | 0 | 0.85733 | 0 | 0 | 1 | 0 | 0 | 1
313 | 0 | 0 | 0.85733 | 0 | 0 | 1 | 0 | 0 | 1
314 | 0 | 0 | 0.85733 | 0 | 0 | 1 | 0 | 0 | 1
315 | 0 | 0 | 0.85733 | 0 | 0 | 1 | 0 | 0 | 1
316 | 0 | 0 | 0.85733 | 0 | 0 | 1 | 0 | 0 | 1
317 | 0 | 0 | 0.85733 | 0 | 0 | 1 | 0 | 0 | 1
318 | 0 | 0 | 0.85733 | 0 | 0 | 1 | 0 | 0 | 1
319 | 0 | 0 | 0.85733 | 0 | 0 | 1 | 0 | 0 | 1
320 | 0 | 0 | 0.85733 | 0 | 0 | 1 | 0 | 0 | 1
321 | 0 | 0 | 0.85733 | 0 | 0 | 1 | 0 | 0 | 1
322 | 0.12677 | 0 | 0.85733 | 0 | 0 | 1 | 0.12677 | 0 | 1
323 | 0.23891 | 0 | 0.85733 | 0 | 0 | 1 | 0.23891 | 0 | 1
324 | 0.32664 | 0 | 0.85733 | 0 | 0 | 1 | 0.32664 | 0 | 1
325 | 0.34776 | 0 | 0.85733 | 0 | 0 | 1 | 0.34776 | 0 | 1
326 | 0.2635 | 0 | 0.85733 | 0 | 0 | 1 | 0.2635 | 0 | 1
327 | 0.26535 | 0 | 0.85733 | 0 | 0 | 1 | 0.26535 | 0 | 1
328 | 0.1353 | 0 | 0.85733 | 0 | 0 | 1 | 0.1353 | 0 | 1
329 | 0.042222 | 0 | 0.85733 | 0 | 0 | 1 | 0.042222 | 0 | 1
330 | 0 | 0 | 0.85733 | 0 | 0 | 1 | 0 | 0 | 1
331 | 0 | 0 | 0.85733 | 0 | 0 | 1 | 0 | 0 | 1
332 | 0 | 0 | 0.85733 | 0 | 0 | 1 | 0 | 0 | 1
333 | 0 | 0 | 0.85733 | 0 | 0 | 1 | 0 | 0 | 1
334 | 0 | 0 | 0.85733 | 0 | 0 | 1 | 0 | 0 | 1
335 | 0 | 0 | 0.85733 | 0 | 0 | 1 | 0 | 0 | 1
336 | 0 | 0 | 0.85733 | 0 | 0 | 1 | 0 | 0 | 1
337 | 0 | 0 | 0.85733 | 0 | 0 | 1 | 0 | 0 | 1
338 | 0 | 0 | 0.85733 | 0 | 0 | 1 | 0 | 0 | 1
339 | 0 | 0 | 0.85733 | 0 | 0 | 1 | 0 | 0 | 1
340 | 0 | 0 | 0.85733 | 0 | 0 | 1 | 0 | 0 | 1
341 | 0 | 0 | 0.85733 | 0 | 0 | 1 | 0 | 0 | 1
342 | 0 | 0 | 0.85733 | 0 | 0 | 1 | 0 | 0 | 1
343 | 0 | 0 | 0.85733 | 0 | 0 | 1 | 0 | 0 | 1
344 | 0 | 0 | 0.85733 | 0 | 0 | 1 | 0 | 0 | 1
345 | 0 | 0 | 0.85733 | 0 | 0 | 1 | 0 | 0 | 1
346 | 0.071753 | 0 | 0.85733 | 0 | 0 | 1 | 0.071753 | 0 | 1
347 | 0.19562 | 0 | 0.85733 | 0 | 0 | 1 | 0.19562 | 0 | 1
348 | 0.27561 | 0 | 0.85733 | 0 | 0 | 1 | 0.27561 | 0 | 1
349 | 0.31747 | 0 | 0.85733 | 0 | 0 | 1 | 0.31747 | 0 | 1
350 | 0.27073 | 0 | 0.85733 | 0 | 0 | 1 | 0.27073 | 0 | 1
351 | 0.24299 | 0 | 0.85733 | 0 | 0 | 1 | 0.24299 | 0 | 1
352 | 0.10906 | 0 | 0.85733 | 0 | 0 | 1 | 0.10906 | 0 | 1
353 | 0.022578 | 0 | 0.85733 | 0 | 0 | 1 | 0.022578 | 0 | 1
354 | 0 | 0 | 0.85733 | 0 | 0 | 1 | 0 | 0 | 1
355 | 0 | 0 | 0.85733 | 0 | 0 | 1 | 0 | 0 | 1
356 | 0 | 0 | 0.85733 | 0 | 0 | 1 | 0 | 0 | 1
357 | 0 | 0 | 0.85733 | 0 | 0 | 1 | 0 | 0 | 1
358 | 0 | 0 | 0.85733 | 0 | 0 | 1 | 0 | 0 | 1
359 | 0 | 0 | 0.85733 | 0 | 0 | 1 | 0 | 0 | 1
360 | 0 | 0 | 0.85733 | 0 | 0 | 1 | 0 | 0 | 1
361 | 0 | 0 | 0.85733 | 0 | 0 | 1 | 0 | 0 | 1
362 | 0 | 0 | 0.85733 | 0 | 0 | 1 | 0 | 0 | 1
363 | 0 | 0 | 0.85733 | 0 | 0 | 1 | 0 | 0 | 1
364 | 0 | 0 | 0.85733 | 0 | 0 | 1 | 0 | 0 | 1
365 | 0 | 0 | 0.85733 | 0 | 0 | 1 | 0 | 0 | 1
366 | 0 | 0 | 0.85733 | 0 | 0 | 1 | 0 | 0 | 1
367 | 0 | 0 | 0.85733 | 0 | 0 | 1 | 0 | 0 | 1
368 | 0 | 0 | 0.85733 | 0 | 0 | 1 | 0 | 0 | 1
369 | 0 | 0 | 0.85733 | 0 | 0 | 1 | 0 | 0 | 1
370 | 0.080358 | 0 | 0.85733 | 0 | 0 | 1 | 0.080358 | 0 | 1
371 | 0.20764 | 0 | 0.85733 | 0 | 0 | 1 | 0.20764 | 0 | 1
372 | 0.26831 | 0 | 0.85733 | 0 | 0 | 1 | 0.26831 | 0 | 1
373 | 0.3207 | 0 | 0.85733 | 0 | 0 | 1 | 0.3207 | 0 | 1
374 | 0.26056 | 0 | 0.85733 | 0 | 0 | 1 | 0.26056 | 0 | 1
375 | 0.24937 | 0 | 0.85733 | 0 | 0 | 1 | 0.24937 | 0 | 1
376 | 0.13507 | 0 | 0.85733 | 0 | 0 | 1 | 0.13507 | 0 | 1
377 | 0.025541 | 0 | 0.85733 | 0 | 0 | 1 | 0.025541 | 0 | 1
378 | 0 | 0 | 0.85733 | 0 | 0 | 1 | 0 | 0 | 1
379 | 0 | 0 | 0.85733 | 0 | 0 | 1 | 0 | 0 | 1
380 | 0 | 0 | 0.85733 | 0 | 0 | 1 | 0 | 0 | 1
381 | 0 | 0 | 0.85733 | 0 | 0 | 1 | 0 | 0 | 1
382 | 0 | 0 | 0.85733 | 0 | 0 | 1 | 0 | 0 | 1
383 | 0 | 0 | 0.85733 | 0 | 0 | 1 | 0 | 0 | 1
384 | 0 | 0 | 0.85733 | 0 | 0 | 1 | 0 | 0 | 1
385 | 0 | 0 | 0.85733 | 0 | 0 | 1 | 0 | 0 | 1
386 | 0 | 0 | 0.85733 | 0 | 0 | 1 | 0 | 0 | 1
387 | 0 | 0 | 0.85733 | 0 | 0 | 1 | 0 | 0 | 1
388 | 0 | 0 | 0.85733 | 0 | 0 | 1 | 0 | 0 | 1
389 | 0 | 0 | 0.85733 | 0 | 0 | 1 | 0 | 0 | 1
390 | 0 | 0 | 0.85733 | 0 | 0 | 1 | 0 | 0 | 1
391 | 0 | 0 | 0.85733 | 0 | 0 | 1 | 0 | 0 | 1
392 | 0 | 0 | 0.85733 | 0 | 0 | 1 | 0 | 0 | 1
393 | 0 | 0 | 0.85733 | 0 | 0 | 1 | 0 | 0 | 1
394 | 0.10739 | 0 | 0.85733 | 0 | 0 | 1 | 0.10739 | 0 | 1
395 | 0.23824 | 0 | 0.85733 | 0 | 0 | 1 | 0.23824 | 0 | 1
396 | 0.28211 | 0 | 0.85733 | 0 | 0 | 1 | 0.28211 | 0 | 1
397 | 0.29786 | 0 | 0.85733 | 0 | 0 | 1 | 0.29786 | 0 | 1
398 | 0.28282 | 0 | 0.85733 | 0 | 0 | 1 | 0.28282 | 0 | 1
399 | 0.259 | 0 | 0.85733 | 0 | 0 | 1 | 0.259 | 0 | 1
400 | 0.15726 | 0 | 0.85733 | 0 | 0 | 1 | 0.15726 | 0 | 1
401 | 0.011217 | 0 | 0.85733 | 0 | 0 | 1 | 0.011217 | 0 | 1
402 | 0 | 0 | 0.85733 | 0 | 0 | 1 | 0 | 0 | 1
403 | 0 | 0 | 0.85733 | 0 | 0 | 1 | 0 | 0 | 1
404 | 0 | 0 | 0.85733 | 0 | 0 | 1 | 0 | 0 | 1
405 | 0 | 0 | 0.85733 | 0 | 0 | 1 | 0 | 0 | 1
406 | 0 | 0 | 0.85733 | 0 | 0 | 1 | 0 | 0 | 1
407 | 0 | 0 | 0.85733 | 0 | 0 | 1 | 0 | 0 | 1
408 | 0 | 0 | 0.85733 | 0 | 0 | 1 | 0 | 0 | 1
409 | 0 | 0 | 0.85733 | 0 | 0 | 1 | 0 | 0 | 1
410 | 0 | 0 | 0.85733 | 0 | 0 | 1 | 0 | 0 | 1
411 | 0 | 0 | 0.85733 | 0 | 0 | 1 | 0 | 0 | 1
412 | 0 | 0 | 0.85733 | 0 | 0 | 1 | 0 | 0 | 1
413 | 0 | 0 | 0.85733 | 0 | 0 | 1 | 0 | 0 | 1
414 | 0 | 0 | 0.85733 | 0 | 0 | 1 | 0 | 0 | 1
415 | 0 | 0 | 0.85733 | 0 | 0 | 1 | 0 | 0 | 1
416 | 0 | 0 | 0.85733 | 0 | 0 | 1 | 0 | 0 | 1
417 | 0 | 0 | 0.85733 | 0 | 0 | 1 | 0 | 0 | 1
418 | 0.1315 | 0 | 0.85733 | 0 | 0 | 1 | 0.1315 | 0 | 1
419 | 0.21494 | 0 | 0.85733 | 0 | 0 | 1 | 0.21494 | 0 | 1
420 | 0.22489 | 0 | 0.85733 | 0 | 0 | 1 | 0.22489 | 0 | 1
421 | 0.25148 | 0 | 0.85733 | 0 | 0 | 1 | 0.25148 | 0 | 1
422 | 0.23241 | 0 | 0.85733 | 0 | 0 | 1 | 0.23241 | 0 | 1
423 | 0.20344 | 0 | 0.85733 | 0 | 0 | 1 | 0.20344 | 0 | 1
424 | 0.14058 | 0 | 0.85733 | 0 | 0 | 1 | 0.14058 | 0 | 1
425 | 0.013209 | 0 | 0.85733 | 0 | 0 | 1 | 0.013209 | 0 | 1
426 | 0 | 0 | 0.85733 | 0 | 0 | 1 | 0 | 0 | 1
427 | 0 | 0 | 0.85733 | 0 | 0 | 1 | 0 | 0 | 1
428 | 0 | 0 | 0.85733 | 0 | 0 | 1 | 0 | 0 | 1
429 | 0 | 0 | 0.85733 | 0 | 0 | 1 | 0 | 0 | 1
430 | 0 | 0 | 0.85733 | 0 | 0 | 1 | 0 | 0 | 1
431 | 0 | 0 | 0.85733 | 0 | 0 | 1 | 0 | 0 | 1
432 | 0 | 0 | 0.85733 | 0 | 0 | 1 | 0 | 0 | 1
433 | 0 | 0 | 0.85733 | 0 | 0 | 1 | 0 | 0 | 1
434 | 0 | 0 | 0.85733 | 0 | 0 | 1 | 0 | 0 | 1
435 | 0 | 0 | 0.85733 | 0 | 0 | 1 | 0 | 0 | 1
436 | 0 | 0 | 0.85733 | 0 | 0 | 1 | 0 | 0 | 1
437 | 0 | 0 | 0.85733 | 0 | 0 | 1 | 0 | 0 | 1
438 | 0 | 0 | 0.85733 | 0 | 0 | 1 | 0 | 0 | 1
439 | 0 | 0 | 0.85733 | 0 | 0 | 1 | 0 | 0 | 1
440 | 0 | 0 | 0.85733 | 0 | 0 | 1 | 0 | 0 | 1
441 | 0 | 0 | 0.85733 | 0 | 0 | 1 | 0 | 0 | 1
442 | 0.095471 | 0 | 0.85733 | 0 | 0 | 1 | 0.095471 | 0 | 1
443 | 0.17526 | 0 | 0.85733 | 0 | 0 | 1 | 0.17526 | 0 | 1
444 | 0.19644 | 0 | 0.85733 | 0 | 0 | 1 | 0.19644 | 0 | 1
445 | 0.17847 | 0 | 0.85733 | 0 | 0 | 1 | 0.17847 | 0 | 1
446 | 0.13496 | 0 | 0.85733 | 0 | 0 | 1 | 0.13496 | 0 | 1
447 | 0.053963 | 0 | 0.85733 | 0 | 0 | 1 | 0.053963 | 0 | 1
448 | 0 | 0 | 0.85733 | 0 | 0 | 1 | 0 | 0 | 1
449 | 0 | 0 | 0.85733 | 0 | 0 | 1 | 0 | 0 | 1
450 | 0 | 0 | 0.85733 | 0 | 0 | 1 | 0 | 0 | 1
451 | 0 | 0 | 0.85733 | 0 | 0 | 1 | 0 | 0 | 1
452 | 0 | 0 | 0.85733 | 0 | 0 | 1 | 0 | 0 | 1
453 | 0 | 0 | 0.85733 | 0 | 0 | 1 | 0 | 0 | 1
454 | 0 | 0 | 0.85733 | 0 | 0 | 1 | 0 | 0 | 1
455 | 0 | 0 | 0.85733 | 0 | 0 | 1 | 0 | 0 | 1
456 | 0 | 0 | 0.85733 | 0 | 0 | 1 | 0 | 0 | 1
457 | 0 | 0 | 0.85733 | 0 | 0 | 1 | 0 | 0 | 1
458 | 0 | 0 | 0.85733 | 0 | 0 | 1 | 0 | 0 | 1
459 | 0 | 0 | 0.85733 | 0 | 0 | 1 | 0 | 0 | 1
460 | 0 | 0 | 0.85733 | 0 | 0 | 1 | 0 | 0 | 1
461 | 0 | 0 | 0.85733 | 0 | 0 | 1 | 0 | 0 | 1
462 | 0 | 0 | 0.85733 | 0 | 0 | 1 | 0 | 0 | 1
463 | 0 | 0 | 0.85733 | 0 | 0 | 1 | 0 | 0 | 1
464 | 0 | 0 | 0.85733 | 0 | 0 | 1 | 0 | 0 | 1
465 | 0 | 0 | 0.85733 | 0 | 0 | 1 | 0 | 0 | 1
466 | 0.063806 | 0 | 0.85733 | 0 | 0 | 1 | 0.063806 | 0 | 1
467 | 0.12452 | 0 | 0.85733 | 0 | 0 | 1 | 0.12452 | 0 | 1
468 | 0.15433 | 0 | 0.85733 | 0 | 0 | 1 | 0.15433 | 0 | 1
469 | 0.13373 | 0 | 0.85733 | 0 | 0 | 1 | 0.13373 | 0 | 1
470 | 0.083402 | 0 | 0.85733 | 0 | 0 | 1 | 0.083402 | 0 | 1
471 | 0.032305 | 0 | 0.85733 | 0 | 0 | 1 | 0.032305 | 0 | 1
472 | 0 | 0 | 0.85733 | 0 | 0 | 1 | 0 | 0 | 1
473 | 0 | 0 | 0.85733 | 0 | 0 | 1 | 0 | 0 | 1
474 | 0 | 0 | 0.85733 | 0 | 0 | 1 | 0 | 0 | 1
475 | 0 | 0 | 0.85733 | 0 | 0 | 1 | 0 | 0 | 1
476 | 0 | 0 | 0.85733 | 0 | 0 | 1 | 0 | 0 | 1
477 | 0 | 0 | 0.85733 | 0 | 0 | 1 | 0 | 0 | 1
478 | 0 | 0 | 0.85733 | 0 | 0 | 1 | 0 | 0 | 1
479 | 0 | 0 | 0.85733 | 0 | 0 | 1 | 0 | 0 | 1
480 | 0 | 0 | 0.85733 | 0 | 0 | 1 | 0 | 0 | 1
481 | 0 | 0 | 0.85733 | 0 | 0 | 1 | 0 | 0 | 1
482 | 0 | 0 | 0.85733 | 0 | 0 | 1 | 0 | 0 | 1
483 | 0 | 0 | 0.85733 | 0 | 0 | 1 | 0 | 0 | 1
484 | 0 | 0 | 0.85733 | 0 | 0 | 1 | 0 | 0 | 1
485 | 0 | 0 | 0.85733 | 0 | 0 | 1 | 0 | 0 | 1
486 | 0 | 0 | 0.85733 | 0 | 0 | 1 | 0 | 0 | 1
487 | 0 | 0 | 0.85733 | 0 | 0 | 1 | 0 | 0 | 1
488 | 0 | 0 | 0.85733 | 0 | 0 | 1 | 0 | 0 | 1
489 | 0 | 0 | 0.85733 | 0 | 0 | 1 | 0 | 0 | 1
490 | 0.044384 | 0 | 0.85733 | 0 | 0 | 1 | 0.044384 | 0 | 1
491 | 0.12147 | 0 | 0.85733 | 0 | 0 | 1 | 0.12147 | 0 | 1
492 | 0.17511 | 0 | 0.85733 | 0 | 0 | 1 | 0.17511 | 0 | 1
493 | 0.10569 | 0 | 0.85733 | 0 | 0 | 1 | 0.10569 | 0 | 1
494 | 0.035507 | 0 | 0.85733 | 0 | 0 | 1 | 0.035507 | 0 | 1
495 | 0 | 0 | 0.85733 | 0 | 0 | 1 | 0 | 0 | 1
496 | 0 | 0.0069206 | 0.85733 | 0 | 0 | 1 | 0 | 0.0069206 | 1
497 | 0 | 0.019866 | 0.85733 | 0 | 0 | 1 | 0 | 0.019866 | 1
498 | 0 | 0 | 0.85733 | 0 | 0 | 1 | 0 | 0 | 1
499 | 0 | 0 | 0.85733 | 0 | 0 | 1 | 0 | 0 | 1
500 | 0 | 0 | 0.85733 | 0 | 0 | 1 | 0 | 0 | 1
501 | 0 | 0.0044661 | 0.85733 | 0 | 0 | 1 | 0 | 0.0044661 | 1
502 | 0 | 0 | 0.85733 | 0 | 0 | 1 | 0 | 0 | 1
503 | 0 | 0 | 0.85733 | 0 | 0 | 1 | 0 | 0 | 1
504 | 0 | 0 | 0.85733 | 0 | 0 | 1 | 0 | 0 | 1
505 | 0 | 0 | 1 | 0 | 0 | 1 | 0 | 0 | 1
506 | 0 | 0 | 1 | 0 | 0 | 1 | 0 | 0 | 1
507 | 0 | 0 | 1 | 0 | 0 | 1 | 0 | 0 | 1
508 | 0 | 0 | 1 | 0 | 0 | 1 | 0 | 0 | 1
509 | 0 | 0 | 1 | 0 | 0 | 1 | 0 | 0 | 1
510 | 0 | 0 | 1 | 0 | 0 | 1 | 0 | 0 | 1
511 | 0 | 0 | 1 | 0 | 0 | 1 | 0 | 0 | 1
512 | 0 | 0 | 1 | 0 | 0 | 1 | 0 | 0 | 1
513 | 0 | 0 | 1 | 0 | 0 | 1 | 0 | 0 | 1
514 | 0.081661 | 0 | 1 | 0 | 0 | 1 | 0.081661 | 0 | 1
515 | 0.19029 | 0 | 1 | 0 | 0 | 1 | 0.19029 | 0 | 1
516 | 0.21211 | 0.025821 | 1 | 0 | 0 | 1 | 0.21211 | 0.025821 | 1
517 | 0.17249 | 0.034938 | 1 | 0 | 0 | 1 | 0.17249 | 0.034938 | 1
518 | 0.1255 | 0.032434 | 1 | 0 | 0 | 1 | 0.1255 | 0.032434 | 1
519 | 0.11476 | 0.027009 | 1 | 0 | 0 | 1 | 0.11476 | 0.027009 | 1
520 | 0.062004 | 0.031839 | 1 | 0 | 0 | 1 | 0.062004 | 0.031839 | 1
521 | 0 | 0.055309 | 1 | 0 | 0 | 1 | 0 | 0.055309 | 1
522 | 0 | 0.022323 | 1 | 0 | 0 | 1 | 0 | 0.022323 | 1
523 | 0 | 0.00027693 | 1 | 0 | 0 | 1 | 0 | 0.00027693 | 1
524 | 0 | 0.0073817 | 1 | 0 | 0 | 1 | 0 | 0.0073817 | 1
525 | 0 | 0 | 1 | 0 | 0 | 1 | 0 | 0 | 1
526 | 0 | 0 | 1 | 0 | 0 | 1 | 0 | 0 | 1
527 | 0 | 0 | 1 | 0 | 0 | 1 | 0 | 0 | 1
528 | 0 | 0 | 1 | 0 | 0 | 1 | 0 | 0 | 1
529 | 0 | 0 | 1 | 0 | 0 | 1 | 0 | 0 | 1
530 | 0 | 0 | 1 | 0 | 0 | 1 | 0 | 0 | 1
531 | 0 | 0 | 1 | 0 | 0 | 1 | 0 | 0 | 1
532 | 0 | 0 | 1 | 0 | 0 | 1 | 0 | 0 | 1
533 | 0 | 0 | 1 | 0 | 0 | 1 | 0 | 0 | 1
534 | 0 | 0 | 1 | 0 | 0 | 1 | 0 | 0 | 1
535 | 0 | 0 | 1 | 0 | 0 | 1 | 0 | 0 | 1
536 | 0 | 0 | 1 | 0 | 0 | 1 | 0 | 0 | 1
537 | 0 | 0 | 1 | 0 | 0 | 1 | 0 | 0 | 1
538 | 0.064634 | 0 | 1 | 0 | 0 | 1 | 0.064634 | 0 | 1
539 | 0.12742 | 0 | 1 | 0 | 0 | 1 | 0.12742 | 0 | 1
540 | 0.13846 | 0.015797 | 1 | 0 | 0 | 1 | 0.13846 | 0.015797 | 1
541 | 0.14007 | 0.032341 | 1 | 0 | 0 | 1 | 0.14007 | 0.032341 | 1
542 | 0.13587 | 0.0263 | 1 | 0 | 0 | 1 | 0.13587 | 0.0263 | 1
543 | 0.10755 | 0.029157 | 1 | 0 | 0 | 1 | 0.10755 | 0.029157 | 1
544 | 0.085207 | 0.016034 | 1 | 0 | 0 | 1 | 0.085207 | 0.016034 | 1
545 | 0 | 0.032836 | 1 | 0 | 0 | 1 | 0 | 0.032836 | 1
546 | 0 | 0.0046598 | 1 | 0 | 0 | 1 | 0 | 0.0046598 | 1
547 | 0 | 0.002287 | 1 | 0 | 0 | 1 | 0 | 0.002287 | 1
548 | 0 | 0.00763 | 1 | 0 | 0 | 1 | 0 | 0.00763 | 1
549 | 0 | 0 | 1 | 0 | 0 | 1 | 0 | 0 | 1
550 | 0 | 0 | 1 | 0 | 0 | 1 | 0 | 0 | 1
551 | 0 | 0 | 1 | 0 | 0 | 1 | 0 | 0 | 1
552 | 0 | 0 | 1 | 0 | 0 | 1 | 0 | 0 | 1
553 | 0 | 0 | 1 | 0 | 0 | 1 | 0 | 0 | 1
554 | 0 | 0 | 1 | 0 | 0 | 1 | 0 | 0 | 1
555 | 0 | 0 | 1 | 0 | 0 | 1 | 0 | 0 | 1
556 | 0 | 0 | 1 | 0 | 0 | 1 | 0 | 0 | 1
557 | 0 | 0 | 1 | 0 | 0 | 1 | 0 | 0 | 1
558 | 0 | 0 | 1 | 0 | 0 | 1 | 0 | 0 | 1
559 | 0 | 0 | 1 | 0 | 0 | 1 | 0 | 0 | 1
560 | 0 | 0 | 1 | 0 | 0 | 1 | 0 | 0 | 1
561 | 0 | 0 | 1 | 0 | 0 | 1 | 0 | 0 | 1
562 | 0.05915 | 0 | 1 | 0 | 0 | 1 | 0.05915 | 0 | 1
563 | 0.13684 | 0 | 1 | 0 | 0 | 1 | 0.13684 | 0 | 1
564 | 0.14326 | 0.0012029 | 1 | 0 | 0 | 1 | 0.14326 | 0.0012029 | 1
565 | 0.17073 | 0.012804 | 1 | 0 | 0 | 1 | 0.17073 | 0.012804 | 1
566 | 0.19847 | 0 | 1 | 0 | 0 | 1 | 0.19847 | 0 | 1
567 | 0.18154 | 0 | 1 | 0 | 0 | 1 | 0.18154 | 0 | 1
568 | 0.12704 | 0 | 1 | 0 | 0 | 1 | 0.12704 | 0 | 1
569 | 0.00048291 | 0 | 1 | 0 | 0 | 1 | 0.00048291 | 0 | 1
570 | 0 | 0 | 1 | 0 | 0 | 1 | 0 | 0 | 1
571 | 0 | 0 | 1 | 0 | 0 | 1 | 0 | 0 | 1
572 | 0 | 0 | 1 | 0 | 0 | 1 | 0 | 0 | 1
573 | 0 | 0 | 1 | 0 | 0 | 1 | 0 | 0 | 1
574 | 0 | 0 | 1 | 0 | 0 | 1 | 0 | 0 | 1
575 | 0 | 0 | 1 | 0 | 0 | 1 | 0 | 0 | 1
576 | 0 | 0 | 1 | 0 | 0 | 1 | 0 | 0 | 1
577 | 0 | 0 | 1 | 0 | 0 | 1 | 0 | 0 | 1
578 | 0 | 0 | 1 | 0 | 0 | 1 | 0 | 0 | 1
579 | 0 | 0 | 1 | 0 | 0 | 1 | 0 | 0 | 1
580 | 0 | 0 | 1 | 0 | 0 | 1 | 0 | 0 | 1
581 | 0 | 0 | 1 | 0 | 0 | 1 | 0 | 0 | 1
582 | 0 | 0 | 1 | 0 | 0 | 1 | 0 | 0 | 1
583 | 0 | 0 | 1 | 0 | 0 | 1 | 0 | 0 | 1
584 | 0 | 0 | 1 | 0 | 0 | 1 | 0 | 0 | 1
585 | 0 | 0 | 1 | 0 | 0 | 1 | 0 | 0 | 1
586 | 0.078446 | 0 | 1 | 0 | 0 | 1 | 0.078446 | 0 | 1
587 | 0.14087 | 0 | 1 | 0 | 0 | 1 | 0.14087 | 0 | 1
588 | 0.15788 | 0 | 1 | 0 | 0 | 1 | 0.15788 | 0 | 1
589 | 0.16804 | 0.0044192 | 1 | 0 | 0 | 1 | 0.16804 | 0.0044192 | 1
590 | 0.19876 | 0 | 1 | 0 | 0 | 1 | 0.19876 | 0 | 1
591 | 0.19043 | 0 | 1 | 0 | 0 | 1 | 0.19043 | 0 | 1
592 | 0.14375 | 0 | 1 | 0 | 0 | 1 | 0.14375 | 0 | 1
593 | 0 | 0 | 1 | 0 | 0 | 1 | 0 | 0 | 1
594 | 0 | 0 | 1 | 0 | 0 | 1 | 0 | 0 | 1
595 | 0 | 0 | 1 | 0 | 0 | 1 | 0 | 0 | 1
596 | 0 | 0 | 1 | 0 | 0 | 1 | 0 | 0 | 1
597 | 0 | 0 | 1 | 0 | 0 | 1 | 0 | 0 | 1
598 | 0 | 0 | 1 | 0 | 0 | 1 | 0 | 0 | 1
599 | 0 | 0 | 1 | 0 | 0 | 1 | 0 | 0 | 1
600 | 0 | 0 | 1 | 0 | 0 | 1 | 0 | 0 | 1
601 | 0 | 0 | 1 | 0 | 0 | 1 | 0 | 0 | 1
602 | 0 | 0 | 1 | 0 | 0 | 1 | 0 | 0 | 1
603 | 0 | 0 | 1 | 0 | 0 | 1 | 0 | 0 | 1
604 | 0 | 0 | 1 | 0 | 0 | 1 | 0 | 0 | 1
605 | 0 | 0 | 1 | 0 | 0 | 1 | 0 | 0 | 1
606 | 0 | 0 | 1 | 0 | 0 | 1 | 0 | 0 | 1
607 | 0 | 0 | 1 | 0 | 0 | 1 | 0 | 0 | 1
608 | 0 | 0 | 1 | 0 | 0 | 1 | 0 | 0 | 1
609 | 0.012196 | 0 | 1 | 0 | 0 | 1 | 0.012196 | 0 | 1
610 | 0.13788 | 0 | 1 | 0 | 0 | 1 | 0.13788 | 0 | 1
611 | 0.27884 | 0 | 1 | 0 | 0 | 1 | 0.27884 | 0 | 1
612 | 0.26607 | 0 | 1 | 0 | 0 | 1 | 0.26607 | 0 | 1
613 | 0.22299 | 0 | 1 | 0 | 0 | 1 | 0.22299 | 0 | 1
614 | 0.2113 | 0 | 1 | 0 | 0 | 1 | 0.2113 | 0 | 1
615 | 0.13887 | 0 | 1 | 0 | 0 | 1 | 0.13887 | 0 | 1
616 | 0.038572 | 0 | 1 | 0 | 0 | 1 | 0.038572 | 0 | 1
617 | 0 | 0 | 1 | 0 | 0 | 1 | 0 | 0 | 1
618 | 0 | 0 | 1 | 0 | 0 | 1 | 0 | 0 | 1
619 | 0 | 0 | 1 | 0 | 0 | 1 | 0 | 0 | 1
620 | 0 | 0 | 1 | 0 | 0 | 1 | 0 | 0 | 1
621 | 0 | 0 | 1 | 0 | 0 | 1 | 0 | 0 | 1
622 | 0 | 0 | 1 | 0 | 0 | 1 | 0 | 0 | 1
623 | 0 | 0 | 1 | 0 | 0 | 1 | 0 | 0 | 1
624 | 0 | 0 | 1 | 0 | 0 | 1 | 0 | 0 | 1
625 | 0 | 0 | 1 | 0 | 0 | 1 | 0 | 0 | 1
626 | 0 | 0 | 1 | 0 | 0 | 1 | 0 | 0 | 1
627 | 0 | 0 | 1 | 0 | 0 | 1 | 0 | 0 | 1
628 | 0 | 0 | 1 | 0 | 0 | 1 | 0 | 0 | 1
629 | 0 | 0 | 1 | 0 | 0 | 1 | 0 | 0 | 1
630 | 0 | 0 | 1 | 0 | 0 | 1 | 0 | 0 | 1
631 | 0 | 0 | 1 | 0 | 0 | 1 | 0 | 0 | 1
632 | 0 | 0 | 1 | 0 | 0 | 1 | 0 | 0 | 1
633 | 0.012141 | 0 | 1 | 0 | 0 | 1 | 0.012141 | 0 | 1
634 | 0.15 | 0 | 1 | 0 | 0 | 1 | 0.15 | 0 | 1
635 | 0.29229 | 0 | 1 | 0 | 0 | 1 | 0.29229 | 0 | 1
636 | 0.23295 | 0 | 1 | 0 | 0 | 1 | 0.23295 | 0 | 1
637 | 0.20487 | 0 | 1 | 0 | 0 | 1 | 0.20487 | 0 | 1
638 | 0.21353 | 0 | 1 | 0 | 0 | 1 | 0.21353 | 0 | 1
639 | 0.14058 | 0 | 1 | 0 | 0 | 1 | 0.14058 | 0 | 1
640 | 0.045723 | 0 | 1 | 0 | 0 | 1 | 0.045723 | 0 | 1
641 | 0 | 0 | 1 | 0 | 0 | 1 | 0 | 0 | 1
642 | 0 | 0 | 1 | 0 | 0 | 1 | 0 | 0 | 1
643 | 0 | 0 | 1 | 0 | 0 | 1 | 0 | 0 | 1
644 | 0 | 0 | 1 | 0 | 0 | 1 | 0 | 0 | 1
645 | 0 | 0 | 1 | 0 | 0 | 1 | 0 | 0 | 1
646 | 0 | 0 | 1 | 0 | 0 | 1 | 0 | 0 | 1
647 | 0 | 0 | 1 | 0 | 0 | 1 | 0 | 0 | 1
648 | 0 | 0 | 1 | 0 | 0 | 1 | 0 | 0 | 1
649 | 0 | 0 | 1 | 0 | 0 | 1 | 0 | 0 | 1
650 | 0 | 0 | 1 | 0 | 0 | 1 | 0 | 0 | 1
651 | 0 | 0 | 1 | 0 | 0 | 1 | 0 | 0 | 1
652 | 0 | 0 | 1 | 0 | 0 | 1 | 0 | 0 | 1
653 | 0 | 0 | 1 | 0 | 0 | 1 | 0 | 0 | 1
654 | 0 | 0 | 1 | 0 | 0 | 1 | 0 | 0 | 1
655 | 0 | 0 | 1 | 0 | 0 | 1 | 0 | 0 | 1
656 | 0 | 0 | 1 | 0 | 0 | 1 | 0 | 0 | 1
657 | 0.0017274 | 0 | 1 | 0 | 0 | 1 | 0.0017274 | 0 | 1
658 | 0.11223 | 0 | 1 | 0 | 0 | 1 | 0.11223 | 0 | 1
659 | 0.26411 | 0 | 1 | 0 | 0 | 1 | 0.26411 | 0 | 1
660 | 0.25948 | 0 | 1 | 0 | 0 | 1 | 0.25948 | 0 | 1
661 | 0.21068 | 0 | 1 | 0 | 0 | 1 | 0.21068 | 0 | 1
662 | 0.26143 | 0 | 1 | 0 | 0 | 1 | 0.26143 | 0 | 1
663 | 0.14688 | 0 | 1 | 0 | 0 | 1 | 0.14688 | 0 | 1
664 | 0.065661 | 0 | 1 | 0 | 0 | 1 | 0.065661 | 0 | 1
665 | 0 | 0 | 1 | 0 | 0 | 1 | 0 | 0 | 1
666 | 0 | 0 | 1 | 0 | 0 | 1 | 0 | 0 | 1
667 | 0 | 0 | 1 | 0 | 0 | 1 | 0 | 0 | 1
668 | 0 | 0 | 1 | 0 | 0 | 1 | 0 | 0 | 1
669 | 0 | 0 | 1 | 0 | 0 | 1 | 0 | 0 | 1
670 | 0 | 0 | 1 | 0 | 0 | 1 | 0 | 0 | 1
671 | 0 | 0 | 1 | 0 | 0 | 1 | 0 | 0 | 1
672 | 0 | 0 | 1 | 0 | 0 | 1 | 0 | 0 | 1
673 | 0 | 0 | 1 | 0 | 0 | 1 | 0 | 0 | 1
674 | 0 | 0 | 1 | 0 | 0 | 1 | 0 | 0 | 1
675 | 0 | 0 | 1 | 0 | 0 | 1 | 0 | 0 | 1
676 | 0 | 0 | 1 | 0 | 0 | 1 | 0 | 0 | 1
677 | 0 | 0 | 1 | 0 | 0 | 1 | 0 | 0 | 1
678 | 0 | 0 | 1 | 0 | 0 | 1 | 0 | 0 | 1
679 | 0 | 0 | 1 | 0 | 0 | 1 | 0 | 0 | 1
680 | 0 | 0 | 1 | 0 | 0 | 1 | 0 | 0 | 1
681 | 0 | 0 | 1 | 0 | 0 | 1 | 0 | 0 | 1
682 | 0.13221 | 0 | 1 | 0 | 0 | 1 | 0.13221 | 0 | 1
683 | 0.26528 | 0 | 1 | 0 | 0 | 1 | 0.26528 | 0 | 1
684 | 0.27604 | 0 | 1 | 0 | 0 | 1 | 0.27604 | 0 | 1
685 | 0.25366 | 0 | 1 | 0 | 0 | 1 | 0.25366 | 0 | 1
686 | 0.33727 | 0 | 1 | 0 | 0 | 1 | 0.33727 | 0 | 1
687 | 0.31186 | 0 | 1 | 0 | 0 | 1 | 0.31186 | 0 | 1
688 | 0.20493 | 0 | 1 | 0 | 0 | 1 | 0.20493 | 0 | 1
689 | 0.02576 | 0 | 1 | 0 | 0 | 1 | 0.02576 | 0 | 1
690 | 0 | 0 | 1 | 0 | 0 | 1 | 0 | 0 | 1
691 | 0 | 0 | 1 | 0 | 0 | 1 | 0 | 0 | 1
692 | 0 | 0 | 1 | 0 | 0 | 1 | 0 | 0 | 1
693 | 0 | 0 | 1 | 0 | 0 | 1 | 0 | 0 | 1
694 | 0 | 0 | 1 | 0 | 0 | 1 | 0 | 0 | 1
695 | 0 | 0 | 1 | 0 | 0 | 1 | 0 | 0 | 1
696 | 0 | 0 | 1 | 0 | 0 | 1 | 0 | 0 | 1
697 | 0 | 0 | 1 | 0 | 0 | 1 | 0 | 0 | 1
698 | 0 | 0 | 1 | 0 | 0 | 1 | 0 | 0 | 1
699 | 0 | 0 | 1 | 0 | 0 | 1 | 0 | 0 | 1
700 | 0 | 0 | 1 | 0 | 0 | 1 | 0 | 0 | 1
701 | 0 | 0 | 1 | 0 | 0 | 1 | 0 | 0 | 1
702 | 0 | 0 | 1 | 0 | 0 | 1 | 0 | 0 | 1
703 | 0 | 0 | 1 | 0 | 0 | 1 | 0 | 0 | 1
704 | 0 | 0 | 1 | 0 | 0 | 1 | 0 | 0 | 1
705 | 0 | 0 | 1 | 0 | 0 | 1 | 0 | 0 | 1
706 | 0.062412 | 0 | 1 | 0 | 0 | 1 | 0.062412 | 0 | 1
707 | 0.1558 | 0 | 1 | 0 | 0 | 1 | 0.1558 | 0 | 1
708 | 0.20828 | 0 | 1 | 0 | 0 | 1 | 0.20828 | 0 | 1
709 | 0.20617 | 0 | 1 | 0 | 0 | 1 | 0.20617 | 0 | 1
710 | 0.26604 | 0 | 1 | 0 | 0 | 1 | 0.26604 | 0 | 1
711 | 0.21365 | 0 | 1 | 0 | 0 | 1 | 0.21365 | 0 | 1
712 | 0.13442 | 0 | 1 | 0 | 0 | 1 | 0.13442 | 0 | 1
713 | 0 | 0 | 1 | 0 | 0 | 1 | 0 | 0 | 1
714 | 0 | 0 | 1 | 0 | 0 | 1 | 0 | 0 | 1
715 | 0 | 0 | 1 | 0 | 0 | 1 | 0 | 0 | 1
716 | 0 | 0 | 1 | 0 | 0 | 1 | 0 | 0 | 1
717 | 0 | 0 | 1 | 0 | 0 | 1 | 0 | 0 | 1
718 | 0 | 0 | 1 | 0 | 0 | 1 | 0 | 0 | 1
719 | 0 | 0 | 1 | 0 | 0 | 1 | 0 | 0 | 1
720 | 0 | 0 | 1 | 0 | 0 | 1 | 0 | 0 | 1
721 | 0 | 0 | 1 | 0 | 0 | 1 | 0 | 0 | 1
722 | 0 | 0 | 1 | 0 | 0 | 1 | 0 | 0 | 1
723 | 0 | 0 | 1 | 0 | 0 | 1 | 0 | 0 | 1
724 | 0 | 0 | 1 | 0 | 0 | 1 | 0 | 0 | 1
725 | 0 | 0 | 1 | 0 | 0 | 1 | 0 | 0 | 1
726 | 0 | 0 | 1 | 0 | 0 | 1 | 0 | 0 | 1
727 | 0 | 0 | 1 | 0 | 0 | 1 | 0 | 0 | 1
728 | 0 | 0 | 1 | 0 | 0 | 1 | 0 | 0 | 1
729 | 0 | 0 | 1 | 0 | 0 | 1 | 0 | 0 | 1
730 | 0.017501 | 0 | 1 | 0 | 0 | 1 | 0.017501 | 0 | 1
731 | 0.074813 | 0 | 1 | 0 | 0 | 1 | 0.074813 | 0 | 1
732 | 0.085193 | 0 | 1 | 0 | 0 | 1 | 0.085193 | 0 | 1
733 | 0.14537 | 0 | 1 | 0 | 0 | 1 | 0.14537 | 0 | 1
734 | 0.15489 | 0 | 1 | 0 | 0 | 1 | 0.15489 | 0 | 1
735 | 0.17068 | 0 | 1 | 0 | 0 | 1 | 0.17068 | 0 | 1
736 | 0.091608 | 0 | 1 | 0 | 0 | 1 | 0.091608 | 0 | 1
737 | 0 | 0 | 1 | 0 | 0 | 1 | 0 | 0 | 1
738 | 0 | 0 | 1 | 0 | 0 | 1 | 0 | 0 | 1
739 | 0 | 0 | 1 | 0 | 0 | 1 | 0 | 0 | 1
740 | 0 | 0 | 1 | 0 | 0 | 1 | 0 | 0 | 1
741 | 0 | 0 | 1 | 0 | 0 | 1 | 0 | 0 | 1
742 | 0 | 0 | 1 | 0 | 0 | 1 | 0 | 0 | 1
743 | 0 | 0 | 1 | 0 | 0 | 1 | 0 | 0 | 1
744 | 0 | 0 | 1 | 0 | 0 | 1 | 0 | 0 | 1
745 | 0 | 0 | 1 | 0 | 0 | 1 | 0 | 0 | 1
746 | 0 | 0 | 1 | 0 | 0 | 1 | 0 | 0 | 1
747 | 0 | 0 | 1 | 0 | 0 | 1 | 0 | 0 | 1
748 | 0 | 0 | 1 | 0 | 0 | 1 | 0 | 0 | 1
749 | 0 | 0 | 1 | 0 | 0 | 1 | 0 | 0 | 1
750 | 0 | 0 | 1 | 0 | 0 | 1 | 0 | 0 | 1
751 | 0 | 0 | 1 | 0 | 0 | 1 | 0 | 0 | 1
752 | 0 | 0 | 1 | 0 | 0 | 1 | 0 | 0 | 1
753 | 0 | 0 | 1 | 0 | 0 | 1 | 0 | 0 | 1
754 | 0 | 0 | 1 | 0 | 0 | 1 | 0 | 0 | 1
755 | 0 | 0 | 1 | 0 | 0 | 1 | 0 | 0 | 1
756 | 0.078589 | 0 | 1 | 0 | 0 | 1 | 0.078589 | 0 | 1
757 | 0.14917 | 0.0016221 | 1 | 0 | 0 | 1 | 0.14917 | 0.0016221 | 1
758 | 0.14283 | 0 | 1 | 0 | 0 | 1 | 0.14283 | 0 | 1
759 | 0.11356 | 0.0052107 | 1 | 0 | 0 | 1 | 0.11356 | 0.0052107 | 1
760 | 0.044074 | 0 | 1 | 0 | 0 | 1 | 0.044074 | 0 | 1
761 | 0 | 0.0063261 | 1 | 0 | 0 | 1 | 0 | 0.0063261 | 1
762 | 0 | 0 | 1 | 0 | 0 | 1 | 0 | 0 | 1
763 | 0 | 0 | 1 | 0 | 0 | 1 | 0 | 0 | 1
764 | 0 | 0 | 1 | 0 | 0 | 1 | 0 | 0 | 1
765 | 0 | 0 | 1 | 0 | 0 | 1 | 0 | 0 | 1
766 | 0 | 0 | 1 | 0 | 0 | 1 | 0 | 0 | 1
767 | 0 | 0 | 1 | 0 | 0 | 1 | 0 | 0 | 1
768 | 0 | 0 | 1 | 0 | 0 | 1 | 0 | 0 | 1
769 | 0 | 0 | 1 | 0 | 0 | 1 | 0 | 0 | 1
770 | 0 | 0 | 1 | 0 | 0 | 1 | 0 | 0 | 1
771 | 0 | 0 | 1 | 0 | 0 | 1 | 0 | 0 | 1
772 | 0 | 0 | 1 | 0 | 0 | 1 | 0 | 0 | 1
773 | 0 | 0 | 1 | 0 | 0 | 1 | 0 | 0 | 1
774 | 0 | 0 | 1 | 0 | 0 | 1 | 0 | 0 | 1
775 | 0 | 0 | 1 | 0 | 0 | 1 | 0 | 0 | 1
776 | 0 | 0 | 1 | 0 | 0 | 1 | 0 | 0 | 1
777 | 0 | 0 | 1 | 0 | 0 | 1 | 0 | 0 | 1
778 | 0 | 0 | 1 | 0 | 0 | 1 | 0 | 0 | 1
779 | 0 | 0 | 1 | 0 | 0 | 1 | 0 | 0 | 1
780 | 0.056387 | 0 | 1 | 0 | 0 | 1 | 0.056387 | 0 | 1
781 | 0.144 | 0 | 1 | 0 | 0 | 1 | 0.144 | 0 | 1
782 | 0.11043 | 0 | 1 | 0 | 0 | 1 | 0.11043 | 0 | 1
783 | 0.035619 | 0 | 1 | 0 | 0 | 1 | 0.035619 | 0 | 1
784 | 0 | 0 | 1 | 0 | 0 | 1 | 0 | 0 | 1
785 | 0 | 0 | 1 | 0 | 0 | 1 | 0 | 0 | 1
786 | 0 | 0 | 1 | 0 | 0 | 1 | 0 | 0 | 1
787 | 0 | 0 | 1 | 0 | 0 | 1 | 0 | 0 | 1
788 | 0 | 0 | 1 | 0 | 0 | 1 | 0 | 0 | 1
789 | 0 | 0 | 1 | 0 | 0 | 1 | 0 | 0 | 1
790 | 0 | 0 | 1 | 0 | 0 | 1 | 0 | 0 | 1
791 | 0 | 0 | 1 | 0 | 0 | 1 | 0 | 0 | 1
792 | 0 | 0 | 1 | 0 | 0 | 1 | 0 | 0 | 1
793 | 0 | 0 | 1 | 0 | 0 | 1 | 0 | 0 | 1
794 | 0 | 0 | 1 | 0 | 0 | 1 | 0 | 0 | 1
795 | 0 | 0 | 1 | 0 | 0 | 1 | 0 | 0 | 1
796 | 0 | 0 | 1 | 0 | 0 | 1 | 0 | 0 | 1
797 | 0 | 0 | 1 | 0 | 0 | 1 | 0 | 0 | 1
798 | 0 | 0 | 1 | 0 | 0 | 1 | 0 | 0 | 1
799 | 0 | 0 | 1 | 0 | 0 | 1 | 0 | 0 | 1
800 | 0 | 0 | 1 | 0 | 0 | 1 | 0 | 0 | 1
801 | 0 | 0 | 1 | 0 | 0 | 1 | 0 | 0 | 1
802 | 0 | 0 | 1 | 0 | 0 | 1 | 0 | 0 | 1
803 | 0 | 0 | 1 | 0 | 0 | 1 | 0 | 0 | 1
804 | 0.0051918 | 0 | 1 | 0 | 0 | 1 | 0.0051918 | 0 | 1
805 | 0.071815 | 0 | 1 | 0 | 0 | 1 | 0.071815 | 0 | 1
806 | 0.079504 | 0 | 1 | 0 | 0 | 1 | 0.079504 | 0 | 1
807 | 0.034577 | 0 | 1 | 0 | 0 | 1 | 0.034577 | 0 | 1
808 | 0 | 0 | 1 | 0 | 0 | 1 | 0 | 0 | 1
809 | 0 | 0 | 1 | 0 | 0 | 1 | 0 | 0 | 1
810 | 0 | 0 | 1 | 0 | 0 | 1 | 0 | 0 | 1
811 | 0 | 0 | 1 | 0 | 0 | 1 | 0 | 0 | 1
812 | 0 | 0 | 1 | 0 | 0 | 1 | 0 | 0 | 1
813 | 0 | 0 | 1 | 0 | 0 | 1 | 0 | 0 | 1
814 | 0 | 0 | 1 | 0 | 0 | 1 | 0 | 0 | 1
815 | 0 | 0 | 1 | 0 | 0 | 1 | 0 | 0 | 1
816 | 0 | 0 | 1 | 0 | 0 | 1 | 0 | 0 | 1
817 | 0 | 0 | 1 | 0 | 0 | 1 | 0 | 0 | 1
818 | 0 | 0 | 1 | 0 | 0 | 1 | 0 | 0 | 1
819 | 0 | 0 | 1 | 0 | 0 | 1 | 0 | 0 | 1
820 | 0 | 0 | 1 | 0 | 0 | 1 | 0 | 0 | 1
821 | 0 | 0 | 1 | 0 | 0 | 1 | 0 | 0 | 1
822 | 0 | 0 | 1 | 0 | 0 | 1 | 0 | 0 | 1
823 | 0 | 0 | 1 | 0 | 0 | 1 | 0 | 0 | 1
824 | 0 | 0 | 1 | 0 | 0 | 1 | 0 | 0 | 1
825 | 0 | 0 | 1 | 0 | 0 | 1 | 0 | 0 | 1
826 | 0 | 0 | 1 | 0 | 0 | 1 | 0 | 0 | 1
827 | 0 | 0 | 1 | 0 | 0 | 1 | 0 | 0 | 1
828 | 0.036932 | 0 | 1 | 0 | 0 | 1 | 0.036932 | 0 | 1
829 | 0.071033 | 0 | 1 | 0 | 0 | 1 | 0.071033 | 0 | 1
830 | 0.081531 | 0 | 1 | 0 | 0 | 1 | 0.081531 | 0 | 1
831 | 0.06601 | 0 | 1 | 0 | 0 | 1 | 0.06601 | 0 | 1
832 | 0.0099219 | 0 | 1 | 0 | 0 | 1 | 0.0099219 | 0 | 1
833 | 0 | 0 | 1 | 0 | 0 | 1 | 0 | 0 | 1
834 | 0 | 0 | 1 | 0 | 0 | 1 | 0 | 0 | 1
835 | 0 | 0 | 1 | 0 | 0 | 1 | 0 | 0 | 1
836 | 0 | 0 | 1 | 0 | 0 | 1 | 0 | 0 | 1
837 | 0 | 0 | 1 | 0 | 0 | 1 | 0 | 0 | 1
838 | 0 | 0 | 1 | 0 | 0 | 1 | 0 | 0 | 1
839 | 0 | 0 | 1 | 0 | 0 | 1 | 0 | 0 | 1
840 | 0 | 0 | 1 | 0 | 0 | 1 | 0 | 0 | 1
841 | 0 | 0 | 1 | 0 | 0 | 1 | 0 | 0 | 1
842 | 0 | 0 | 1 | 0 | 0 | 1 | 0 | 0 | 1
843 | 0 | 0 | 1 | 0 | 0 | 1 | 0 | 0 | 1
844 | 0 | 0 | 1 | 0 | 0 | 1 | 0 | 0 | 1
845 | 0 | 0 | 1 | 0 | 0 | 1 | 0 | 0 | 1
846 | 0 | 0 | 1 | 0 | 0 | 1 | 0 | 0 | 1
847 | 0 | 0.0016674 | 1 | 0 | 0 | 1 | 0 | 0.0016674 | 1
848 | 0 | 0 | 1 | 0 | 0 | 1 | 0 | 0 | 1
849 | 0 | 0 | 1 | 0 | 0 | 1 | 0 | 0 | 1
850 | 0 | 0 | 1 | 0 | 0 | 1 | 0 | 0 | 1
851 | 0 | 0 | 1 | 0 | 0 | 1 | 0 | 0 | 1
852 | 0.0077774 | 0 | 1 | 0 | 0 | 1 | 0.0077774 | 0 | 1
853 | 0.062741 | 0 | 1 | 0 | 0 | 1 | 0.062741 | 0 | 1
854 | 0.10194 | 0 | 1 | 0 | 0 | 1 | 0.10194 | 0 | 1
855 | 0.17939 | 0 | 1 | 0 | 0 | 1 | 0.17939 | 0 | 1
856 | 0.09374 | 0 | 1 | 0 | 0 | 1 | 0.09374 | 0 | 1
857 | 0 | 0 | 1 | 0 | 0 | 1 | 0 | 0 | 1
858 | 0 | 0 | 1 | 0 | 0 | 1 | 0 | 0 | 1
859 | 0 | 0 | 1 | 0 | 0 | 1 | 0 | 0 | 1
860 | 0 | 0 | 1 | 0 | 0 | 1 | 0 | 0 | 1
861 | 0 | 0 | 1 | 0 | 0 | 1 | 0 | 0 | 1
862 | 0 | 0 | 1 | 0 | 0 | 1 | 0 | 0 | 1
863 | 0 | 0 | 1 | 0 | 0 | 1 | 0 | 0 | 1
864 | 0 | 0 | 1 | 0 | 0 | 1 | 0 | 0 | 1
865 | 0 | 0 | 1 | 0 | 0 | 1 | 0 | 0 | 1
866 | 0 | 0 | 1 | 0 | 0 | 1 | 0 | 0 | 1
867 | 0 | 0.0047903 | 1 | 0 | 0 | 1 | 0 | 0.0047903 | 1
868 | 0 | 0.026509 | 1 | 0 | 0 | 1 | 0 | 0.026509 | 1
869 | 0 | 0.021554 | 1 | 0 | 0 | 1 | 0 | 0.021554 | 1
870 | 0 | 0 | 1 | 0 | 0 | 1 | 0 | 0 | 1
871 | 0 | 0 | 1 | 0 | 0 | 1 | 0 | 0 | 1
872 | 0 | 0 | 1 | 0 | 0 | 1 | 0 | 0 | 1
873 | 0 | 0 | 1 | 0 | 0 | 1 | 0 | 0 | 1
874 | 0.044235 | 0 | 1 | 0 | 0 | 1 | 0.044235 | 0 | 1
875 | 0.072055 | 0 | 1 | 0 | 0 | 1 | 0.072055 | 0 | 1
876 | 0.12645 | 0 | 1 | 0 | 0 | 1 | 0.12645 | 0 | 1
877 | 0.13948 | 0 | 1 | 0 | 0 | 1 | 0.13948 | 0 | 1
878 | 0.18814 | 0.0097006 | 1 | 0 | 0 | 1 | 0.18814 | 0.0097006 | 1
879 | 0.20254 | 0 | 1 | 0 | 0 | 1 | 0.20254 | 0 | 1
880 | 0.11479 | 0 | 1 | 0 | 0 | 1 | 0.11479 | 0 | 1
881 | 0.0068435 | 0 | 1 | 0 | 0 | 1 | 0.0068435 | 0 | 1
882 | 0 | 0 | 1 | 0 | 0 | 1 | 0 | 0 | 1
883 | 0 | 0 | 1 | 0 | 0 | 1 | 0 | 0 | 1
884 | 0 | 0 | 1 | 0 | 0 | 1 | 0 | 0 | 1
885 | 0 | 0 | 1 | 0 | 0 | 1 | 0 | 0 | 1
886 | 0 | 0 | 1 | 0 | 0 | 1 | 0 | 0 | 1
887 | 0 | 0 | 1 | 0 | 0 | 1 | 0 | 0 | 1
888 | 0 | 0 | 1 | 0 | 0 | 1 | 0 | 0 | 1
889 | 0 | 0.008741 | 1 | 0 | 0 | 1 | 0 | 0.008741 | 1
890 | 0 | 0 | 1 | 0 | 0 | 1 | 0 | 0 | 1
891 | 0 | 0 | 1 | 0 | 0 | 1 | 0 | 0 | 1
892 | 0 | 0 | 1 | 0 | 0 | 1 | 0 | 0 | 1
893 | 0 | 0 | 1 | 0 | 0 | 1 | 0 | 0 | 1
894 | 0 | 0 | 1 | 0 | 0 | 1 | 0 | 0 | 1
895 | 0 | 0 | 1 | 0 | 0 | 1 | 0 | 0 | 1
896 | 0 | 0 | 1 | 0 | 0 | 1 | 0 | 0 | 1
897 | 0 | 0 | 1 | 0 | 0 | 1 | 0 | 0 | 1
898 | 0.060966 | 0 | 1 | 0 | 0 | 1 | 0.060966 | 0 | 1
899 | 0.055517 | 0 | 1 | 0 | 0 | 1 | 0.055517 | 0 | 1
900 | 0.08151 | 0 | 1 | 0 | 0 | 1 | 0.08151 | 0 | 1
901 | 0.13808 | 0 | 1 | 0 | 0 | 1 | 0.13808 | 0 | 1
902 | 0.20264 | 0 | 1 | 0 | 0 | 1 | 0.20264 | 0 | 1
903 | 0.23045 | 0.0033461 | 1 | 0 | 0 | 1 | 0.23045 | 0.0033461 | 1
904 | 0.079495 | 0 | 1 | 0 | 0 | 1 | 0.079495 | 0 | 1
905 | 0 | 0 | 1 | 0 | 0 | 1 | 0 | 0 | 1
906 | 0 | 0 | 1 | 0 | 0 | 1 | 0 | 0 | 1
907 | 0 | 0 | 1 | 0 | 0 | 1 | 0 | 0 | 1
908 | 0 | 0 | 1 | 0 | 0 | 1 | 0 | 0 | 1
909 | 0 | 0 | 1 | 0 | 0 | 1 | 0 | 0 | 1
910 | 0 | 0 | 1 | 0 | 0 | 1 | 0 | 0 | 1
911 | 0 | 0 | 1 | 0 | 0 | 1 | 0 | 0 | 1
912 | 0 | 0 | 1 | 0 | 0 | 1 | 0 | 0 | 1
913 | 0 | 0 | 1 | 0 | 0 | 1 | 0 | 0 | 1
914 | 0 | 0 | 1 | 0 | 0 | 1 | 0 | 0 | 1
915 | 0 | 0 | 1 | 0 | 0 | 1 | 0 | 0 | 1
916 | 0 | 0 | 1 | 0 | 0 | 1 | 0 | 0 | 1
917 | 0 | 0 | 1 | 0 | 0 | 1 | 0 | 0 | 1
918 | 0 | 0 | 1 | 0 | 0 | 1 | 0 | 0 | 1
919 | 0 | 0 | 1 | 0 | 0 | 1 | 0 | 0 | 1
920 | 0 | 0 | 1 | 0 | 0 | 1 | 0 | 0 | 1
921 | 0.053378 | 0 | 1 | 0 | 0 | 1 | 0.053378 | 0 | 1
922 | 0.25094 | 0 | 1 | 0 | 0 | 1 | 0.25094 | 0 | 1
923 | 0.27171 | 0 | 1 | 0 | 0 | 1 | 0.27171 | 0 | 1
924 | 0.32235 | 0 | 1 | 0 | 0 | 1 | 0.32235 | 0 | 1
925 | 0.32141 | 0 | 1 | 0 | 0 | 1 | 0.32141 | 0 | 1
926 | 0.39278 | 0 | 1 | 0 | 0 | 1 | 0.39278 | 0 | 1
927 | 0.32495 | 0 | 1 | 0 | 0 | 1 | 0.32495 | 0 | 1
928 | 0.14381 | 0 | 1 | 0 | 0 | 1 | 0.14381 | 0 | 1
929 | 0.027046 | 0 | 1 | 0 | 0 | 1 | 0.027046 | 0 | 1
930 | 0 | 0 | 1 | 0 | 0 | 1 | 0 | 0 | 1
931 | 0 | 0 | 1 | 0 | 0 | 1 | 0 | 0 | 1
932 | 0 | 0 | 1 | 0 | 0 | 1 | 0 | 0 | 1
933 | 0 | 0 | 1 | 0 | 0 | 1 | 0 | 0 | 1
934 | 0 | 0 | 1 | 0 | 0 | 1 | 0 | 0 | 1
935 | 0 | 0 | 1 | 0 | 0 | 1 | 0 | 0 | 1
936 | 0 | 0 | 1 | 0 | 0 | 1 | 0 | 0 | 1
937 | 0 | 0.00011989 | 1 | 0 | 0 | 1 | 0 | 0.00011989 | 1
938 | 0 | 0 | 1 | 0 | 0 | 1 | 0 | 0 | 1
939 | 0 | 0 | 1 | 0 | 0 | 1 | 0 | 0 | 1
940 | 0 | 0 | 1 | 0 | 0 | 1 | 0 | 0 | 1
941 | 0 | 0 | 1 | 0 | 0 | 1 | 0 | 0 | 1
942 | 0 | 0 | 1 | 0 | 0 | 1 | 0 | 0 | 1
943 | 0 | 0 | 1 | 0 | 0 | 1 | 0 | 0 | 1
944 | 0 | 0 | 1 | 0 | 0 | 1 | 0 | 0 | 1
945 | 0.025504 | 0 | 1 | 0 | 0 | 1 | 0.025504 | 0 | 1
946 | 0.21815 | 0 | 1 | 0 | 0 | 1 | 0.21815 | 0 | 1
947 | 0.33324 | 0 | 1 | 0 | 0 | 1 | 0.33324 | 0 | 1
948 | 0.41714 | 0 | 1 | 0 | 0 | 1 | 0.41714 | 0 | 1
949 | 0.38884 | 0 | 1 | 0 | 0 | 1 | 0.38884 | 0 | 1
950 | 0.442 | 0 | 1 | 0 | 0 | 1 | 0.442 | 0 | 1
951 | 0.36286 | 0 | 1 | 0 | 0 | 1 | 0.36286 | 0 | 1
952 | 0.14824 | 0 | 1 | 0 | 0 | 1 | 0.14824 | 0 | 1
953 | 0 | 0 | 1 | 0 | 0 | 1 | 0 | 0 | 1
954 | 0 | 0 | 1 | 0 | 0 | 1 | 0 | 0 | 1
955 | 0 | 0 | 1 | 0 | 0 | 1 | 0 | 0 | 1
956 | 0 | 0 | 1 | 0 | 0 | 1 | 0 | 0 | 1
957 | 0 | 0 | 1 | 0 | 0 | 1 | 0 | 0 | 1
958 | 0 | 0 | 1 | 0 | 0 | 1 | 0 | 0 | 1
959 | 0 | 0 | 1 | 0 | 0 | 1 | 0 | 0 | 1
960 | 0 | 0 | 1 | 0 | 0 | 1 | 0 | 0 | 1
961 | 0 | 0 | 1 | 0 | 0 | 1 | 0 | 0 | 1
962 | 0 | 0 | 1 | 0 | 0 | 1 | 0 | 0 | 1
963 | 0 | 0 | 1 | 0 | 0 | 1 | 0 | 0 | 1
964 | 0 | 0 | 1 | 0 | 0 | 1 | 0 | 0 | 1
965 | 0 | 0 | 1 | 0 | 0 | 1 | 0 | 0 | 1
966 | 0 | 0 | 1 | 0 | 0 | 1 | 0 | 0 | 1
967 | 0 | 0 | 1 | 0 | 0 | 1 | 0 | 0 | 1
968 | 0 | 0 | 1 | 0 | 0 | 1 | 0 | 0 | 1
969 | 0 | 0 | 1 | 0 | 0 | 1 | 0 | 0 | 1
970 | 0.086615 | 0 | 1 | 0 | 0 | 1 | 0.086615 | 0 | 1
971 | 0.1683 | 0 | 1 | 0 | 0 | 1 | 0.1683 | 0 | 1
972 | 0.25642 | 0 | 1 | 0 | 0 | 1 | 0.25642 | 0 | 1
973 | 0.20168 | 0 | 1 | 0 | 0 | 1 | 0.20168 | 0 | 1
974 | 0.24899 | 0 | 1 | 0 | 0 | 1 | 0.24899 | 0 | 1
975 | 0.24694 | 0 | 1 | 0 | 0 | 1 | 0.24694 | 0 | 1
976 | 0.12258 | 0 | 1 | 0 | 0 | 1 | 0.12258 | 0 | 1
977 | 0 | 0 | 1 | 0 | 0 | 1 | 0 | 0 | 1
978 | 0 | 0 | 1 | 0 | 0 | 1 | 0 | 0 | 1
979 | 0 | 0 | 1 | 0 | 0 | 1 | 0 | 0 | 1
980 | 0 | 0 | 1 | 0 | 0 | 1 | 0 | 0 | 1
981 | 0 | 0 | 1 | 0 | 0 | 1 | 0 | 0 | 1
982 | 0 | 0 | 1 | 0 | 0 | 1 | 0 | 0 | 1
983 | 0 | 0 | 1 | 0 | 0 | 1 | 0 | 0 | 1
984 | 0 | 0 | 1 | 0 | 0 | 1 | 0 | 0 | 1
985 | 0 | 0 | 1 | 0 | 0 | 1 | 0 | 0 | 1
986 | 0 | 0 | 1 | 0 | 0 | 1 | 0 | 0 | 1
987 | 0 | 0 | 1 | 0 | 0 | 1 | 0 | 0 | 1
988 | 0 | 0 | 1 | 0 | 0 | 1 | 0 | 0 | 1
989 | 0 | 0 | 1 | 0 | 0 | 1 | 0 | 0 | 1
990 | 0 | 0 | 1 | 0 | 0 | 1 | 0 | 0 | 1
991 | 0 | 0 | 1 | 0 | 0 | 1 | 0 | 0 | 1
992 | 0 | 0 | 1 | 0 | 0 | 1 | 0 | 0 | 1
993 | 0 | 0 | 1 | 0 | 0 | 1 | 0 | 0 | 1
994 | 0.054948 | 0 | 1 | 0 | 0 | 1 | 0.054948 | 0 | 1
995 | 0.14654 | 0 | 1 | 0 | 0 | 1 | 0.14654 | 0 | 1
996 | 0.23439 | 0 | 1 | 0 | 0 | 1 | 0.23439 | 0 | 1
997 | 0.17365 | 0 | 1 | 0 | 0 | 1 | 0.17365 | 0 | 1
998 | 0.25802 | 0 | 1 | 0 | 0 | 1 | 0.25802 | 0 | 1
999 | 0.23629 | 0 | 1 | 0 | 0 | 1 | 0.23629 | 0 | 1
1000 | 0.13794 | 0 | 1 | 0 | 0 | 1 | 0.13794 | 0 | 1
1001 | 0 | 0 | 1 | 0 | 0 | 1 | 0 | 0 | 1
1002 | 0 | 0 | 1 | 0 | 0 | 1 | 0 | 0 | 1
1003 | 0 | 0 | 1 | 0 | 0 | 1 | 0 | 0 | 1
1004 | 0 | 0 | 1 | 0 | 0 | 1 | 0 | 0 | 1
1005 | 0 | 0 | 1 | 0 | 0 | 1 | 0 | 0 | 1
1006 | 0 | 0 | 1 | 0 | 0 | 1 | 0 | 0 | 1
1007 | 0 | 0 | 1 | 0 | 0 | 1 | 0 | 0 | 1
1008 | 0 | 0 | 1 | 0 | 0 | 1 | 0 | 0 | 1
1009 | 0 | 0 | 1 | 0 | 0 | 1 | 0 | 0 | 1
1010 | 0 | 0 | 1 | 0 | 0 | 1 | 0 | 0 | 1
1011 | 0 | 0 | 1 | 0 | 0 | 1 | 0 | 0 | 1
1012 | 0 | 0 | 1 | 0 | 0 | 1 | 0 | 0 | 1
1013 | 0 | 0 | 1 | 0 | 0 | 1 | 0 | 0 | 1
1014 | 0 | 0 | 1 | 0 | 0 | 1 | 0 | 0 | 1
1015 | 0 | 0 | 1 | 0 | 0 | 1 | 0 | 0 | 1
1016 | 0 | 0 | 1 | 0 | 0 | 1 | 0 | 0 | 1
1017 | 0 | 0 | 1 | 0 | 0 | 1 | 0 | 0 | 1
1018 | 0 | 0 | 1 | 0 | 0 | 1 | 0 | 0 | 1
1019 | 0.054924 | 0 | 1 | 0 | 0 | 1 | 0.054924 | 0 | 1
1020 | 0.13307 | 0 | 1 | 0 | 0 | 1 | 0.13307 | 0 | 1
1021 | 0.13922 | 0 | 1 | 0 | 0 | 1 | 0.13922 | 0 | 1
1022 | 0.19411 | 0 | 1 | 0 | 0 | 1 | 0.19411 | 0 | 1
1023 | 0.16829 | 0 | 1 | 0 | 0 | 1 | 0.16829 | 0 | 1
1024 | 0.11506 | 0 | 1 | 0 | 0 | 1 | 0.11506 | 0 | 1
1025 | 0.014925 | 0 | 1 | 0 | 0 | 1 | 0.014925 | 0 | 1
1026 | 0 | 0 | 1 | 0 | 0 | 1 | 0 | 0 | 1
1027 | 0 | 0 | 1 | 0 | 0 | 1 | 0 | 0 | 1
1028 | 0 | 0 | 1 | 0 | 0 | 1 | 0 | 0 | 1
1029 | 0 | 0 | 1 | 0 | 0 | 1 | 0 | 0 | 1
1030 | 0 | 0 | 1 | 0 | 0 | 1 | 0 | 0 | 1
1031 | 0 | 0 | 1 | 0 | 0 | 1 | 0 | 0 | 1
1032 | 0 | 0 | 1 | 0 | 0 | 1 | 0 | 0 | 1
1033 | 0 | 0 | 1 | 0 | 0 | 1 | 0 | 0 | 1
1034 | 0 | 0 | 1 | 0 | 0 | 1 | 0 | 0 | 1
1035 | 0 | 0 | 1 | 0 | 0 | 1 | 0 | 0 | 1
1036 | 0 | 0 | 1 | 0 | 0 | 1 | 0 | 0 | 1
1037 | 0 | 0 | 1 | 0 | 0 | 1 | 0 | 0 | 1
1038 | 0 | 0 | 1 | 0 | 0 | 1 | 0 | 0 | 1
1039 | 0 | 0 | 1 | 0 | 0 | 1 | 0 | 0 | 1
1040 | 0 | 0 | 1 | 0 | 0 | 1 | 0 | 0 | 1
1041 | 0 | 0 | 1 | 0 | 0 | 1 | 0 | 0 | 1
1042 | 0 | 0 | 1 | 0 | 0 | 1 | 0 | 0 | 1
1043 | 0 | 0 | 1 | 0 | 0 | 1 | 0 | 0 | 1
1044 | 0.058781 | 0 | 1 | 0 | 0 | 1 | 0.058781 | 0 | 1
1045 | 0.11934 | 0 | 1 | 0 | 0 | 1 | 0.11934 | 0 | 1
1046 | 0.17221 | 0 | 1 | 0 | 0 | 1 | 0.17221 | 0 | 1
1047 | 0.11605 | 0 | 1 | 0 | 0 | 1 | 0.11605 | 0 | 1
1048 | 0.029838 | 0 | 1 | 0 | 0 | 1 | 0.029838 | 0 | 1
1049 | 0 | 0 | 1 | 0 | 0 | 1 | 0 | 0 | 1
1050 | 0 | 0 | 1 | 0 | 0 | 1 | 0 | 0 | 1
1051 | 0 | 0 | 1 | 0 | 0 | 1 | 0 | 0 | 1
1052 | 0 | 0 | 1 | 0 | 0 | 1 | 0 | 0 | 1
1053 | 0 | 0 | 1 | 0 | 0 | 1 | 0 | 0 | 1
1054 | 0 | 0 | 1 | 0 | 0 | 1 | 0 | 0 | 1
1055 | 0 | 0 | 1 | 0 | 0 | 1 | 0 | 0 | 1
1056 | 0 | 0 | 1 | 0 | 0 | 1 | 0 | 0 | 1
1057 | 0 | 0 | 1 | 0 | 0 | 1 | 0 | 0 | 1
1058 | 0 | 0 | 1 | 0 | 0 | 1 | 0 | 0 | 1
1059 | 0 | 0 | 1 | 0 | 0 | 1 | 0 | 0 | 1
1060 | 0 | 0 | 1 | 0 | 0 | 1 | 0 | 0 | 1
1061 | 0 | 0 | 1 | 0 | 0 | 1 | 0 | 0 | 1
1062 | 0 | 0 | 1 | 0 | 0 | 1 | 0 | 0 | 1
1063 | 0 | 0 | 1 | 0 | 0 | 1 | 0 | 0 | 1
1064 | 0 | 0 | 1 | 0 | 0 | 1 | 0 | 0 | 1
1065 | 0 | 0 | 1 | 0 | 0 | 1 | 0 | 0 | 1
1066 | 0 | 0 | 1 | 0 | 0 | 1 | 0 | 0 | 1
1067 | 0 | 0 | 1 | 0 | 0 | 1 | 0 | 0 | 1
1068 | 0.044884 | 0 | 1 | 0 | 0 | 1 | 0.044884 | 0 | 1
1069 | 0.1203 | 0.0082177 | 1 | 0 | 0 | 1 | 0.1203 | 0.0082177 | 1
1070 | 0.1646 | 0.022904 | 1 | 0 | 0 | 1 | 0.1646 | 0.022904 | 1
1071 | 0.13464 | 0.016335 | 1 | 0 | 0 | 1 | 0.13464 | 0.016335 | 1
1072 | 0.021029 | 0.03067 | 1 | 0 | 0 | 1 | 0.021029 | 0.03067 | 1
1073 | 0 | 0.028722 | 1 | 0 | 0 | 1 | 0 | 0.028722 | 1
1074 | 0 | 0 | 1 | 0 | 0 | 1 | 0 | 0 | 1
1075 | 0 | 0 | 1 | 0 | 0 | 1 | 0 | 0 | 1
1076 | 0 | 0 | 1 | 0 | 0 | 1 | 0 | 0 | 1
1077 | 0 | 0 | 1 | 0 | 0 | 1 | 0 | 0 | 1
1078 | 0 | 0 | 1 | 0 | 0 | 1 | 0 | 0 | 1
1079 | 0 | 0 | 1 | 0 | 0 | 1 | 0 | 0 | 1
1080 | 0 | 0 | 1 | 0 | 0 | 1 | 0 | 0 | 1
1081 | 0 | 0 | 1 | 0 | 0 | 1 | 0 | 0 | 1
1082 | 0 | 0 | 1 | 0 | 0 | 1 | 0 | 0 | 1
1083 | 0 | 0 | 1 | 0 | 0 | 1 | 0 | 0 | 1
1084 | 0 | 0 | 1 | 0 | 0 | 1 | 0 | 0 | 1
1085 | 0 | 0 | 1 | 0 | 0 | 1 | 0 | 0 | 1
1086 | 0 | 0 | 1 | 0 | 0 | 1 | 0 | 0 | 1
1087 | 0 | 0 | 1 | 0 | 0 | 1 | 0 | 0 | 1
1088 | 0 | 0 | 1 | 0 | 0 | 1 | 0 | 0 | 1
1089 | 0 | 0 | 1 | 0 | 0 | 1 | 0 | 0 | 1
1090 | 0 | 0 | 1 | 0 | 0 | 1 | 0 | 0 | 1
1091 | 0 | 0 | 1 | 0 | 0 | 1 | 0 | 0 | 1
1092 | 0.031021 | 0 | 1 | 0 | 0 | 1 | 0.031021 | 0 | 1
1093 | 0.065681 | 0 | 1 | 0 | 0 | 1 | 0.065681 | 0 | 1
1094 | 0.098594 | 0.0063768 | 1 | 0 | 0 | 1 | 0.098594 | 0.0063768 | 1
1095 | 0.10962 | 0.0016874 | 1 | 0 | 0 | 1 | 0.10962 | 0.0016874 | 1
1096 | 0 | 0.014161 | 1 | 0 | 0 | 1 | 0 | 0.014161 | 1
1097 | 0 | 0 | 1 | 0 | 0 | 1 | 0 | 0 | 1
1098 | 0 | 0 | 1 | 0 | 0 | 1 | 0 | 0 | 1
1099 | 0 | 0 | 1 | 0 | 0 | 1 | 0 | 0 | 1
1100 | 0 | 0 | 1 | 0 | 0 | 1 | 0 | 0 | 1
1101 | 0 | 0 | 1 | 0 | 0 | 1 | 0 | 0 | 1
1102 | 0 | 0 | 1 | 0 | 0 | 1 | 0 | 0 | 1
1103 | 0 | 0 | 1 | 0 | 0 | 1 | 0 | 0 | 1
1104 | 0 | 0 | 1 | 0 | 0 | 1 | 0 | 0 | 1
1105 | 0 | 0 | 1 | 0 | 0 | 1 | 0 | 0 | 1
1106 | 0 | 0 | 1 | 0 | 0 | 1 | 0 | 0 | 1
1107 | 0 | 0 | 1 | 0 | 0 | 1 | 0 | 0 | 1
1108 | 0 | 0 | 1 | 0 | 0 | 1 | 0 | 0 | 1
1109 | 0 | 0 | 1 | 0 | 0 | 1 | 0 | 0 | 1
1110 | 0 | 0 | 1 | 0 | 0 | 1 | 0 | 0 | 1
1111 | 0 | 0 | 1 | 0 | 0 | 1 | 0 | 0 | 1
1112 | 0 | 0 | 1 | 0 | 0 | 1 | 0 | 0 | 1
1113 | 0 | 0 | 1 | 0 | 0 | 1 | 0 | 0 | 1
1114 | 0.035427 | 0 | 1 | 0 | 0 | 1 | 0.035427 | 0 | 1
1115 | 0.17128 | 0 | 1 | 0 | 0 | 1 | 0.17128 | 0 | 1
1116 | 0.24291 | 0 | 1 | 0 | 0 | 1 | 0.24291 | 0 | 1
1117 | 0.21977 | 0 | 1 | 0 | 0 | 1 | 0.21977 | 0 | 1
1118 | 0.17628 | 0 | 1 | 0 | 0 | 1 | 0.17628 | 0 | 1
1119 | 0.20353 | 0 | 1 | 0 | 0 | 1 | 0.20353 | 0 | 1
1120 | 0.042525 | 0 | 1 | 0 | 0 | 1 | 0.042525 | 0 | 1
1121 | 0 | 0 | 1 | 0 | 0 | 1 | 0 | 0 | 1
1122 | 0 | 0 | 1 | 0 | 0 | 1 | 0 | 0 | 1
1123 | 0 | 0 | 1 | 0 | 0 | 1 | 0 | 0 | 1
1124 | 0 | 0 | 1 | 0 | 0 | 1 | 0 | 0 | 1
1125 | 0 | 0 | 1 | 0 | 0 | 1 | 0 | 0 | 1
1126 | 0 | 0 | 1 | 0 | 0 | 1 | 0 | 0 | 1
1127 | 0 | 0 | 1 | 0 | 0 | 1 | 0 | 0 | 1
1128 | 0 | 0 | 1 | 0 | 0 | 1 | 0 | 0 | 1
1129 | 0 | 0 | 1 | 0 | 0 | 1 | 0 | 0 | 1
1130 | 0 | 0 | 1 | 0 | 0 | 1 | 0 | 0 | 1
1131 | 0 | 0 | 1 | 0 | 0 | 1 | 0 | 0 | 1
1132 | 0 | 0 | 1 | 0 | 0 | 1 | 0 | 0 | 1
1133 | 0 | 0 | 1 | 0 | 0 | 1 | 0 | 0 | 1
1134 | 0 | 0 | 1 | 0 | 0 | 1 | 0 | 0 | 1
1135 | 0 | 0 | 1 | 0 | 0 | 1 | 0 | 0 | 1
1136 | 0 | 0 | 1 | 0 | 0 | 1 | 0 | 0 | 1
1137 | 0 | 0 | 1 | 0 | 0 | 1 | 0 | 0 | 1
1138 | 0.049035 | 0 | 1 | 0 | 0 | 1 | 0.049035 | 0 | 1
1139 | 0.14496 | 0 | 1 | 0 | 0 | 1 | 0.14496 | 0 | 1
1140 | 0.14198 | 0 | 1 | 0 | 0 | 1 | 0.14198 | 0 | 1
1141 | 0.071101 | 0 | 1 | 0 | 0 | 1 | 0.071101 | 0 | 1
1142 | 0.046179 | 0 | 1 | 0 | 0 | 1 | 0.046179 | 0 | 1
1143 | 0.026473 | 0 | 1 | 0 | 0 | 1 | 0.026473 | 0 | 1
1144 | 0 | 0 | 1 | 0 | 0 | 1 | 0 | 0 | 1
1145 | 0 | 0 | 1 | 0 | 0 | 1 | 0 | 0 | 1
1146 | 0 | 0 | 1 | 0 | 0 | 1 | 0 | 0 | 1
1147 | 0 | 0 | 1 | 0 | 0 | 1 | 0 | 0 | 1
1148 | 0 | 0 | 1 | 0 | 0 | 1 | 0 | 0 | 1
1149 | 0 | 0 | 1 | 0 | 0 | 1 | 0 | 0 | 1
1150 | 0 | 0 | 1 | 0 | 0 | 1 | 0 | 0 | 1
1151 | 0 | 0 | 1 | 0 | 0 | 1 | 0 | 0 | 1
1152 | 0 | 0 | 1 | 0 | 0 | 1 | 0 | 0 | 1
1153 | 0 | 0 | 1 | 0 | 0 | 1 | 0 | 0 | 1
1154 | 0 | 0 | 1 | 0 | 0 | 1 | 0 | 0 | 1
1155 | 0 | 0 | 1 | 0 | 0 | 1 | 0 | 0 | 1
1156 | 0 | 0 | 1 | 0 | 0 | 1 | 0 | 0 | 1
1157 | 0 | 0 | 1 | 0 | 0 | 1 | 0 | 0 | 1
1158 | 0 | 0 | 1 | 0 | 0 | 1 | 0 | 0 | 1
1159 | 0 | 0 | 1 | 0 | 0 | 1 | 0 | 0 | 1
1160 | 0 | 0 | 1 | 0 | 0 | 1 | 0 | 0 | 1
1161 | 0.00054113 | 0 | 1 | 0 | 0 | 1 | 0.00054113 | 0 | 1
1162 | 0.10264 | 0 | 1 | 0 | 0 | 1 | 0.10264 | 0 | 1
1163 | 0.22482 | 0 | 1 | 0 | 0 | 1 | 0.22482 | 0 | 1
1164 | 0.21035 | 0 | 1 | 0 | 0 | 1 | 0.21035 | 0 | 1
1165 | 0.16177 | 0 | 1 | 0 | 0 | 1 | 0.16177 | 0 | 1
1166 | 0.12734 | 0 | 1 | 0 | 0 | 1 | 0.12734 | 0 | 1
1167 | 0.070825 | 0 | 1 | 0 | 0 | 1 | 0.070825 | 0 | 1
1168 | 0 | 0 | 1 | 0 | 0 | 1 | 0 | 0 | 1
1169 | 0 | 0 | 1 | 0 | 0 | 1 | 0 | 0 | 1
1170 | 0 | 0 | 1 | 0 | 0 | 1 | 0 | 0 | 1
1171 | 0 | 0 | 1 | 0 | 0 | 1 | 0 | 0 | 1
1172 | 0 | 0 | 1 | 0 | 0 | 1 | 0 | 0 | 1
1173 | 0 | 0 | 1 | 0 | 0 | 1 | 0 | 0 | 1
1174 | 0 | 0 | 1 | 0 | 0 | 1 | 0 | 0 | 1
1175 | 0 | 0 | 1 | 0 | 0 | 1 | 0 | 0 | 1
1176 | 0 | 0 | 1 | 0 | 0 | 1 | 0 | 0 | 1
1177 | 0 | 0 | 1 | 0 | 0 | 1 | 0 | 0 | 1
1178 | 0 | 0 | 1 | 0 | 0 | 1 | 0 | 0 | 1
1179 | 0 | 0 | 1 | 0 | 0 | 1 | 0 | 0 | 1
1180 | 0 | 0 | 1 | 0 | 0 | 1 | 0 | 0 | 1
1181 | 0 | 0 | 1 | 0 | 0 | 1 | 0 | 0 | 1
1182 | 0 | 0 | 1 | 0 | 0 | 1 | 0 | 0 | 1
1183 | 0 | 0 | 1 | 0 | 0 | 1 | 0 | 0 | 1
1184 | 0 | 0 | 1 | 0 | 0 | 1 | 0 | 0 | 1
1185 | 0 | 0 | 1 | 0 | 0 | 1 | 0 | 0 | 1
1186 | 0.076425 | 0 | 1 | 0 | 0 | 1 | 0.076425 | 0 | 1
1187 | 0.19847 | 0 | 1 | 0 | 0 | 1 | 0.19847 | 0 | 1
1188 | 0.12398 | 0 | 1 | 0 | 0 | 1 | 0.12398 | 0 | 1
1189 | 0.10929 | 0 | 1 | 0 | 0 | 1 | 0.10929 | 0 | 1
1190 | 0.13041 | 0 | 1 | 0 | 0 | 1 | 0.13041 | 0 | 1
1191 | 0.038264 | 0 | 1 | 0 | 0 | 1 | 0.038264 | 0 | 1
1192 | 0 | 0 | 1 | 0 | 0 | 1 | 0 | 0 | 1
1193 | 0 | 0 | 1 | 0 | 0 | 1 | 0 | 0 | 1
1194 | 0 | 0 | 1 | 0 | 0 | 1 | 0 | 0 | 1
1195 | 0 | 0 | 1 | 0 | 0 | 1 | 0 | 0 | 1
1196 | 0 | 0 | 1 | 0 | 0 | 1 | 0 | 0 | 1
1197 | 0 | 0 | 1 | 0 | 0 | 1 | 0 | 0 | 1
1198 | 0 | 0 | 1 | 0 | 0 | 1 | 0 | 0 | 1
1199 | 0 | 0 | 1 | 0 | 0 | 1 | 0 | 0 | 1
1200 | 0 | 0 | 1 | 0 | 0 | 1 | 0 | 0 | 1
1201 | 0 | 0 | 1 | 0 | 0 | 1 | 0 | 0 | 1
1202 | 0 | 0 | 1 | 0 | 0 | 1 | 0 | 0 | 1
1203 | 0 | 0 | 1 | 0 | 0 | 1 | 0 | 0 | 1
1204 | 0 | 0 | 1 | 0 | 0 | 1 | 0 | 0 | 1
1205 | 0 | 0 | 1 | 0 | 0 | 1 | 0 | 0 | 1
1206 | 0 | 0 | 1 | 0 | 0 | 1 | 0 | 0 | 1
1207 | 0 | 0 | 1 | 0 | 0 | 1 | 0 | 0 | 1
1208 | 0 | 0 | 1 | 0 | 0 | 1 | 0 | 0 | 1
1209 | 0 | 0 | 1 | 0 | 0 | 1 | 0 | 0 | 1
1210 | 0.04395 | 0 | 1 | 0 | 0 | 1 | 0.04395 | 0 | 1
1211 | 0.19887 | 0 | 1 | 0 | 0 | 1 | 0.19887 | 0 | 1
1212 | 0.21247 | 0 | 1 | 0 | 0 | 1 | 0.21247 | 0 | 1
1213 | 0.30889 | 0 | 1 | 0 | 0 | 1 | 0.30889 | 0 | 1
1214 | 0.27977 | 0 | 1 | 0 | 0 | 1 | 0.27977 | 0 | 1
1215 | 0.18736 | 0 | 1 | 0 | 0 | 1 | 0.18736 | 0 | 1
1216 | 0.11993 | 0 | 1 | 0 | 0 | 1 | 0.11993 | 0 | 1
1217 | 0.036787 | 0 | 1 | 0 | 0 | 1 | 0.036787 | 0 | 1
1218 | 0 | 0 | 1 | 0 | 0 | 1 | 0 | 0 | 1
1219 | 0 | 0 | 1 | 0 | 0 | 1 | 0 | 0 | 1
1220 | 0 | 0 | 1 | 0 | 0 | 1 | 0 | 0 | 1
1221 | 0 | 0 | 1 | 0 | 0 | 1 | 0 | 0 | 1
1222 | 0 | 0 | 1 | 0 | 0 | 1 | 0 | 0 | 1
1223 | 0 | 0 | 1 | 0 | 0 | 1 | 0 | 0 | 1
1224 | 0 | 0 | 1 | 0 | 0 | 1 | 0 | 0 | 1
1225 | 0 | 0 | 1 | 0 | 0 | 1 | 0 | 0 | 1
1226 | 0 | 0 | 1 | 0 | 0 | 1 | 0 | 0 | 1
1227 | 0 | 0 | 1 | 0 | 0 | 1 | 0 | 0 | 1
1228 | 0 | 0 | 1 | 0 | 0 | 1 | 0 | 0 | 1
1229 | 0 | 0 | 1 | 0 | 0 | 1 | 0 | 0 | 1
1230 | 0 | 0 | 1 | 0 | 0 | 1 | 0 | 0 | 1
1231 | 0 | 0 | 1 | 0 | 0 | 1 | 0 | 0 | 1
1232 | 0 | 0 | 1 | 0 | 0 | 1 | 0 | 0 | 1
1233 | 0 | 0 | 1 | 0 | 0 | 1 | 0 | 0 | 1
1234 | 0 | 0 | 1 | 0 | 0 | 1 | 0 | 0 | 1
1235 | 0.047487 | 0 | 1 | 0 | 0 | 1 | 0.047487 | 0 | 1
1236 | 0.083841 | 0 | 1 | 0 | 0 | 1 | 0.083841 | 0 | 1
1237 | 0.14691 | 0 | 1 | 0 | 0 | 1 | 0.14691 | 0 | 1
1238 | 0.14389 | 0 | 1 | 0 | 0 | 1 | 0.14389 | 0 | 1
1239 | 0.097803 | 0 | 1 | 0 | 0 | 1 | 0.097803 | 0 | 1
1240 | 0.024688 | 0 | 1 | 0 | 0 | 1 | 0.024688 | 0 | 1
1241 | 0 | 0 | 1 | 0 | 0 | 1 | 0 | 0 | 1
1242 | 0 | 0 | 1 | 0 | 0 | 1 | 0 | 0 | 1
1243 | 0 | 0 | 1 | 0 | 0 | 1 | 0 | 0 | 1
1244 | 0 | 0 | 1 | 0 | 0 | 1 | 0 | 0 | 1
1245 | 0 | 0 | 1 | 0 | 0 | 1 | 0 | 0 | 1
1246 | 0 | 0 | 1 | 0 | 0 | 1 | 0 | 0 | 1
1247 | 0 | 0 | 1 | 0 | 0 | 1 | 0 | 0 | 1
1248 | 0 | 0 | 1 | 0 | 0 | 1 | 0 | 0 | 1
1249 | 0 | 0 | 1 | 0 | 0 | 1 | 0 | 0 | 1
1250 | 0 | 0 | 1 | 0 | 0 | 1 | 0 | 0 | 1
1251 | 0 | 0 | 1 | 0 | 0 | 1 | 0 | 0 | 1
1252 | 0 | 0 | 1 | 0 | 0 | 1 | 0 | 0 | 1
1253 | 0 | 0 | 1 | 0 | 0 | 1 | 0 | 0 | 1
1254 | 0 | 0 | 1 | 0 | 0 | 1 | 0 | 0 | 1
1255 | 0 | 0 | 1 | 0 | 0 | 1 | 0 | 0 | 1
1256 | 0 | 0 | 1 | 0 | 0 | 1 | 0 | 0 | 1
1257 | 0 | 0 | 1 | 0 | 0 | 1 | 0 | 0 | 1
1258 | 0.012557 | 0 | 1 | 0 | 0 | 1 | 0.012557 | 0 | 1
1259 | 0.14024 | 0 | 1 | 0 | 0 | 1 | 0.14024 | 0 | 1
1260 | 0.21039 | 0 | 1 | 0 | 0 | 1 | 0.21039 | 0 | 1
1261 | 0.25761 | 0 | 1 | 0 | 0 | 1 | 0.25761 | 0 | 1
1262 | 0.21706 | 0 | 1 | 0 | 0 | 1 | 0.21706 | 0 | 1
1263 | 0.18915 | 0 | 1 | 0 | 0 | 1 | 0.18915 | 0 | 1
1264 | 0.073131 | 0 | 1 | 0 | 0 | 1 | 0.073131 | 0 | 1
1265 | 0.028112 | 0 | 1 | 0 | 0 | 1 | 0.028112 | 0 | 1
1266 | 0 | 0 | 1 | 0 | 0 | 1 | 0 | 0 | 1
1267 | 0 | 0 | 1 | 0 | 0 | 1 | 0 | 0 | 1
1268 | 0 | 0 | 1 | 0 | 0 | 1 | 0 | 0 | 1
1269 | 0 | 0 | 1 | 0 | 0 | 1 | 0 | 0 | 1
1270 | 0 | 0 | 1 | 0 | 0 | 1 | 0 | 0 | 1
1271 | 0 | 0 | 1 | 0 | 0 | 1 | 0 | 0 | 1
1272 | 0 | 0 | 1 | 0 | 0 | 1 | 0 | 0 | 1
1273 | 0 | 0 | 1 | 0 | 0 | 1 | 0 | 0 | 1
1274 | 0 | 0 | 1 | 0 | 0 | 1 | 0 | 0 | 1
1275 | 0 | 0 | 1 | 0 | 0 | 1 | 0 | 0 | 1
1276 | 0 | 0 | 1 | 0 | 0 | 1 | 0 | 0 | 1
1277 | 0 | 0 | 1 | 0 | 0 | 1 | 0 | 0 | 1
1278 | 0 | 0 | 1 | 0 | 0 | 1 | 0 | 0 | 1
1279 | 0 | 0 | 1 | 0 | 0 | 1 | 0 | 0 | 1
1280 | 0 | 0 | 1 | 0 | 0 | 1 | 0 | 0 | 1
1281 | 0 | 0 | 1 | 0 | 0 | 1 | 0 | 0 | 1
1282 | 0 | 0 | 1 | 0 | 0 | 1 | 0 | 0 | 1
1283 | 0 | 0 | 1 | 0 | 0 | 1 | 0 | 0 | 1
1284 | 0.088283 | 0 | 1 | 0 | 0 | 1 | 0.088283 | 0 | 1
1285 | 0.14221 | 0 | 1 | 0 | 0 | 1 | 0.14221 | 0 | 1
1286 | 0.14492 | 0 | 1 | 0 | 0 | 1 | 0.14492 | 0 | 1
1287 | 0.14513 | 0 | 1 | 0 | 0 | 1 | 0.14513 | 0 | 1
1288 | 0.054468 | 0 | 1 | 0 | 0 | 1 | 0.054468 | 0 | 1
1289 | 0.017555 | 0 | 1 | 0 | 0 | 1 | 0.017555 | 0 | 1
1290 | 0 | 0 | 1 | 0 | 0 | 1 | 0 | 0 | 1
1291 | 0 | 0 | 1 | 0 | 0 | 1 | 0 | 0 | 1
1292 | 0 | 0 | 1 | 0 | 0 | 1 | 0 | 0 | 1
1293 | 0 | 0 | 1 | 0 | 0 | 1 | 0 | 0 | 1
1294 | 0 | 0 | 1 | 0 | 0 | 1 | 0 | 0 | 1
1295 | 0 | 0 | 1 | 0 | 0 | 1 | 0 | 0 | 1
1296 | 0 | 0 | 1 | 0 | 0 | 1 | 0 | 0 | 1
1297 | 0 | 0 | 1 | 0 | 0 | 1 | 0 | 0 | 1
1298 | 0 | 0 | 1 | 0 | 0 | 1 | 0 | 0 | 1
1299 | 0 | 0 | 1 | 0 | 0 | 1 | 0 | 0 | 1
1300 | 0 | 0 | 1 | 0 | 0 | 1 | 0 | 0 | 1
1301 | 0 | 0 | 1 | 0 | 0 | 1 | 0 | 0 | 1
1302 | 0 | 0 | 1 | 0 | 0 | 1 | 0 | 0 | 1
1303 | 0 | 0.0097667 | 1 | 0 | 0 | 1 | 0 | 0.0097667 | 1
1304 | 0 | 0.006488 | 1 | 0 | 0 | 1 | 0 | 0.006488 | 1
1305 | 0 | 0 | 1 | 0 | 0 | 1 | 0 | 0 | 1
1306 | 0 | 0 | 1 | 0 | 0 | 1 | 0 | 0 | 1
1307 | 0.037396 | 0 | 1 | 0 | 0 | 1 | 0.037396 | 0 | 1
1308 | 0.19908 | 0 | 1 | 0 | 0 | 1 | 0.19908 | 0 | 1
1309 | 0.2439 | 0.0011222 | 1 | 0 | 0 | 1 | 0.2439 | 0.0011222 | 1
1310 | 0.22452 | 0.015044 | 1 | 0 | 0 | 1 | 0.22452 | 0.015044 | 1
1311 | 0.13575 | 0.022729 | 1 | 0 | 0 | 1 | 0.13575 | 0.022729 | 1
1312 | 0.078984 | 0.01138 | 1 | 0 | 0 | 1 | 0.078984 | 0.01138 | 1
1313 | 0.0063416 | 0.0050802 | 1 | 0 | 0 | 1 | 0.0063416 | 0.0050802 | 1
1314 | 0 | 0.0030974 | 1 | 0 | 0 | 1 | 0 | 0.0030974 | 1
1315 | 0 | 0 | 1 | 0 | 0 | 1 | 0 | 0 | 1
1316 | 0 | 0 | 1 | 0 | 0 | 1 | 0 | 0 | 1
1317 | 0 | 0 | 1 | 0 | 0 | 1 | 0 | 0 | 1
1318 | 0 | 0 | 1 | 0 | 0 | 1 | 0 | 0 | 1
1319 | 0 | 0 | 1 | 0 | 0 | 1 | 0 | 0 | 1
1320 | 0 | 0 | 1 | 0 | 0 | 1 | 0 | 0 | 1
1321 | 0 | 0 | 1 | 0 | 0 | 1 | 0 | 0 | 1
1322 | 0 | 0 | 1 | 0 | 0 | 1 | 0 | 0 | 1
1323 | 0 | 0 | 1 | 0 | 0 | 1 | 0 | 0 | 1
1324 | 0 | 0 | 1 | 0 | 0 | 1 | 0 | 0 | 1
1325 | 0 | 0 | 1 | 0 | 0 | 1 | 0 | 0 | 1
1326 | 0 | 0 | 1 | 0 | 0 | 1 | 0 | 0 | 1
1327 | 0 | 0 | 1 | 0 | 0 | 1 | 0 | 0 | 1
1328 | 0 | 0 | 1 | 0 | 0 | 1 | 0 | 0 | 1
1329 | 0 | 0 | 1 | 0 | 0 | 1 | 0 | 0 | 1
1330 | 0 | 0 | 1 | 0 | 0 | 1 | 0 | 0 | 1
1331 | 0 | 0 | 1 | 0 | 0 | 1 | 0 | 0 | 1
1332 | 0.17347 | 0 | 1 | 0 | 0 | 1 | 0.17347 | 0 | 1
1333 | 0.22466 | 0.0005531 | 1 | 0 | 0 | 1 | 0.22466 | 0.0005531 | 1
1334 | 0.17955 | 0.012776 | 1 | 0 | 0 | 1 | 0.17955 | 0.012776 | 1
1335 | 0.079429 | 0.027194 | 1 | 0 | 0 | 1 | 0.079429 | 0.027194 | 1
1336 | 0.0090796 | 0.0075713 | 1 | 0 | 0 | 1 | 0.0090796 | 0.0075713 | 1
1337 | 0 | 0.00094724 | 1 | 0 | 0 | 1 | 0 | 0.00094724 | 1
1338 | 0 | 0 | 1 | 0 | 0 | 1 | 0 | 0 | 1
1339 | 0 | 0 | 1 | 0 | 0 | 1 | 0 | 0 | 1
1340 | 0 | 0 | 1 | 0 | 0 | 1 | 0 | 0 | 1
1341 | 0 | 0 | 1 | 0 | 0 | 1 | 0 | 0 | 1
1342 | 0 | 0 | 1 | 0 | 0 | 1 | 0 | 0 | 1
1343 | 0 | 0 | 1 | 0 | 0 | 1 | 0 | 0 | 1
1344 | 0 | 0 | 1 | 0 | 0 | 1 | 0 | 0 | 1
1345 | 0 | 0 | 1 | 0 | 0 | 1 | 0 | 0 | 1
1346 | 0 | 0 | 1 | 0 | 0 | 1 | 0 | 0 | 1
1347 | 0 | 0 | 1 | 0 | 0 | 1 | 0 | 0 | 1
1348 | 0 | 0 | 1 | 0 | 0 | 1 | 0 | 0 | 1
1349 | 0 | 0 | 1 | 0 | 0 | 1 | 0 | 0 | 1
1350 | 0 | 0 | 1 | 0 | 0 | 1 | 0 | 0 | 1
1351 | 0 | 0 | 1 | 0 | 0 | 1 | 0 | 0 | 1
1352 | 0 | 0 | 1 | 0 | 0 | 1 | 0 | 0 | 1
1353 | 0 | 0 | 1 | 0 | 0 | 1 | 0 | 0 | 1
1354 | 0.013776 | 0 | 1 | 0 | 0 | 1 | 0.013776 | 0 | 1
1355 | 0.1129 | 0 | 1 | 0 | 0 | 1 | 0.1129 | 0 | 1
1356 | 0.27021 | 0.0013039 | 1 | 0 | 0 | 1 | 0.27021 | 0.0013039 | 1
1357 | 0.27102 | 0 | 1 | 0 | 0 | 1 | 0.27102 | 0 | 1
1358 | 0.16354 | 0.0014241 | 1 | 0 | 0 | 1 | 0.16354 | 0.0014241 | 1
1359 | 0.063146 | 0.015427 | 1 | 0 | 0 | 1 | 0.063146 | 0.015427 | 1
1360 | 0 | 0.011488 | 1 | 0 | 0 | 1 | 0 | 0.011488 | 1
1361 | 0 | 0 | 1 | 0 | 0 | 1 | 0 | 0 | 1
1362 | 0 | 0 | 1 | 0 | 0 | 1 | 0 | 0 | 1
1363 | 0 | 0 | 1 | 0 | 0 | 1 | 0 | 0 | 1
1364 | 0 | 0 | 1 | 0 | 0 | 1 | 0 | 0 | 1
1365 | 0 | 0 | 1 | 0 | 0 | 1 | 0 | 0 | 1
1366 | 0 | 0 | 1 | 0 | 0 | 1 | 0 | 0 | 1
1367 | 0 | 0 | 1 | 0 | 0 | 1 | 0 | 0 | 1
1368 | 0 | 0 | 1 | 0 | 0 | 1 | 0 | 0 | 1
1369 | 0 | 0 | 1 | 0 | 0 | 1 | 0 | 0 | 1
1370 | 0 | 0 | 1 | 0 | 0 | 1 | 0 | 0 | 1
1371 | 0 | 0 | 1 | 0 | 0 | 1 | 0 | 0 | 1
1372 | 0 | 0 | 1 | 0 | 0 | 1 | 0 | 0 | 1
1373 | 0 | 0 | 1 | 0 | 0 | 1 | 0 | 0 | 1
1374 | 0 | 0 | 1 | 0 | 0 | 1 | 0 | 0 | 1
1375 | 0 | 0 | 1 | 0 | 0 | 1 | 0 | 0 | 1
1376 | 0 | 0 | 1 | 0 | 0 | 1 | 0 | 0 | 1
1377 | 0 | 0 | 1 | 0 | 0 | 1 | 0 | 0 | 1
1378 | 0 | 0 | 1 | 0 | 0 | 1 | 0 | 0 | 1
1379 | 0.024885 | 0 | 1 | 0 | 0 | 1 | 0.024885 | 0 | 1
1380 | 0.10525 | 0 | 1 | 0 | 0 | 1 | 0.10525 | 0 | 1
1381 | 0.10443 | 0 | 1 | 0 | 0 | 1 | 0.10443 | 0 | 1
1382 | 0.042691 | 0 | 1 | 0 | 0 | 1 | 0.042691 | 0 | 1
1383 | 0.015383 | 0.0047952 | 1 | 0 | 0 | 1 | 0.015383 | 0.0047952 | 1
1384 | 0 | 0.0018526 | 1 | 0 | 0 | 1 | 0 | 0.0018526 | 1
1385 | 0 | 0 | 1 | 0 | 0 | 1 | 0 | 0 | 1
1386 | 0 | 0 | 1 | 0 | 0 | 1 | 0 | 0 | 1
1387 | 0 | 0 | 1 | 0 | 0 | 1 | 0 | 0 | 1
1388 | 0 | 0 | 1 | 0 | 0 | 1 | 0 | 0 | 1
1389 | 0 | 0 | 1 | 0 | 0 | 1 | 0 | 0 | 1
1390 | 0 | 0 | 1 | 0 | 0 | 1 | 0 | 0 | 1
1391 | 0 | 0 | 1 | 0 | 0 | 1 | 0 | 0 | 1
1392 | 0 | 0 | 1 | 0 | 0 | 1 | 0 | 0 | 1
1393 | 0 | 0 | 1 | 0 | 0 | 1 | 0 | 0 | 1
1394 | 0 | 0 | 1 | 0 | 0 | 1 | 0 | 0 | 1
1395 | 0 | 0 | 1 | 0 | 0 | 1 | 0 | 0 | 1
1396 | 0 | 0 | 1 | 0 | 0 | 1 | 0 | 0 | 1
1397 | 0 | 0 | 1 | 0 | 0 | 1 | 0 | 0 | 1
1398 | 0 | 0.01147 | 1 | 0 | 0 | 1 | 0 | 0.01147 | 1
1399 | 0 | 0.043405 | 1 | 0 | 0 | 1 | 0 | 0.043405 | 1
1400 | 0 | 0.034076 | 1 | 0 | 0 | 1 | 0 | 0.034076 | 1
1401 | 0 | 0.01292 | 1 | 0 | 0 | 1 | 0 | 0.01292 | 1
1402 | 0 | 0.033363 | 1 | 0 | 0 | 1 | 0 | 0.033363 | 1
1403 | 0 | 0.033667 | 1 | 0 | 0 | 1 | 0 | 0.033667 | 1
1404 | 0 | 0.043044 | 1 | 0 | 0 | 1 | 0 | 0.043044 | 1
1405 | 0 | 0.045433 | 1 | 0 | 0 | 1 | 0 | 0.045433 | 1
1406 | 0 | 0.044784 | 1 | 0 | 0 | 1 | 0 | 0.044784 | 1
1407 | 0 | 0.040306 | 1 | 0 | 0 | 1 | 0 | 0.040306 | 1
1408 | 0 | 0.027742 | 1 | 0 | 0 | 1 | 0 | 0.027742 | 1
1409 | 0 | 0.012816 | 1 | 0 | 0 | 1 | 0 | 0.012816 | 1
1410 | 0 | 0 | 1 | 0 | 0 | 1 | 0 | 0 | 1
1411 | 0 | 0 | 1 | 0 | 0 | 1 | 0 | 0 | 1
1412 | 0 | 0 | 1 | 0 | 0 | 1 | 0 | 0 | 1
1413 | 0 | 0 | 1 | 0 | 0 | 1 | 0 | 0 | 1
1414 | 0 | 0 | 1 | 0 | 0 | 1 | 0 | 0 | 1
1415 | 0 | 0 | 1 | 0 | 0 | 1 | 0 | 0 | 1
1416 | 0 | 0 | 1 | 0 | 0 | 1 | 0 | 0 | 1
1417 | 0 | 0 | 1 | 0 | 0 | 1 | 0 | 0 | 1
1418 | 0 | 0 | 1 | 0 | 0 | 1 | 0 | 0 | 1
1419 | 0 | 0 | 1 | 0 | 0 | 1 | 0 | 0 | 1
1420 | 0 | 0 | 1 | 0 | 0 | 1 | 0 | 0 | 1
1421 | 0 | 0 | 1 | 0 | 0 | 1 | 0 | 0 | 1
1422 | 0 | 0 | 1 | 0 | 0 | 1 | 0 | 0 | 1
1423 | 0 | 0.022127 | 1 | 0 | 0 | 1 | 0 | 0.022127 | 1
1424 | 0 | 0.032467 | 1 | 0 | 0 | 1 | 0 | 0.032467 | 1
1425 | 0 | 0.019043 | 1 | 0 | 0 | 1 | 0 | 0.019043 | 1
1426 | 0 | 0.014721 | 1 | 0 | 0 | 1 | 0 | 0.014721 | 1
1427 | 0 | 0.01029 | 1 | 0 | 0 | 1 | 0 | 0.01029 | 1
1428 | 0 | 0.023955 | 1 | 0 | 0 | 1 | 0 | 0.023955 | 1
1429 | 0 | 0.034367 | 1 | 0 | 0 | 1 | 0 | 0.034367 | 1
1430 | 0 | 0.022787 | 1 | 0 | 0 | 1 | 0 | 0.022787 | 1
1431 | 0 | 0.014545 | 1 | 0 | 0 | 1 | 0 | 0.014545 | 1
1432 | 0 | 0.012211 | 1 | 0 | 0 | 1 | 0 | 0.012211 | 1
1433 | 0 | 0.0098628 | 1 | 0 | 0 | 1 | 0 | 0.0098628 | 1
1434 | 0 | 0 | 1 | 0 | 0 | 1 | 0 | 0 | 1
1435 | 0 | 0 | 1 | 0 | 0 | 1 | 0 | 0 | 1
1436 | 0 | 0.0055348 | 1 | 0 | 0 | 1 | 0 | 0.0055348 | 1
1437 | 0 | 0.0045349 | 1 | 0 | 0 | 1 | 0 | 0.0045349 | 1
1438 | 0 | 0 | 1 | 0 | 0 | 1 | 0 | 0 | 1
1439 | 0 | 0 | 1 | 0 | 0 | 1 | 0 | 0 | 1
1440 | 0 | 0 | 1 | 0 | 0 | 1 | 0 | 0 | 1
1441 | 0 | 0 | 1 | 0 | 0 | 1 | 0 | 0 | 1
1442 | 0 | 0 | 1 | 0 | 0 | 1 | 0 | 0 | 1
1443 | 0 | 0 | 1 | 0 | 0 | 1 | 0 | 0 | 1
1444 | 0 | 0 | 1 | 0 | 0 | 1 | 0 | 0 | 1
1445 | 0 | 0 | 1 | 0 | 0 | 1 | 0 | 0 | 1
1446 | 0 | 0 | 1 | 0 | 0 | 1 | 0 | 0 | 1
1447 | 0 | 0.035778 | 1 | 0 | 0 | 1 | 0 | 0.035778 | 1
1448 | 0 | 0.047774 | 1 | 0 | 0 | 1 | 0 | 0.047774 | 1
1449 | 0 | 0.028098 | 1 | 0 | 0 | 1 | 0 | 0.028098 | 1
1450 | 0 | 0.027242 | 1 | 0 | 0 | 1 | 0 | 0.027242 | 1
1451 | 0 | 0.030329 | 1 | 0 | 0 | 1 | 0 | 0.030329 | 1
1452 | 0 | 0.05208 | 1 | 0 | 0 | 1 | 0 | 0.05208 | 1
1453 | 0 | 0.051661 | 1 | 0 | 0 | 1 | 0 | 0.051661 | 1
1454 | 0 | 0.046685 | 1 | 0 | 0 | 1 | 0 | 0.046685 | 1
1455 | 0 | 0.03614 | 1 | 0 | 0 | 1 | 0 | 0.03614 | 1
1456 | 0 | 0.034702 | 1 | 0 | 0 | 1 | 0 | 0.034702 | 1
1457 | 0 | 0.013712 | 1 | 0 | 0 | 1 | 0 | 0.013712 | 1
1458 | 0 | 0 | 1 | 0 | 0 | 1 | 0 | 0 | 1
1459 | 0 | 0 | 1 | 0 | 0 | 1 | 0 | 0 | 1
1460 | 0 | 0 | 1 | 0 | 0 | 1 | 0 | 0 | 1
1461 | 0 | 0 | 1 | 0 | 0 | 1 | 0 | 0 | 1
1462 | 0 | 0 | 1 | 0 | 0 | 1 | 0 | 0 | 1
1463 | 0 | 0 | 1 | 0 | 0 | 1 | 0 | 0 | 1
1464 | 0 | 0 | 1 | 0 | 0 | 1 | 0 | 0 | 1
1465 | 0 | 0 | 1 | 0 | 0 | 1 | 0 | 0 | 1
1466 | 0 | 0 | 1 | 0 | 0 | 1 | 0 | 0 | 1
1467 | 0 | 0 | 1 | 0 | 0 | 1 | 0 | 0 | 1
1468 | 0 | 0 | 1 | 0 | 0 | 1 | 0 | 0 | 1
1469 | 0 | 0 | 1 | 0 | 0 | 1 | 0 | 0 | 1
1470 | 0 | 0 | 1 | 0 | 0 | 1 | 0 | 0 | 1
1471 | 0 | 0.0086249 | 1 | 0 | 0 | 1 | 0 | 0.0086249 | 1
1472 | 0 | 0.021542 | 1 | 0 | 0 | 1 | 0 | 0.021542 | 1
1473 | 0 | 0.020074 | 1 | 0 | 0 | 1 | 0 | 0.020074 | 1
1474 | 0 | 0.0076289 | 1 | 0 | 0 | 1 | 0 | 0.0076289 | 1
1475 | 0.013665 | 0.029103 | 1 | 0 | 0 | 1 | 0.013665 | 0.029103 | 1
1476 | 0.05578 | 0.042033 | 1 | 0 | 0 | 1 | 0.05578 | 0.042033 | 1
1477 | 0.11615 | 0.040915 | 1 | 0 | 0 | 1 | 0.11615 | 0.040915 | 1
1478 | 0.037065 | 0.045493 | 1 | 0 | 0 | 1 | 0.037065 | 0.045493 | 1
1479 | 0.059843 | 0.028656 | 1 | 0 | 0 | 1 | 0.059843 | 0.028656 | 1
1480 | 0 | 0.012853 | 1 | 0 | 0 | 1 | 0 | 0.012853 | 1
1481 | 0 | 0 | 1 | 0 | 0 | 1 | 0 | 0 | 1
1482 | 0 | 0 | 1 | 0 | 0 | 1 | 0 | 0 | 1
1483 | 0 | 0 | 1 | 0 | 0 | 1 | 0 | 0 | 1
1484 | 0 | 0 | 1 | 0 | 0 | 1 | 0 | 0 | 1
1485 | 0 | 0 | 1 | 0 | 0 | 1 | 0 | 0 | 1
1486 | 0 | 0 | 1 | 0 | 0 | 1 | 0 | 0 | 1
1487 | 0 | 0 | 1 | 0 | 0 | 1 | 0 | 0 | 1
1488 | 0 | 0 | 1 | 0 | 0 | 1 | 0 | 0 | 1
1489 | 0 | 0 | 1 | 0 | 0 | 1 | 0 | 0 | 1
1490 | 0 | 0 | 1 | 0 | 0 | 1 | 0 | 0 | 1
1491 | 0 | 0 | 1 | 0 | 0 | 1 | 0 | 0 | 1
1492 | 0 | 0 | 1 | 0 | 0 | 1 | 0 | 0 | 1
1493 | 0 | 0 | 1 | 0 | 0 | 1 | 0 | 0 | 1
1494 | 0 | 0 | 1 | 0 | 0 | 1 | 0 | 0 | 1
1495 | 0 | 0 | 1 | 0 | 0 | 1 | 0 | 0 | 1
1496 | 0 | 0.0019363 | 1 | 0 | 0 | 1 | 0 | 0.0019363 | 1
1497 | 0 | 0.0079707 | 1 | 0 | 0 | 1 | 0 | 0.0079707 | 1
1498 | 0 | 0.0056394 | 1 | 0 | 0 | 1 | 0 | 0.0056394 | 1
1499 | 0.11223 | 0.02003 | 1 | 0 | 0 | 1 | 0.11223 | 0.02003 | 1
1500 | 0.21559 | 0.030683 | 1 | 0 | 0 | 1 | 0.21559 | 0.030683 | 1
1501 | 0.31814 | 0.034294 | 1 | 0 | 0 | 1 | 0.31814 | 0.034294 | 1
1502 | 0.26001 | 0.044059 | 1 | 0 | 0 | 1 | 0.26001 | 0.044059 | 1
1503 | 0.15188 | 0.025115 | 1 | 0 | 0 | 1 | 0.15188 | 0.025115 | 1
1504 | 0.028207 | 0 | 1 | 0 | 0 | 1 | 0.028207 | 0 | 1
1505 | 0 | 0 | 1 | 0 | 0 | 1 | 0 | 0 | 1
1506 | 0 | 0 | 1 | 0 | 0 | 1 | 0 | 0 | 1
1507 | 0 | 0 | 1 | 0 | 0 | 1 | 0 | 0 | 1
1508 | 0 | 0 | 1 | 0 | 0 | 1 | 0 | 0 | 1
1509 | 0 | 0 | 1 | 0 | 0 | 1 | 0 | 0 | 1
1510 | 0 | 0 | 1 | 0 | 0 | 1 | 0 | 0 | 1
1511 | 0 | 0 | 1 | 0 | 0 | 1 | 0 | 0 | 1
1512 | 0 | 0 | 1 | 0 | 0 | 1 | 0 | 0 | 1
1513 | 0 | 0 | 1 | 0 | 0 | 1 | 0 | 0 | 1
1514 | 0 | 0 | 1 | 0 | 0 | 1 | 0 | 0 | 1
1515 | 0 | 0 | 1 | 0 | 0 | 1 | 0 | 0 | 1
1516 | 0 | 0 | 1 | 0 | 0 | 1 | 0 | 0 | 1
1517 | 0 | 0 | 1 | 0 | 0 | 1 | 0 | 0 | 1
1518 | 0 | 0 | 1 | 0 | 0 | 1 | 0 | 0 | 1
1519 | 0 | 0 | 1 | 0 | 0 | 1 | 0 | 0 | 1
1520 | 0 | 0 | 1 | 0 | 0 | 1 | 0 | 0 | 1
1521 | 0 | 0 | 1 | 0 | 0 | 1 | 0 | 0 | 1
1522 | 0.081527 | 0 | 1 | 0 | 0 | 1 | 0.081527 | 0 | 1
1523 | 0.22997 | 0 | 1 | 0 | 0 | 1 | 0.22997 | 0 | 1
1524 | 0.33992 | 0.010629 | 1 | 0 | 0 | 1 | 0.33992 | 0.010629 | 1
1525 | 0.43817 | 0.021809 | 1 | 0 | 0 | 1 | 0.43817 | 0.021809 | 1
1526 | 0.41013 | 0.019322 | 1 | 0 | 0 | 1 | 0.41013 | 0.019322 | 1
1527 | 0.33516 | 0.0077514 | 1 | 0 | 0 | 1 | 0.33516 | 0.0077514 | 1
1528 | 0.20046 | 0 | 1 | 0 | 0 | 1 | 0.20046 | 0 | 1
1529 | 0.044844 | 0 | 1 | 0 | 0 | 1 | 0.044844 | 0 | 1
1530 | 0 | 0 | 1 | 0 | 0 | 1 | 0 | 0 | 1
1531 | 0 | 0 | 1 | 0 | 0 | 1 | 0 | 0 | 1
1532 | 0 | 0 | 1 | 0 | 0 | 1 | 0 | 0 | 1
1533 | 0 | 0 | 1 | 0 | 0 | 1 | 0 | 0 | 1
1534 | 0 | 0 | 1 | 0 | 0 | 1 | 0 | 0 | 1
1535 | 0 | 0 | 1 | 0 | 0 | 1 | 0 | 0 | 1
1536 | 0 | 0 | 1 | 0 | 0 | 1 | 0 | 0 | 1
1537 | 0 | 0 | 1 | 0 | 0 | 1 | 0 | 0 | 1
1538 | 0 | 0 | 1 | 0 | 0 | 1 | 0 | 0 | 1
1539 | 0 | 0 | 1 | 0 | 0 | 1 | 0 | 0 | 1
1540 | 0 | 0 | 1 | 0 | 0 | 1 | 0 | 0 | 1
1541 | 0 | 0 | 1 | 0 | 0 | 1 | 0 | 0 | 1
1542 | 0 | 0 | 1 | 0 | 0 | 1 | 0 | 0 | 1
1543 | 0 | 0 | 1 | 0 | 0 | 1 | 0 | 0 | 1
1544 | 0 | 0 | 1 | 0 | 0 | 1 | 0 | 0 | 1
1545 | 0.044096 | 0 | 1 | 0 | 0 | 1 | 0.044096 | 0 | 1
1546 | 0.20593 | 0 | 1 | 0 | 0 | 1 | 0.20593 | 0 | 1
1547 | 0.34813 | 0 | 1 | 0 | 0 | 1 | 0.34813 | 0 | 1
1548 | 0.55615 | 0 | 1 | 0 | 0 | 1 | 0.55615 | 0 | 1
1549 | 0.58879 | 0.0093686 | 1 | 0 | 0 | 1 | 0.58879 | 0.0093686 | 1
1550 | 0.48472 | 0.018795 | 1 | 0 | 0 | 1 | 0.48472 | 0.018795 | 1
1551 | 0.40779 | 0.0098415 | 1 | 0 | 0 | 1 | 0.40779 | 0.0098415 | 1
1552 | 0.27964 | 0 | 1 | 0 | 0 | 1 | 0.27964 | 0 | 1
1553 | 0.080258 | 0 | 1 | 0 | 0 | 1 | 0.080258 | 0 | 1
1554 | 0 | 0 | 1 | 0 | 0 | 1 | 0 | 0 | 1
1555 | 0 | 0 | 1 | 0 | 0 | 1 | 0 | 0 | 1
1556 | 0 | 0 | 1 | 0 | 0 | 1 | 0 | 0 | 1
1557 | 0 | 0 | 1 | 0 | 0 | 1 | 0 | 0 | 1
1558 | 0 | 0 | 1 | 0 | 0 | 1 | 0 | 0 | 1
1559 | 0 | 0 | 1 | 0 | 0 | 1 | 0 | 0 | 1
1560 | 0 | 0 | 1 | 0 | 0 | 1 | 0 | 0 | 1
1561 | 0 | 0 | 1 | 0 | 0 | 1 | 0 | 0 | 1
1562 | 0 | 0 | 1 | 0 | 0 | 1 | 0 | 0 | 1
1563 | 0 | 0 | 1 | 0 | 0 | 1 | 0 | 0 | 1
1564 | 0 | 0 | 1 | 0 | 0 | 1 | 0 | 0 | 1
1565 | 0 | 0 | 1 | 0 | 0 | 1 | 0 | 0 | 1
1566 | 0 | 0 | 1 | 0 | 0 | 1 | 0 | 0 | 1
1567 | 0 | 0 | 1 | 0 | 0 | 1 | 0 | 0 | 1
1568 | 0 | 0 | 1 | 0 | 0 | 1 | 0 | 0 | 1
1569 | 0.048018 | 0 | 1 | 0 | 0 | 1 | 0.048018 | 0 | 1
1570 | 0.1749 | 0 | 1 | 0 | 0 | 1 | 0.1749 | 0 | 1
1571 | 0.31726 | 0 | 1 | 0 | 0 | 1 | 0.31726 | 0 | 1
1572 | 0.55776 | 0.0098762 | 1 | 0 | 0 | 1 | 0.55776 | 0.0098762 | 1
1573 | 0.47222 | 0.02416 | 1 | 0 | 0 | 1 | 0.47222 | 0.02416 | 1
1574 | 0.39054 | 0.030129 | 1 | 0 | 0 | 1 | 0.39054 | 0.030129 | 1
1575 | 0.25124 | 0.033258 | 1 | 0 | 0 | 1 | 0.25124 | 0.033258 | 1
1576 | 0.13833 | 0.022975 | 1 | 0 | 0 | 1 | 0.13833 | 0.022975 | 1
1577 | 0.013546 | 0 | 1 | 0 | 0 | 1 | 0.013546 | 0 | 1
1578 | 0 | 0 | 1 | 0 | 0 | 1 | 0 | 0 | 1
1579 | 0 | 0 | 1 | 0 | 0 | 1 | 0 | 0 | 1
1580 | 0 | 0 | 1 | 0 | 0 | 1 | 0 | 0 | 1
1581 | 0 | 0 | 1 | 0 | 0 | 1 | 0 | 0 | 1
1582 | 0 | 0 | 1 | 0 | 0 | 1 | 0 | 0 | 1
1583 | 0 | 0 | 1 | 0 | 0 | 1 | 0 | 0 | 1
1584 | 0 | 0 | 1 | 0 | 0 | 1 | 0 | 0 | 1
1585 | 0 | 0 | 1 | 0 | 0 | 1 | 0 | 0 | 1
1586 | 0 | 0 | 1 | 0 | 0 | 1 | 0 | 0 | 1
1587 | 0 | 0 | 1 | 0 | 0 | 1 | 0 | 0 | 1
1588 | 0 | 0 | 1 | 0 | 0 | 1 | 0 | 0 | 1
1589 | 0 | 0 | 1 | 0 | 0 | 1 | 0 | 0 | 1
1590 | 0 | 0 | 1 | 0 | 0 | 1 | 0 | 0 | 1
1591 | 0 | 0 | 1 | 0 | 0 | 1 | 0 | 0 | 1
1592 | 0 | 0 | 1 | 0 | 0 | 1 | 0 | 0 | 1
1593 | 0.045697 | 0 | 1 | 0 | 0 | 1 | 0.045697 | 0 | 1
1594 | 0.20296 | 0 | 1 | 0 | 0 | 1 | 0.20296 | 0 | 1
1595 | 0.31769 | 0 | 1 | 0 | 0 | 1 | 0.31769 | 0 | 1
1596 | 0.50222 | 0.020089 | 1 | 0 | 0 | 1 | 0.50222 | 0.020089 | 1
1597 | 0.38129 | 0.036586 | 1 | 0 | 0 | 1 | 0.38129 | 0.036586 | 1
1598 | 0.37047 | 0.050744 | 1 | 0 | 0 | 1 | 0.37047 | 0.050744 | 1
1599 | 0.21132 | 0.05981 | 1 | 0 | 0 | 1 | 0.21132 | 0.05981 | 1
1600 | 0.090211 | 0.043985 | 1 | 0 | 0 | 1 | 0.090211 | 0.043985 | 1
1601 | 0 | 0.014817 | 1 | 0 | 0 | 1 | 0 | 0.014817 | 1
1602 | 0 | 0 | 1 | 0 | 0 | 1 | 0 | 0 | 1
1603 | 0 | 0 | 1 | 0 | 0 | 1 | 0 | 0 | 1
1604 | 0 | 0 | 1 | 0 | 0 | 1 | 0 | 0 | 1
1605 | 0 | 0 | 1 | 0 | 0 | 1 | 0 | 0 | 1
1606 | 0 | 0 | 1 | 0 | 0 | 1 | 0 | 0 | 1
1607 | 0 | 0 | 1 | 0 | 0 | 1 | 0 | 0 | 1
1608 | 0 | 0 | 1 | 0 | 0 | 1 | 0 | 0 | 1
1609 | 0 | 0 | 1 | 0 | 0 | 1 | 0 | 0 | 1
1610 | 0 | 0 | 1 | 0 | 0 | 1 | 0 | 0 | 1
1611 | 0 | 0 | 1 | 0 | 0 | 1 | 0 | 0 | 1
1612 | 0 | 0 | 1 | 0 | 0 | 1 | 0 | 0 | 1
1613 | 0 | 0 | 1 | 0 | 0 | 1 | 0 | 0 | 1
1614 | 0 | 0 | 1 | 0 | 0 | 1 | 0 | 0 | 1
1615 | 0 | 0 | 1 | 0 | 0 | 1 | 0 | 0 | 1
1616 | 0 | 0 | 1 | 0 | 0 | 1 | 0 | 0 | 1
1617 | 0 | 0 | 1 | 0 | 0 | 1 | 0 | 0 | 1
1618 | 0.04014 | 0 | 1 | 0 | 0 | 1 | 0.04014 | 0 | 1
1619 | 0.25387 | 0 | 1 | 0 | 0 | 1 | 0.25387 | 0 | 1
1620 | 0.40331 | 0.0056657 | 1 | 0 | 0 | 1 | 0.40331 | 0.0056657 | 1
1621 | 0.1688 | 0.016908 | 1 | 0 | 0 | 1 | 0.1688 | 0.016908 | 1
1622 | 0.10368 | 0.031187 | 1 | 0 | 0 | 1 | 0.10368 | 0.031187 | 1
1623 | 0.091433 | 0.050655 | 1 | 0 | 0 | 1 | 0.091433 | 0.050655 | 1
1624 | 0.059172 | 0.04202 | 1 | 0 | 0 | 1 | 0.059172 | 0.04202 | 1
1625 | 0.0020652 | 0.020605 | 1 | 0 | 0 | 1 | 0.0020652 | 0.020605 | 1
1626 | 0 | 0 | 1 | 0 | 0 | 1 | 0 | 0 | 1
1627 | 0 | 0.013966 | 1 | 0 | 0 | 1 | 0 | 0.013966 | 1
1628 | 0 | 0 | 1 | 0 | 0 | 1 | 0 | 0 | 1
1629 | 0 | 0 | 1 | 0 | 0 | 1 | 0 | 0 | 1
1630 | 0 | 0 | 1 | 0 | 0 | 1 | 0 | 0 | 1
1631 | 0 | 0 | 1 | 0 | 0 | 1 | 0 | 0 | 1
1632 | 0 | 0 | 1 | 0 | 0 | 1 | 0 | 0 | 1
1633 | 0 | 0 | 1 | 0 | 0 | 1 | 0 | 0 | 1
1634 | 0 | 0 | 1 | 0 | 0 | 1 | 0 | 0 | 1
1635 | 0 | 0 | 1 | 0 | 0 | 1 | 0 | 0 | 1
1636 | 0 | 0 | 1 | 0 | 0 | 1 | 0 | 0 | 1
1637 | 0 | 0 | 1 | 0 | 0 | 1 | 0 | 0 | 1
1638 | 0 | 0 | 1 | 0 | 0 | 1 | 0 | 0 | 1
1639 | 0 | 0 | 1 | 0 | 0 | 1 | 0 | 0 | 1
1640 | 0 | 0 | 1 | 0 | 0 | 1 | 0 | 0 | 1
1641 | 0 | 0 | 1 | 0 | 0 | 1 | 0 | 0 | 1
1642 | 0 | 0 | 1 | 0 | 0 | 1 | 0 | 0 | 1
1643 | 0.11881 | 0 | 1 | 0 | 0 | 1 | 0.11881 | 0 | 1
1644 | 0.21217 | 0 | 1 | 0 | 0 | 1 | 0.21217 | 0 | 1
1645 | 0.056513 | 0 | 1 | 0 | 0 | 1 | 0.056513 | 0 | 1
1646 | 0.031135 | 0 | 1 | 0 | 0 | 1 | 0.031135 | 0 | 1
1647 | 0.051036 | 0.010171 | 1 | 0 | 0 | 1 | 0.051036 | 0.010171 | 1
1648 | 0.056429 | 0 | 1 | 0 | 0 | 1 | 0.056429 | 0 | 1
1649 | 0 | 0 | 1 | 0 | 0 | 1 | 0 | 0 | 1
1650 | 0 | 0 | 1 | 0 | 0 | 1 | 0 | 0 | 1
1651 | 0 | 0 | 1 | 0 | 0 | 1 | 0 | 0 | 1
1652 | 0 | 0 | 1 | 0 | 0 | 1 | 0 | 0 | 1
1653 | 0 | 0 | 1 | 0 | 0 | 1 | 0 | 0 | 1
1654 | 0 | 0 | 1 | 0 | 0 | 1 | 0 | 0 | 1
1655 | 0 | 0 | 1 | 0 | 0 | 1 | 0 | 0 | 1
1656 | 0 | 0 | 1 | 0 | 0 | 1 | 0 | 0 | 1
1657 | 0 | 0 | 1 | 0 | 0 | 1 | 0 | 0 | 1
1658 | 0 | 0 | 1 | 0 | 0 | 1 | 0 | 0 | 1
1659 | 0 | 0 | 1 | 0 | 0 | 1 | 0 | 0 | 1
1660 | 0 | 0 | 1 | 0 | 0 | 1 | 0 | 0 | 1
1661 | 0 | 0 | 1 | 0 | 0 | 1 | 0 | 0 | 1
1662 | 0 | 0 | 1 | 0 | 0 | 1 | 0 | 0 | 1
1663 | 0 | 0 | 1 | 0 | 0 | 1 | 0 | 0 | 1
1664 | 0 | 0 | 1 | 0 | 0 | 1 | 0 | 0 | 1
1665 | 0 | 0 | 1 | 0 | 0 | 1 | 0 | 0 | 1
1666 | 0 | 0 | 1 | 0 | 0 | 1 | 0 | 0 | 1
1667 | 0.12988 | 0 | 1 | 0 | 0 | 1 | 0.12988 | 0 | 1
1668 | 0.1638 | 0 | 1 | 0 | 0 | 1 | 0.1638 | 0 | 1
1669 | 0.080886 | 0 | 1 | 0 | 0 | 1 | 0.080886 | 0 | 1
1670 | 0.052996 | 0 | 1 | 0 | 0 | 1 | 0.052996 | 0 | 1
1671 | 0.075744 | 0 | 1 | 0 | 0 | 1 | 0.075744 | 0 | 1
1672 | 0.081157 | 0 | 1 | 0 | 0 | 1 | 0.081157 | 0 | 1
1673 | 0 | 0 | 1 | 0 | 0 | 1 | 0 | 0 | 1
1674 | 0 | 0 | 1 | 0 | 0 | 1 | 0 | 0 | 1
1675 | 0 | 0 | 1 | 0 | 0 | 1 | 0 | 0 | 1
1676 | 0 | 0 | 1 | 0 | 0 | 1 | 0 | 0 | 1
1677 | 0 | 0 | 1 | 0 | 0 | 1 | 0 | 0 | 1
1678 | 0 | 0 | 1 | 0 | 0 | 1 | 0 | 0 | 1
1679 | 0 | 0 | 1 | 0 | 0 | 1 | 0 | 0 | 1
1680 | 0 | 0 | 1 | 0 | 0 | 1 | 0 | 0 | 1
1681 | 0 | 0 | 1 | 0 | 0 | 1 | 0 | 0 | 1
1682 | 0 | 0 | 1 | 0 | 0 | 1 | 0 | 0 | 1
1683 | 0 | 0 | 1 | 0 | 0 | 1 | 0 | 0 | 1
1684 | 0 | 0 | 1 | 0 | 0 | 1 | 0 | 0 | 1
1685 | 0 | 0 | 1 | 0 | 0 | 1 | 0 | 0 | 1
1686 | 0 | 0 | 1 | 0 | 0 | 1 | 0 | 0 | 1
1687 | 0 | 0 | 1 | 0 | 0 | 1 | 0 | 0 | 1
1688 | 0 | 0 | 1 | 0 | 0 | 1 | 0 | 0 | 1
1689 | 0 | 0 | 1 | 0 | 0 | 1 | 0 | 0 | 1
1690 | 0 | 0 | 1 | 0 | 0 | 1 | 0 | 0 | 1
1691 | 0.10526 | 0 | 1 | 0 | 0 | 1 | 0.10526 | 0 | 1
1692 | 0.12155 | 0 | 1 | 0 | 0 | 1 | 0.12155 | 0 | 1
1693 | 0.13821 | 0.0017053 | 1 | 0 | 0 | 1 | 0.13821 | 0.0017053 | 1
1694 | 0.13682 | 0.020007 | 1 | 0 | 0 | 1 | 0.13682 | 0.020007 | 1
1695 | 0.11313 | 0.014705 | 1 | 0 | 0 | 1 | 0.11313 | 0.014705 | 1
1696 | 0.014514 | 0.016023 | 1 | 0 | 0 | 1 | 0.014514 | 0.016023 | 1
1697 | 0 | 0.020488 | 1 | 0 | 0 | 1 | 0 | 0.020488 | 1
1698 | 0 | 0.012908 | 1 | 0 | 0 | 1 | 0 | 0.012908 | 1
1699 | 0 | 0 | 1 | 0 | 0 | 1 | 0 | 0 | 1
1700 | 0 | 0.0042257 | 1 | 0 | 0 | 1 | 0 | 0.0042257 | 1
1701 | 0 | 0.0032199 | 1 | 0 | 0 | 1 | 0 | 0.0032199 | 1
1702 | 0 | 0.0022782 | 1 | 0 | 0 | 1 | 0 | 0.0022782 | 1
1703 | 0 | 0 | 1 | 0 | 0 | 1 | 0 | 0 | 1
1704 | 0 | 0 | 1 | 0 | 0 | 1 | 0 | 0 | 1
1705 | 0 | 0 | 1 | 0 | 0 | 1 | 0 | 0 | 1
1706 | 0 | 0 | 1 | 0 | 0 | 1 | 0 | 0 | 1
1707 | 0 | 0 | 1 | 0 | 0 | 1 | 0 | 0 | 1
1708 | 0 | 0 | 1 | 0 | 0 | 1 | 0 | 0 | 1
1709 | 0 | 0 | 1 | 0 | 0 | 1 | 0 | 0 | 1
1710 | 0 | 0 | 1 | 0 | 0 | 1 | 0 | 0 | 1
1711 | 0 | 0 | 1 | 0 | 0 | 1 | 0 | 0 | 1
1712 | 0 | 0 | 1 | 0 | 0 | 1 | 0 | 0 | 1
1713 | 0 | 0 | 1 | 0 | 0 | 1 | 0 | 0 | 1
1714 | 0.019538 | 0 | 1 | 0 | 0 | 1 | 0.019538 | 0 | 1
1715 | 0.19385 | 0.0026441 | 1 | 0 | 0 | 1 | 0.19385 | 0.0026441 | 1
1716 | 0.18604 | 0.018182 | 1 | 0 | 0 | 1 | 0.18604 | 0.018182 | 1
1717 | 0.18404 | 0.020583 | 1 | 0 | 0 | 1 | 0.18404 | 0.020583 | 1
1718 | 0.11539 | 0.025791 | 1 | 0 | 0 | 1 | 0.11539 | 0.025791 | 1
1719 | 0.11605 | 0.014575 | 1 | 0 | 0 | 1 | 0.11605 | 0.014575 | 1
1720 | 0 | 0.0059681 | 1 | 0 | 0 | 1 | 0 | 0.0059681 | 1
1721 | 0 | 0 | 1 | 0 | 0 | 1 | 0 | 0 | 1
1722 | 0 | 0 | 1 | 0 | 0 | 1 | 0 | 0 | 1
1723 | 0 | 0 | 1 | 0 | 0 | 1 | 0 | 0 | 1
1724 | 0 | 0 | 1 | 0 | 0 | 1 | 0 | 0 | 1
1725 | 0 | 0 | 1 | 0 | 0 | 1 | 0 | 0 | 1
1726 | 0 | 0 | 1 | 0 | 0 | 1 | 0 | 0 | 1
1727 | 0 | 0 | 1 | 0 | 0 | 1 | 0 | 0 | 1
1728 | 0 | 0 | 1 | 0 | 0 | 1 | 0 | 0 | 1
1729 | 0 | 0 | 1 | 0 | 0 | 1 | 0 | 0 | 1
1730 | 0 | 0 | 1 | 0 | 0 | 1 | 0 | 0 | 1
1731 | 0 | 0 | 1 | 0 | 0 | 1 | 0 | 0 | 1
1732 | 0 | 0 | 1 | 0 | 0 | 1 | 0 | 0 | 1
1733 | 0 | 0 | 1 | 0 | 0 | 1 | 0 | 0 | 1
1734 | 0 | 0 | 1 | 0 | 0 | 1 | 0 | 0 | 1
1735 | 0 | 0 | 1 | 0 | 0 | 1 | 0 | 0 | 1
1736 | 0 | 0 | 1 | 0 | 0 | 1 | 0 | 0 | 1
1737 | 0 | 0 | 1 | 0 | 0 | 1 | 0 | 0 | 1
1738 | 0.017286 | 0 | 1 | 0 | 0 | 1 | 0.017286 | 0 | 1
1739 | 0.16707 | 0 | 1 | 0 | 0 | 1 | 0.16707 | 0 | 1
1740 | 0.1835 | 0 | 1 | 0 | 0 | 1 | 0.1835 | 0 | 1
1741 | 0.15657 | 0.0099615 | 1 | 0 | 0 | 1 | 0.15657 | 0.0099615 | 1
1742 | 0.053163 | 0.0054831 | 1 | 0 | 0 | 1 | 0.053163 | 0.0054831 | 1
1743 | 0.018271 | 0 | 1 | 0 | 0 | 1 | 0.018271 | 0 | 1
1744 | 0 | 0 | 1 | 0 | 0 | 1 | 0 | 0 | 1
1745 | 0 | 0 | 1 | 0 | 0 | 1 | 0 | 0 | 1
1746 | 0 | 0 | 1 | 0 | 0 | 1 | 0 | 0 | 1
1747 | 0 | 0 | 1 | 0 | 0 | 1 | 0 | 0 | 1
1748 | 0 | 0 | 1 | 0 | 0 | 1 | 0 | 0 | 1
1749 | 0 | 0 | 1 | 0 | 0 | 1 | 0 | 0 | 1
1750 | 0 | 0 | 1 | 0 | 0 | 1 | 0 | 0 | 1
1751 | 0 | 0 | 1 | 0 | 0 | 1 | 0 | 0 | 1
1752 | 0 | 0 | 1 | 0 | 0 | 1 | 0 | 0 | 1
1753 | 0 | 0 | 1 | 0 | 0 | 1 | 0 | 0 | 1
1754 | 0 | 0 | 1 | 0 | 0 | 1 | 0 | 0 | 1
1755 | 0 | 0 | 1 | 0 | 0 | 1 | 0 | 0 | 1
1756 | 0 | 0 | 1 | 0 | 0 | 1 | 0 | 0 | 1
1757 | 0 | 0 | 1 | 0 | 0 | 1 | 0 | 0 | 1
1758 | 0 | 0 | 1 | 0 | 0 | 1 | 0 | 0 | 1
1759 | 0 | 0 | 1 | 0 | 0 | 1 | 0 | 0 | 1
1760 | 0 | 0 | 1 | 0 | 0 | 1 | 0 | 0 | 1
1761 | 0 | 0 | 1 | 0 | 0 | 1 | 0 | 0 | 1
1762 | 0.087543 | 0 | 1 | 0 | 0 | 1 | 0.087543 | 0 | 1
1763 | 0.20739 | 0 | 1 | 0 | 0 | 1 | 0.20739 | 0 | 1
1764 | 0.24256 | 0 | 1 | 0 | 0 | 1 | 0.24256 | 0 | 1
1765 | 0.16523 | 0 | 1 | 0 | 0 | 1 | 0.16523 | 0 | 1
1766 | 0.10512 | 0 | 1 | 0 | 0 | 1 | 0.10512 | 0 | 1
1767 | 0.054268 | 0 | 1 | 0 | 0 | 1 | 0.054268 | 0 | 1
1768 | 0.060634 | 0 | 1 | 0 | 0 | 1 | 0.060634 | 0 | 1
1769 | 0 | 0 | 1 | 0 | 0 | 1 | 0 | 0 | 1
1770 | 0 | 0 | 1 | 0 | 0 | 1 | 0 | 0 | 1
1771 | 0 | 0 | 1 | 0 | 0 | 1 | 0 | 0 | 1
1772 | 0 | 0 | 1 | 0 | 0 | 1 | 0 | 0 | 1
1773 | 0 | 0 | 1 | 0 | 0 | 1 | 0 | 0 | 1
1774 | 0 | 0 | 1 | 0 | 0 | 1 | 0 | 0 | 1
1775 | 0 | 0 | 1 | 0 | 0 | 1 | 0 | 0 | 1
1776 | 0 | 0 | 1 | 0 | 0 | 1 | 0 | 0 | 1
1777 | 0 | 0 | 1 | 0 | 0 | 1 | 0 | 0 | 1
1778 | 0 | 0 | 1 | 0 | 0 | 1 | 0 | 0 | 1
1779 | 0 | 0 | 1 | 0 | 0 | 1 | 0 | 0 | 1
1780 | 0 | 0 | 1 | 0 | 0 | 1 | 0 | 0 | 1
1781 | 0 | 0 | 1 | 0 | 0 | 1 | 0 | 0 | 1
1782 | 0 | 0 | 1 | 0 | 0 | 1 | 0 | 0 | 1
1783 | 0 | 0 | 1 | 0 | 0 | 1 | 0 | 0 | 1
1784 | 0 | 0 | 1 | 0 | 0 | 1 | 0 | 0 | 1
1785 | 0 | 0 | 1 | 0 | 0 | 1 | 0 | 0 | 1
1786 | 0.13151 | 0 | 1 | 0 | 0 | 1 | 0.13151 | 0 | 1
1787 | 0.23951 | 0 | 1 | 0 | 0 | 1 | 0.23951 | 0 | 1
1788 | 0.27099 | 0 | 1 | 0 | 0 | 1 | 0.27099 | 0 | 1
1789 | 0.20752 | 0 | 1 | 0 | 0 | 1 | 0.20752 | 0 | 1
1790 | 0.18717 | 0 | 1 | 0 | 0 | 1 | 0.18717 | 0 | 1
1791 | 0.10562 | 0 | 1 | 0 | 0 | 1 | 0.10562 | 0 | 1
1792 | 0.13484 | 0 | 1 | 0 | 0 | 1 | 0.13484 | 0 | 1
1793 | 0.0065533 | 0 | 1 | 0 | 0 | 1 | 0.0065533 | 0 | 1
1794 | 0 | 0 | 1 | 0 | 0 | 1 | 0 | 0 | 1
1795 | 0 | 0 | 1 | 0 | 0 | 1 | 0 | 0 | 1
1796 | 0 | 0 | 1 | 0 | 0 | 1 | 0 | 0 | 1
1797 | 0 | 0 | 1 | 0 | 0 | 1 | 0 | 0 | 1
1798 | 0 | 0 | 1 | 0 | 0 | 1 | 0 | 0 | 1
1799 | 0 | 0 | 1 | 0 | 0 | 1 | 0 | 0 | 1
1800 | 0 | 0 | 1 | 0 | 0 | 1 | 0 | 0 | 1
1801 | 0 | 0 | 1 | 0 | 0 | 1 | 0 | 0 | 1
1802 | 0 | 0 | 1 | 0 | 0 | 1 | 0 | 0 | 1
1803 | 0 | 0 | 1 | 0 | 0 | 1 | 0 | 0 | 1
1804 | 0 | 0 | 1 | 0 | 0 | 1 | 0 | 0 | 1
1805 | 0 | 0 | 1 | 0 | 0 | 1 | 0 | 0 | 1
1806 | 0 | 0 | 1 | 0 | 0 | 1 | 0 | 0 | 1
1807 | 0 | 0 | 1 | 0 | 0 | 1 | 0 | 0 | 1
1808 | 0 | 0 | 1 | 0 | 0 | 1 | 0 | 0 | 1
1809 | 0.041555 | 0 | 1 | 0 | 0 | 1 | 0.041555 | 0 | 1
1810 | 0.14982 | 0 | 1 | 0 | 0 | 1 | 0.14982 | 0 | 1
1811 | 0.21997 | 0 | 1 | 0 | 0 | 1 | 0.21997 | 0 | 1
1812 | 0.24481 | 0 | 1 | 0 | 0 | 1 | 0.24481 | 0 | 1
1813 | 0.15872 | 0 | 1 | 0 | 0 | 1 | 0.15872 | 0 | 1
1814 | 0.20049 | 0 | 1 | 0 | 0 | 1 | 0.20049 | 0 | 1
1815 | 0.16168 | 0 | 1 | 0 | 0 | 1 | 0.16168 | 0 | 1
1816 | 0.11832 | 0 | 1 | 0 | 0 | 1 | 0.11832 | 0 | 1
1817 | 0.013722 | 0 | 1 | 0 | 0 | 1 | 0.013722 | 0 | 1
1818 | 0 | 0 | 1 | 0 | 0 | 1 | 0 | 0 | 1
1819 | 0 | 0 | 1 | 0 | 0 | 1 | 0 | 0 | 1
1820 | 0 | 0 | 1 | 0 | 0 | 1 | 0 | 0 | 1
1821 | 0 | 0 | 1 | 0 | 0 | 1 | 0 | 0 | 1
1822 | 0 | 0 | 1 | 0 | 0 | 1 | 0 | 0 | 1
1823 | 0 | 0 | 1 | 0 | 0 | 1 | 0 | 0 | 1
1824 | 0 | 0 | 1 | 0 | 0 | 1 | 0 | 0 | 1
1825 | 0 | 0 | 1 | 0 | 0 | 1 | 0 | 0 | 1
1826 | 0 | 0 | 1 | 0 | 0 | 1 | 0 | 0 | 1
1827 | 0 | 0 | 1 | 0 | 0 | 1 | 0 | 0 | 1
1828 | 0 | 0 | 1 | 0 | 0 | 1 | 0 | 0 | 1
1829 | 0 | 0 | 1 | 0 | 0 | 1 | 0 | 0 | 1
1830 | 0 | 0 | 1 | 0 | 0 | 1 | 0 | 0 | 1
1831 | 0 | 0 | 1 | 0 | 0 | 1 | 0 | 0 | 1
1832 | 0 | 0 | 1 | 0 | 0 | 1 | 0 | 0 | 1
1833 | 0 | 0 | 1 | 0 | 0 | 1 | 0 | 0 | 1
1834 | 0.088008 | 0 | 1 | 0 | 0 | 1 | 0.088008 | 0 | 1
1835 | 0.1585 | 0.0035263 | 1 | 0 | 0 | 1 | 0.1585 | 0.0035263 | 1
1836 | 0.16271 | 0.014134 | 1 | 0 | 0 | 1 | 0.16271 | 0.014134 | 1
1837 | 0.14939 | 0.015579 | 1 | 0 | 0 | 1 | 0.14939 | 0.015579 | 1
1838 | 0.16445 | 0.019133 | 1 | 0 | 0 | 1 | 0.16445 | 0.019133 | 1
1839 | 0.13826 | 0.022862 | 1 | 0 | 0 | 1 | 0.13826 | 0.022862 | 1
1840 | 0.088019 | 0.029742 | 1 | 0 | 0 | 1 | 0.088019 | 0.029742 | 1
1841 | 0.01119 | 0.011596 | 1 | 0 | 0 | 1 | 0.01119 | 0.011596 | 1
1842 | 0 | 0.0018619 | 1 | 0 | 0 | 1 | 0 | 0.0018619 | 1
1843 | 0 | 0 | 1 | 0 | 0 | 1 | 0 | 0 | 1
1844 | 0 | 0 | 1 | 0 | 0 | 1 | 0 | 0 | 1
1845 | 0 | 0 | 1 | 0 | 0 | 1 | 0 | 0 | 1
1846 | 0 | 0 | 1 | 0 | 0 | 1 | 0 | 0 | 1
1847 | 0 | 0 | 1 | 0 | 0 | 1 | 0 | 0 | 1
1848 | 0 | 0 | 1 | 0 | 0 | 1 | 0 | 0 | 1
1849 | 0 | 0 | 1 | 0 | 0 | 1 | 0 | 0 | 1
1850 | 0 | 0 | 1 | 0 | 0 | 1 | 0 | 0 | 1
1851 | 0 | 0 | 1 | 0 | 0 | 1 | 0 | 0 | 1
1852 | 0 | 0 | 1 | 0 | 0 | 1 | 0 | 0 | 1
1853 | 0 | 0 | 1 | 0 | 0 | 1 | 0 | 0 | 1
1854 | 0 | 0 | 1 | 0 | 0 | 1 | 0 | 0 | 1
1855 | 0 | 0 | 1 | 0 | 0 | 1 | 0 | 0 | 1
1856 | 0 | 0.031447 | 1 | 0 | 0 | 1 | 0 | 0.031447 | 1
1857 | 0.0026158 | 0.020174 | 1 | 0 | 0 | 1 | 0.0026158 | 0.020174 | 1
1858 | 0.12068 | 0.028547 | 1 | 0 | 0 | 1 | 0.12068 | 0.028547 | 1
1859 | 0.1578 | 0.053288 | 1 | 0 | 0 | 1 | 0.1578 | 0.053288 | 1
1860 | 0.16018 | 0.07567 | 1 | 0 | 0 | 1 | 0.16018 | 0.07567 | 1
1861 | 0.14945 | 0.080214 | 1 | 0 | 0 | 1 | 0.14945 | 0.080214 | 1
1862 | 0.11682 | 0.08704 | 1 | 0 | 0 | 1 | 0.11682 | 0.08704 | 1
1863 | 0.065561 | 0.090101 | 1 | 0 | 0 | 1 | 0.065561 | 0.090101 | 1
1864 | 0 | 0.089636 | 1 | 0 | 0 | 1 | 0 | 0.089636 | 1
1865 | 0 | 0.082407 | 1 | 0 | 0 | 1 | 0 | 0.082407 | 1
1866 | 0 | 0.066642 | 1 | 0 | 0 | 1 | 0 | 0.066642 | 1
1867 | 0 | 0.032722 | 1 | 0 | 0 | 1 | 0 | 0.032722 | 1
1868 | 0 | 0.036427 | 1 | 0 | 0 | 1 | 0 | 0.036427 | 1
1869 | 0 | 0.059056 | 1 | 0 | 0 | 1 | 0 | 0.059056 | 1
1870 | 0 | 0.065862 | 1 | 0 | 0 | 1 | 0 | 0.065862 | 1
1871 | 0 | 0.059082 | 1 | 0 | 0 | 1 | 0 | 0.059082 | 1
1872 | 0 | 0.05317 | 1 | 0 | 0 | 1 | 0 | 0.05317 | 1
1873 | 0 | 0 | 1 | 0 | 0 | 1 | 0 | 0 | 1
1874 | 0 | 0.035931 | 1 | 0 | 0 | 1 | 0 | 0.035931 | 1
1875 | 0 | 0.024982 | 1 | 0 | 0 | 1 | 0 | 0.024982 | 1
1876 | 0 | 0.040735 | 1 | 0 | 0 | 1 | 0 | 0.040735 | 1
1877 | 0 | 0.03893 | 1 | 0 | 0 | 1 | 0 | 0.03893 | 1
1878 | 0 | 0.04205 | 1 | 0 | 0 | 1 | 0 | 0.04205 | 1
1879 | 0 | 0.016658 | 1 | 0 | 0 | 1 | 0 | 0.016658 | 1
1880 | 0 | 0.059809 | 1 | 0 | 0 | 1 | 0 | 0.059809 | 1
1881 | 0 | 0.058426 | 1 | 0 | 0 | 1 | 0 | 0.058426 | 1
1882 | 0.18908 | 0.074458 | 1 | 0 | 0 | 1 | 0.18908 | 0.074458 | 1
1883 | 0.17743 | 0.11079 | 1 | 0 | 0 | 1 | 0.17743 | 0.11079 | 1
1884 | 0.1982 | 0.12317 | 1 | 0 | 0 | 1 | 0.1982 | 0.12317 | 1
1885 | 0.20561 | 0.1209 | 1 | 0 | 0 | 1 | 0.20561 | 0.1209 | 1
1886 | 0.14694 | 0.1244 | 1 | 0 | 0 | 1 | 0.14694 | 0.1244 | 1
1887 | 0.080351 | 0.12422 | 1 | 0 | 0 | 1 | 0.080351 | 0.12422 | 1
1888 | 0 | 0.12805 | 1 | 0 | 0 | 1 | 0 | 0.12805 | 1
1889 | 0 | 0.13704 | 1 | 0 | 0 | 1 | 0 | 0.13704 | 1
1890 | 0 | 0.13078 | 1 | 0 | 0 | 1 | 0 | 0.13078 | 1
1891 | 0 | 0.096904 | 1 | 0 | 0 | 1 | 0 | 0.096904 | 1
1892 | 0 | 0.089298 | 1 | 0 | 0 | 1 | 0 | 0.089298 | 1
1893 | 0 | 0.1057 | 1 | 0 | 0 | 1 | 0 | 0.1057 | 1
1894 | 0 | 0.11096 | 1 | 0 | 0 | 1 | 0 | 0.11096 | 1
1895 | 0 | 0.09402 | 1 | 0 | 0 | 1 | 0 | 0.09402 | 1
1896 | 0 | 0.086353 | 1 | 0 | 0 | 1 | 0 | 0.086353 | 1
1897 | 0 | 0.053449 | 1 | 0 | 0 | 1 | 0 | 0.053449 | 1
1898 | 0 | 0.066637 | 1 | 0 | 0 | 1 | 0 | 0.066637 | 1
1899 | 0 | 0.048101 | 1 | 0 | 0 | 1 | 0 | 0.048101 | 1
1900 | 0 | 0.047638 | 1 | 0 | 0 | 1 | 0 | 0.047638 | 1
1901 | 0 | 0.055186 | 1 | 0 | 0 | 1 | 0 | 0.055186 | 1
1902 | 0 | 0.059939 | 1 | 0 | 0 | 1 | 0 | 0.059939 | 1
1903 | 0 | 0.021835 | 1 | 0 | 0 | 1 | 0 | 0.021835 | 1
1904 | 0 | 0.048658 | 1 | 0 | 0 | 1 | 0 | 0.048658 | 1
1905 | 0 | 0.041374 | 1 | 0 | 0 | 1 | 0 | 0.041374 | 1
1906 | 0.077417 | 0.051205 | 1 | 0 | 0 | 1 | 0.077417 | 0.051205 | 1
1907 | 0.086422 | 0.084334 | 1 | 0 | 0 | 1 | 0.086422 | 0.084334 | 1
1908 | 0.1436 | 0.098168 | 1 | 0 | 0 | 1 | 0.1436 | 0.098168 | 1
1909 | 0.14894 | 0.096976 | 1 | 0 | 0 | 1 | 0.14894 | 0.096976 | 1
1910 | 0.037627 | 0.10878 | 1 | 0 | 0 | 1 | 0.037627 | 0.10878 | 1
1911 | 0 | 0.099604 | 1 | 0 | 0 | 1 | 0 | 0.099604 | 1
1912 | 0 | 0.065589 | 1 | 0 | 0 | 1 | 0 | 0.065589 | 1
1913 | 0 | 0.066233 | 1 | 0 | 0 | 1 | 0 | 0.066233 | 1
1914 | 0 | 0.065701 | 1 | 0 | 0 | 1 | 0 | 0.065701 | 1
1915 | 0 | 0.046117 | 1 | 0 | 0 | 1 | 0 | 0.046117 | 1
1916 | 0 | 0.040344 | 1 | 0 | 0 | 1 | 0 | 0.040344 | 1
1917 | 0 | 0.051429 | 1 | 0 | 0 | 1 | 0 | 0.051429 | 1
1918 | 0 | 0.051172 | 1 | 0 | 0 | 1 | 0 | 0.051172 | 1
1919 | 0 | 0.056379 | 1 | 0 | 0 | 1 | 0 | 0.056379 | 1
1920 | 0 | 0.050928 | 1 | 0 | 0 | 1 | 0 | 0.050928 | 1
1921 | 0 | 0.066178 | 1 | 0 | 0 | 1 | 0 | 0.066178 | 1
1922 | 0 | 0.047454 | 1 | 0 | 0 | 1 | 0 | 0.047454 | 1
1923 | 0 | 0.031082 | 1 | 0 | 0 | 1 | 0 | 0.031082 | 1
1924 | 0 | 0.027435 | 1 | 0 | 0 | 1 | 0 | 0.027435 | 1
1925 | 0 | 0.028207 | 1 | 0 | 0 | 1 | 0 | 0.028207 | 1
1926 | 0 | 0.013436 | 1 | 0 | 0 | 1 | 0 | 0.013436 | 1
1927 | 0 | 0 | 1 | 0 | 0 | 1 | 0 | 0 | 1
1928 | 0 | 0 | 1 | 0 | 0 | 1 | 0 | 0 | 1
1929 | 0 | 0 | 1 | 0 | 0 | 1 | 0 | 0 | 1
1930 | 0.052292 | 0.0083556 | 1 | 0 | 0 | 1 | 0.052292 | 0.0083556 | 1
1931 | 0.090446 | 0.044027 | 1 | 0 | 0 | 1 | 0.090446 | 0.044027 | 1
1932 | 0.17015 | 0.046211 | 1 | 0 | 0 | 1 | 0.17015 | 0.046211 | 1
1933 | 0.15082 | 0.049788 | 1 | 0 | 0 | 1 | 0.15082 | 0.049788 | 1
1934 | 0.068405 | 0.071764 | 1 | 0 | 0 | 1 | 0.068405 | 0.071764 | 1
1935 | 0 | 0.072487 | 1 | 0 | 0 | 1 | 0 | 0.072487 | 1
1936 | 0 | 0.049367 | 1 | 0 | 0 | 1 | 0 | 0.049367 | 1
1937 | 0 | 0.034807 | 1 | 0 | 0 | 1 | 0 | 0.034807 | 1
1938 | 0 | 0.029005 | 1 | 0 | 0 | 1 | 0 | 0.029005 | 1
1939 | 0 | 0.012064 | 1 | 0 | 0 | 1 | 0 | 0.012064 | 1
1940 | 0 | 0.0023563 | 1 | 0 | 0 | 1 | 0 | 0.0023563 | 1
1941 | 0 | 0.0023781 | 1 | 0 | 0 | 1 | 0 | 0.0023781 | 1
1942 | 0 | 0.0041934 | 1 | 0 | 0 | 1 | 0 | 0.0041934 | 1
1943 | 0 | 0.0056166 | 1 | 0 | 0 | 1 | 0 | 0.0056166 | 1
1944 | 0 | 0 | 1 | 0 | 0 | 1 | 0 | 0 | 1
1945 | 0 | 0.047508 | 1 | 0 | 0 | 1 | 0 | 0.047508 | 1
1946 | 0 | 0 | 1 | 0 | 0 | 1 | 0 | 0 | 1
1947 | 0 | 0 | 1 | 0 | 0 | 1 | 0 | 0 | 1
1948 | 0 | 0 | 1 | 0 | 0 | 1 | 0 | 0 | 1
1949 | 0 | 0 | 1 | 0 | 0 | 1 | 0 | 0 | 1
1950 | 0 | 0 | 1 | 0 | 0 | 1 | 0 | 0 | 1
1951 | 0 | 0 | 1 | 0 | 0 | 1 | 0 | 0 | 1
1952 | 0 | 0 | 1 | 0 | 0 | 1 | 0 | 0 | 1
1953 | 0 | 0 | 1 | 0 | 0 | 1 | 0 | 0 | 1
1954 | 0 | 0 | 1 | 0 | 0 | 1 | 0 | 0 | 1
1955 | 0 | 0 | 1 | 0 | 0 | 1 | 0 | 0 | 1
1956 | 0 | 0.0034165 | 1 | 0 | 0 | 1 | 0 | 0.0034165 | 1
1957 | 0 | 0.019466 | 1 | 0 | 0 | 1 | 0 | 0.019466 | 1
1958 | 0 | 0.041158 | 1 | 0 | 0 | 1 | 0 | 0.041158 | 1
1959 | 0 | 0.040777 | 1 | 0 | 0 | 1 | 0 | 0.040777 | 1
1960 | 0 | 0.020064 | 1 | 0 | 0 | 1 | 0 | 0.020064 | 1
1961 | 0 | 0.01793 | 1 | 0 | 0 | 1 | 0 | 0.01793 | 1
1962 | 0 | 0 | 1 | 0 | 0 | 1 | 0 | 0 | 1
1963 | 0 | 0 | 1 | 0 | 0 | 1 | 0 | 0 | 1
1964 | 0 | 0 | 1 | 0 | 0 | 1 | 0 | 0 | 1
1965 | 0 | 0 | 1 | 0 | 0 | 1 | 0 | 0 | 1
1966 | 0 | 0 | 1 | 0 | 0 | 1 | 0 | 0 | 1
1967 | 0 | 0 | 1 | 0 | 0 | 1 | 0 | 0 | 1
1968 | 0 | 0 | 1 | 0 | 0 | 1 | 0 | 0 | 1
1969 | 0 | 0 | 1 | 0 | 0 | 1 | 0 | 0 | 1
1970 | 0 | 0 | 1 | 0 | 0 | 1 | 0 | 0 | 1
1971 | 0 | 0 | 1 | 0 | 0 | 1 | 0 | 0 | 1
1972 | 0 | 0 | 1 | 0 | 0 | 1 | 0 | 0 | 1
1973 | 0 | 0 | 1 | 0 | 0 | 1 | 0 | 0 | 1
1974 | 0 | 0 | 1 | 0 | 0 | 1 | 0 | 0 | 1
1975 | 0 | 0 | 1 | 0 | 0 | 1 | 0 | 0 | 1
1976 | 0 | 0 | 1 | 0 | 0 | 1 | 0 | 0 | 1
1977 | 0 | 0 | 1 | 0 | 0 | 1 | 0 | 0 | 1
1978 | 0 | 0 | 1 | 0 | 0 | 1 | 0 | 0 | 1
1979 | 0 | 0.0013072 | 1 | 0 | 0 | 1 | 0 | 0.0013072 | 1
1980 | 0 | 0.0042982 | 1 | 0 | 0 | 1 | 0 | 0.0042982 | 1
1981 | 0 | 0.023865 | 1 | 0 | 0 | 1 | 0 | 0.023865 | 1
1982 | 0.069461 | 0.029482 | 1 | 0 | 0 | 1 | 0.069461 | 0.029482 | 1
1983 | 0.077819 | 0.030268 | 1 | 0 | 0 | 1 | 0.077819 | 0.030268 | 1
1984 | 0.0026582 | 0.025609 | 1 | 0 | 0 | 1 | 0.0026582 | 0.025609 | 1
1985 | 0 | 0.020535 | 1 | 0 | 0 | 1 | 0 | 0.020535 | 1
1986 | 0 | 0 | 1 | 0 | 0 | 1 | 0 | 0 | 1
1987 | 0 | 0 | 1 | 0 | 0 | 1 | 0 | 0 | 1
1988 | 0 | 0 | 1 | 0 | 0 | 1 | 0 | 0 | 1
1989 | 0 | 0 | 1 | 0 | 0 | 1 | 0 | 0 | 1
1990 | 0 | 0 | 1 | 0 | 0 | 1 | 0 | 0 | 1
1991 | 0 | 0 | 1 | 0 | 0 | 1 | 0 | 0 | 1
1992 | 0 | 0 | 1 | 0 | 0 | 1 | 0 | 0 | 1
1993 | 0 | 0 | 1 | 0 | 0 | 1 | 0 | 0 | 1
1994 | 0 | 0 | 1 | 0 | 0 | 1 | 0 | 0 | 1
1995 | 0 | 0 | 1 | 0 | 0 | 1 | 0 | 0 | 1
1996 | 0 | 0 | 1 | 0 | 0 | 1 | 0 | 0 | 1
1997 | 0 | 0 | 1 | 0 | 0 | 1 | 0 | 0 | 1
1998 | 0 | 0 | 1 | 0 | 0 | 1 | 0 | 0 | 1
1999 | 0 | 0 | 1 | 0 | 0 | 1 | 0 | 0 | 1
2000 | 0 | 0 | 1 | 0 | 0 | 1 | 0 | 0 | 1
2001 | 0 | 0 | 1 | 0 | 0 | 1 | 0 | 0 | 1
2002 | 0.021027 | 0 | 1 | 0 | 0 | 1 | 0.021027 | 0 | 1
2003 | 0 | 0 | 1 | 0 | 0 | 1 | 0 | 0 | 1
2004 | 0 | 0 | 1 | 0 | 0 | 1 | 0 | 0 | 1
2005 | 0.027385 | 0.014803 | 1 | 0 | 0 | 1 | 0.027385 | 0.014803 | 1
2006 | 0.12082 | 0.01725 | 1 | 0 | 0 | 1 | 0.12082 | 0.01725 | 1
2007 | 0.21628 | 0.017672 | 1 | 0 | 0 | 1 | 0.21628 | 0.017672 | 1
2008 | 0.11857 | 0.0089626 | 1 | 0 | 0 | 1 | 0.11857 | 0.0089626 | 1
2009 | 0.021566 | 0.011891 | 1 | 0 | 0 | 1 | 0.021566 | 0.011891 | 1
2010 | 0 | 0 | 1 | 0 | 0 | 1 | 0 | 0 | 1
2011 | 0 | 0 | 1 | 0 | 0 | 1 | 0 | 0 | 1
2012 | 0 | 0 | 1 | 0 | 0 | 1 | 0 | 0 | 1
2013 | 0 | 0 | 1 | 0 | 0 | 1 | 0 | 0 | 1
2014 | 0 | 0 | 1 | 0 | 0 | 1 | 0 | 0 | 1
2015 | 0 | 0 | 1 | 0 | 0 | 1 | 0 | 0 | 1
2016 | 0 | 0 | 1 | 0 | 0 | 1 | 0 | 0 | 1
2017 | 0 | 0 | 1 | 0 | 0 | 1 | 0 | 0 | 1
2018 | 0 | 0 | 1 | 0 | 0 | 1 | 0 | 0 | 1
2019 | 0 | 0 | 1 | 0 | 0 | 1 | 0 | 0 | 1
2020 | 0 | 0 | 1 | 0 | 0 | 1 | 0 | 0 | 1
2021 | 0 | 0 | 1 | 0 | 0 | 1 | 0 | 0 | 1
2022 | 0 | 0 | 1 | 0 | 0 | 1 | 0 | 0 | 1
2023 | 0 | 0 | 1 | 0 | 0 | 1 | 0 | 0 | 1
2024 | 0.0069058 | 0 | 1 | 0 | 0 | 1 | 0.0069058 | 0 | 1
2025 | 0.14278 | 0 | 1 | 0 | 0 | 1 | 0.14278 | 0 | 1
2026 | 0.27231 | 0 | 1 | 0 | 0 | 1 | 0.27231 | 0 | 1
2027 | 0.23206 | 0 | 1 | 0 | 0 | 1 | 0.23206 | 0 | 1
2028 | 0.21794 | 0.0016459 | 1 | 0 | 0 | 1 | 0.21794 | 0.0016459 | 1
2029 | 0.25067 | 0.04835 | 1 | 0 | 0 | 1 | 0.25067 | 0.04835 | 1
2030 | 0.31032 | 0.047333 | 1 | 0 | 0 | 1 | 0.31032 | 0.047333 | 1
2031 | 0.31842 | 0.047804 | 1 | 0 | 0 | 1 | 0.31842 | 0.047804 | 1
2032 | 0.22016 | 0.03035 | 1 | 0 | 0 | 1 | 0.22016 | 0.03035 | 1
2033 | 0.090995 | 0.026866 | 1 | 0 | 0 | 1 | 0.090995 | 0.026866 | 1
2034 | 0 | 0.018006 | 1 | 0 | 0 | 1 | 0 | 0.018006 | 1
2035 | 0 | 0 | 1 | 0 | 0 | 1 | 0 | 0 | 1
2036 | 0 | 0 | 1 | 0 | 0 | 1 | 0 | 0 | 1
2037 | 0 | 0 | 1 | 0 | 0 | 1 | 0 | 0 | 1
2038 | 0 | 0 | 1 | 0 | 0 | 1 | 0 | 0 | 1
2039 | 0 | 0 | 1 | 0 | 0 | 1 | 0 | 0 | 1
2040 | 0 | 0 | 1 | 0 | 0 | 1 | 0 | 0 | 1
2041 | 0 | 0 | 1 | 0 | 0 | 1 | 0 | 0 | 1
2042 | 0 | 0 | 1 | 0 | 0 | 1 | 0 | 0 | 1
2043 | 0 | 0 | 1 | 0 | 0 | 1 | 0 | 0 | 1
2044 | 0 | 0 | 1 | 0 | 0 | 1 | 0 | 0 | 1
2045 | 0 | 0 | 1 | 0 | 0 | 1 | 0 | 0 | 1
2046 | 0 | 0 | 1 | 0 | 0 | 1 | 0 | 0 | 1
2047 | 0 | 0 | 1 | 0 | 0 | 1 | 0 | 0 | 1
2048 | 0 | 0 | 1 | 0 | 0 | 1 | 0 | 0 | 1
2049 | 0.11812 | 0 | 1 | 0 | 0 | 1 | 0.11812 | 0 | 1
2050 | 0.246 | 0 | 1 | 0 | 0 | 1 | 0.246 | 0 | 1
2051 | 0.2535 | 0 | 1 | 0 | 0 | 1 | 0.2535 | 0 | 1
2052 | 0.27254 | 0 | 1 | 0 | 0 | 1 | 0.27254 | 0 | 1
2053 | 0.33406 | 0.0080169 | 1 | 0 | 0 | 1 | 0.33406 | 0.0080169 | 1
2054 | 0.40183 | 0.0086797 | 1 | 0 | 0 | 1 | 0.40183 | 0.0086797 | 1
2055 | 0.40389 | 0.011463 | 1 | 0 | 0 | 1 | 0.40389 | 0.011463 | 1
2056 | 0.25446 | 0.0012118 | 1 | 0 | 0 | 1 | 0.25446 | 0.0012118 | 1
2057 | 0.0983 | 0 | 1 | 0 | 0 | 1 | 0.0983 | 0 | 1
2058 | 0 | 0 | 1 | 0 | 0 | 1 | 0 | 0 | 1
2059 | 0 | 0 | 1 | 0 | 0 | 1 | 0 | 0 | 1
2060 | 0 | 0 | 1 | 0 | 0 | 1 | 0 | 0 | 1
2061 | 0 | 0 | 1 | 0 | 0 | 1 | 0 | 0 | 1
2062 | 0 | 0 | 1 | 0 | 0 | 1 | 0 | 0 | 1
2063 | 0 | 0 | 1 | 0 | 0 | 1 | 0 | 0 | 1
2064 | 0 | 0 | 1 | 0 | 0 | 1 | 0 | 0 | 1
2065 | 0 | 0 | 1 | 0 | 0 | 1 | 0 | 0 | 1
2066 | 0 | 0 | 1 | 0 | 0 | 1 | 0 | 0 | 1
2067 | 0 | 0 | 1 | 0 | 0 | 1 | 0 | 0 | 1
2068 | 0 | 0 | 1 | 0 | 0 | 1 | 0 | 0 | 1
2069 | 0 | 0 | 1 | 0 | 0 | 1 | 0 | 0 | 1
2070 | 0 | 0 | 1 | 0 | 0 | 1 | 0 | 0 | 1
2071 | 0 | 0 | 1 | 0 | 0 | 1 | 0 | 0 | 1
2072 | 0 | 0 | 1 | 0 | 0 | 1 | 0 | 0 | 1
2073 | 0.048369 | 0 | 1 | 0 | 0 | 1 | 0.048369 | 0 | 1
2074 | 0.19815 | 0 | 1 | 0 | 0 | 1 | 0.19815 | 0 | 1
2075 | 0.26377 | 0 | 1 | 0 | 0 | 1 | 0.26377 | 0 | 1
2076 | 0.24942 | 0 | 1 | 0 | 0 | 1 | 0.24942 | 0 | 1
2077 | 0.33593 | 0.020867 | 1 | 0 | 0 | 1 | 0.33593 | 0.020867 | 1
2078 | 0.39712 | 0.018773 | 1 | 0 | 0 | 1 | 0.39712 | 0.018773 | 1
2079 | 0.33129 | 0.015241 | 1 | 0 | 0 | 1 | 0.33129 | 0.015241 | 1
2080 | 0.1677 | 0.012102 | 1 | 0 | 0 | 1 | 0.1677 | 0.012102 | 1
2081 | 0.051373 | 0 | 1 | 0 | 0 | 1 | 0.051373 | 0 | 1
2082 | 0 | 0 | 1 | 0 | 0 | 1 | 0 | 0 | 1
2083 | 0 | 0 | 1 | 0 | 0 | 1 | 0 | 0 | 1
2084 | 0 | 0 | 1 | 0 | 0 | 1 | 0 | 0 | 1
2085 | 0 | 0 | 1 | 0 | 0 | 1 | 0 | 0 | 1
2086 | 0 | 0 | 1 | 0 | 0 | 1 | 0 | 0 | 1
2087 | 0 | 0 | 1 | 0 | 0 | 1 | 0 | 0 | 1
2088 | 0 | 0 | 1 | 0 | 0 | 1 | 0 | 0 | 1
2089 | 0 | 0 | 1 | 0 | 0 | 1 | 0 | 0 | 1
2090 | 0 | 0 | 1 | 0 | 0 | 1 | 0 | 0 | 1
2091 | 0 | 0 | 1 | 0 | 0 | 1 | 0 | 0 | 1
2092 | 0 | 0 | 1 | 0 | 0 | 1 | 0 | 0 | 1
2093 | 0 | 0 | 1 | 0 | 0 | 1 | 0 | 0 | 1
2094 | 0 | 0 | 1 | 0 | 0 | 1 | 0 | 0 | 1
2095 | 0 | 0 | 1 | 0 | 0 | 1 | 0 | 0 | 1
2096 | 0 | 0 | 1 | 0 | 0 | 1 | 0 | 0 | 1
2097 | 0.057534 | 0 | 1 | 0 | 0 | 1 | 0.057534 | 0 | 1
2098 | 0.19905 | 0 | 1 | 0 | 0 | 1 | 0.19905 | 0 | 1
2099 | 0.31201 | 9.7251e-05 | 1 | 0 | 0 | 1 | 0.31201 | 9.7251e-05 | 1
2100 | 0.30626 | 0.017011 | 1 | 0 | 0 | 1 | 0.30626 | 0.017011 | 1
2101 | 0.35662 | 0.028939 | 1 | 0 | 0 | 1 | 0.35662 | 0.028939 | 1
2102 | 0.40895 | 0.030374 | 1 | 0 | 0 | 1 | 0.40895 | 0.030374 | 1
2103 | 0.35521 | 0.022956 | 1 | 0 | 0 | 1 | 0.35521 | 0.022956 | 1
2104 | 0.18546 | 0.020475 | 1 | 0 | 0 | 1 | 0.18546 | 0.020475 | 1
2105 | 0.060056 | 0.0042597 | 1 | 0 | 0 | 1 | 0.060056 | 0.0042597 | 1
2106 | 0 | 0 | 1 | 0 | 0 | 1 | 0 | 0 | 1
2107 | 0 | 0 | 1 | 0 | 0 | 1 | 0 | 0 | 1
2108 | 0 | 0 | 1 | 0 | 0 | 1 | 0 | 0 | 1
2109 | 0 | 0 | 1 | 0 | 0 | 1 | 0 | 0 | 1
2110 | 0 | 0 | 1 | 0 | 0 | 1 | 0 | 0 | 1
2111 | 0 | 0 | 1 | 0 | 0 | 1 | 0 | 0 | 1
2112 | 0 | 0 | 1 | 0 | 0 | 1 | 0 | 0 | 1
2113 | 0 | 0 | 1 | 0 | 0 | 1 | 0 | 0 | 1
2114 | 0 | 0 | 1 | 0 | 0 | 1 | 0 | 0 | 1
2115 | 0 | 0 | 1 | 0 | 0 | 1 | 0 | 0 | 1
2116 | 0 | 0 | 1 | 0 | 0 | 1 | 0 | 0 | 1
2117 | 0 | 0 | 1 | 0 | 0 | 1 | 0 | 0 | 1
2118 | 0 | 0 | 1 | 0 | 0 | 1 | 0 | 0 | 1
2119 | 0 | 0 | 1 | 0 | 0 | 1 | 0 | 0 | 1
2120 | 0 | 0 | 1 | 0 | 0 | 1 | 0 | 0 | 1
2121 | 0.083148 | 0 | 1 | 0 | 0 | 1 | 0.083148 | 0 | 1
2122 | 0.19343 | 0 | 1 | 0 | 0 | 1 | 0.19343 | 0 | 1
2123 | 0.24557 | 0 | 1 | 0 | 0 | 1 | 0.24557 | 0 | 1
2124 | 0.1835 | 0.045182 | 1 | 0 | 0 | 1 | 0.1835 | 0.045182 | 1
2125 | 0.15961 | 0.053234 | 1 | 0 | 0 | 1 | 0.15961 | 0.053234 | 1
2126 | 0.26962 | 0.056643 | 1 | 0 | 0 | 1 | 0.26962 | 0.056643 | 1
2127 | 0.29553 | 0.042002 | 1 | 0 | 0 | 1 | 0.29553 | 0.042002 | 1
2128 | 0.17047 | 0.033166 | 1 | 0 | 0 | 1 | 0.17047 | 0.033166 | 1
2129 | 0.040755 | 0.024847 | 1 | 0 | 0 | 1 | 0.040755 | 0.024847 | 1
2130 | 0 | 0.0089059 | 1 | 0 | 0 | 1 | 0 | 0.0089059 | 1
2131 | 0 | 0 | 1 | 0 | 0 | 1 | 0 | 0 | 1
2132 | 0 | 0 | 1 | 0 | 0 | 1 | 0 | 0 | 1
2133 | 0 | 0 | 1 | 0 | 0 | 1 | 0 | 0 | 1
2134 | 0 | 0 | 1 | 0 | 0 | 1 | 0 | 0 | 1
2135 | 0 | 0 | 1 | 0 | 0 | 1 | 0 | 0 | 1
2136 | 0 | 0 | 1 | 0 | 0 | 1 | 0 | 0 | 1
2137 | 0 | 0 | 1 | 0 | 0 | 1 | 0 | 0 | 1
2138 | 0 | 0 | 1 | 0 | 0 | 1 | 0 | 0 | 1
2139 | 0 | 0 | 1 | 0 | 0 | 1 | 0 | 0 | 1
2140 | 0 | 0 | 1 | 0 | 0 | 1 | 0 | 0 | 1
2141 | 0 | 0 | 1 | 0 | 0 | 1 | 0 | 0 | 1
2142 | 0 | 0 | 1 | 0 | 0 | 1 | 0 | 0 | 1
2143 | 0 | 0 | 1 | 0 | 0 | 1 | 0 | 0 | 1
2144 | 0 | 0 | 1 | 0 | 0 | 1 | 0 | 0 | 1
2145 | 0.11038 | 0 | 1 | 0 | 0 | 1 | 0.11038 | 0 | 1
2146 | 0.1806 | 0 | 1 | 0 | 0 | 1 | 0.1806 | 0 | 1
2147 | 0.17775 | 0 | 1 | 0 | 0 | 1 | 0.17775 | 0 | 1
2148 | 0.14961 | 0.017336 | 1 | 0 | 0 | 1 | 0.14961 | 0.017336 | 1
2149 | 0.15639 | 0.024114 | 1 | 0 | 0 | 1 | 0.15639 | 0.024114 | 1
2150 | 0.28623 | 0.027337 | 1 | 0 | 0 | 1 | 0.28623 | 0.027337 | 1
2151 | 0.36027 | 0.01694 | 1 | 0 | 0 | 1 | 0.36027 | 0.01694 | 1
2152 | 0.24523 | 0.026081 | 1 | 0 | 0 | 1 | 0.24523 | 0.026081 | 1
2153 | 0.063647 | 0.014419 | 1 | 0 | 0 | 1 | 0.063647 | 0.014419 | 1
2154 | 0 | 0 | 1 | 0 | 0 | 1 | 0 | 0 | 1
2155 | 0 | 0 | 1 | 0 | 0 | 1 | 0 | 0 | 1
2156 | 0 | 0 | 1 | 0 | 0 | 1 | 0 | 0 | 1
2157 | 0 | 0 | 1 | 0 | 0 | 1 | 0 | 0 | 1
2158 | 0 | 0 | 1 | 0 | 0 | 1 | 0 | 0 | 1
2159 | 0 | 0 | 1 | 0 | 0 | 1 | 0 | 0 | 1
2160 | 0 | 0 | 1 | 0 | 0 | 1 | 0 | 0 | 1
2161 | 0 | 0 | 1 | 0 | 0 | 1 | 0 | 0 | 1
2162 | 0 | 0 | 1 | 0 | 0 | 1 | 0 | 0 | 1
2163 | 0 | 0 | 1 | 0 | 0 | 1 | 0 | 0 | 1
2164 | 0 | 0 | 1 | 0 | 0 | 1 | 0 | 0 | 1
2165 | 0 | 0 | 1 | 0 | 0 | 1 | 0 | 0 | 1
2166 | 0 | 0 | 1 | 0 | 0 | 1 | 0 | 0 | 1
2167 | 0 | 0 | 1 | 0 | 0 | 1 | 0 | 0 | 1
2168 | 0 | 0 | 1 | 0 | 0 | 1 | 0 | 0 | 1
2169 | 0.011737 | 0 | 1 | 0 | 0 | 1 | 0.011737 | 0 | 1
2170 | 0.090635 | 0.00099556 | 1 | 0 | 0 | 1 | 0.090635 | 0.00099556 | 1
2171 | 0.044605 | 0 | 1 | 0 | 0 | 1 | 0.044605 | 0 | 1
2172 | 0.042977 | 0.025706 | 1 | 0 | 0 | 1 | 0.042977 | 0.025706 | 1
2173 | 0.058289 | 0.016905 | 1 | 0 | 0 | 1 | 0.058289 | 0.016905 | 1
2174 | 0.12333 | 0.018318 | 1 | 0 | 0 | 1 | 0.12333 | 0.018318 | 1
2175 | 0.13675 | 0.02823 | 1 | 0 | 0 | 1 | 0.13675 | 0.02823 | 1
2176 | 0.09439 | 0.023333 | 1 | 0 | 0 | 1 | 0.09439 | 0.023333 | 1
2177 | 0 | 0.023994 | 1 | 0 | 0 | 1 | 0 | 0.023994 | 1
2178 | 0 | 0 | 1 | 0 | 0 | 1 | 0 | 0 | 1
2179 | 0 | 0 | 1 | 0 | 0 | 1 | 0 | 0 | 1
2180 | 0 | 0 | 1 | 0 | 0 | 1 | 0 | 0 | 1
2181 | 0 | 0 | 1 | 0 | 0 | 1 | 0 | 0 | 1
2182 | 0 | 0 | 1 | 0 | 0 | 1 | 0 | 0 | 1
2183 | 0 | 0 | 1 | 0 | 0 | 1 | 0 | 0 | 1
2184 | 0 | 0 | 1 | 0 | 0 | 1 | 0 | 0 | 1
2185 | 0 | 0 | 1 | 0 | 0 | 1 | 0 | 0 | 1
2186 | 0 | 0 | 1 | 0 | 0 | 1 | 0 | 0 | 1
2187 | 0 | 0 | 1 | 0 | 0 | 1 | 0 | 0 | 1
2188 | 0 | 0 | 1 | 0 | 0 | 1 | 0 | 0 | 1
2189 | 0 | 0 | 1 | 0 | 0 | 1 | 0 | 0 | 1
2190 | 0 | 0 | 1 | 0 | 0 | 1 | 0 | 0 | 1
2191 | 0 | 0 | 1 | 0 | 0 | 1 | 0 | 0 | 1
2192 | 0 | 0.00015385 | 1 | 0 | 0 | 1 | 0 | 0.00015385 | 1
2193 | 0 | 0.0087908 | 1 | 0 | 0 | 1 | 0 | 0.0087908 | 1
2194 | 0.059305 | 0.030235 | 1 | 0 | 0 | 1 | 0.059305 | 0.030235 | 1
2195 | 0.070082 | 0.032148 | 1 | 0 | 0 | 1 | 0.070082 | 0.032148 | 1
2196 | 0.13136 | 0.048036 | 1 | 0 | 0 | 1 | 0.13136 | 0.048036 | 1
2197 | 0.14102 | 0.048377 | 1 | 0 | 0 | 1 | 0.14102 | 0.048377 | 1
2198 | 0.11348 | 0.053808 | 1 | 0 | 0 | 1 | 0.11348 | 0.053808 | 1
2199 | 0.050754 | 0.073024 | 1 | 0 | 0 | 1 | 0.050754 | 0.073024 | 1
2200 | 0.094867 | 0.070798 | 1 | 0 | 0 | 1 | 0.094867 | 0.070798 | 1
2201 | 0 | 0.061225 | 1 | 0 | 0 | 1 | 0 | 0.061225 | 1
2202 | 0 | 0.025155 | 1 | 0 | 0 | 1 | 0 | 0.025155 | 1
2203 | 0 | 0.01024 | 1 | 0 | 0 | 1 | 0 | 0.01024 | 1
2204 | 0 | 0.018154 | 1 | 0 | 0 | 1 | 0 | 0.018154 | 1
2205 | 0 | 0.030968 | 1 | 0 | 0 | 1 | 0 | 0.030968 | 1
2206 | 0 | 0.014518 | 1 | 0 | 0 | 1 | 0 | 0.014518 | 1
2207 | 0 | 0.011149 | 1 | 0 | 0 | 1 | 0 | 0.011149 | 1
2208 | 0 | 0.0072455 | 1 | 0 | 0 | 1 | 0 | 0.0072455 | 1
2209 | 0 | 0.004628 | 0.93548 | 0 | 0 | 1 | 0 | 0.004628 | 1
2210 | 0 | 0.0055975 | 0.93548 | 0 | 0 | 1 | 0 | 0.0055975 | 1
2211 | 0 | 0 | 0.93548 | 0 | 0 | 1 | 0 | 0 | 1
2212 | 0 | 0 | 0.93548 | 0 | 0 | 1 | 0 | 0 | 1
2213 | 0 | 0 | 0.93548 | 0 | 0 | 1 | 0 | 0 | 1
2214 | 0 | 0 | 0.93548 | 0 | 0 | 1 | 0 | 0 | 1
2215 | 0 | 0 | 0.93548 | 0 | 0 | 1 | 0 | 0 | 1
2216 | 0 | 0.020235 | 0.93548 | 0 | 0 | 1 | 0 | 0.020235 | 1
2217 | 0 | 0.053782 | 0.93548 | 0 | 0 | 1 | 0 | 0.053782 | 1
2218 | 0.077006 | 0.079487 | 0.93548 | 0 | 0 | 1 | 0.077006 | 0.079487 | 1
2219 | 0.09679 | 0.088871 | 0.93548 | 0 | 0 | 1 | 0.09679 | 0.088871 | 1
2220 | 0.14532 | 0.096141 | 0.93548 | 0 | 0 | 1 | 0.14532 | 0.096141 | 1
2221 | 0.10627 | 0.067337 | 0.93548 | 0 | 0 | 1 | 0.10627 | 0.067337 | 1
2222 | 0.094164 | 0.081285 | 0.93548 | 0 | 0 | 1 | 0.094164 | 0.081285 | 1
2223 | 0.019673 | 0.0947 | 0.93548 | 0 | 0 | 1 | 0.019673 | 0.0947 | 1
2224 | 0.055036 | 0.072562 | 0.93548 | 0 | 0 | 1 | 0.055036 | 0.072562 | 1
2225 | 0 | 0.051575 | 0.93548 | 0 | 0 | 1 | 0 | 0.051575 | 1
2226 | 0 | 0.02835 | 0.93548 | 0 | 0 | 1 | 0 | 0.02835 | 1
2227 | 0 | 0.014716 | 0.93548 | 0 | 0 | 1 | 0 | 0.014716 | 1
2228 | 0 | 0.028013 | 0.93548 | 0 | 0 | 1 | 0 | 0.028013 | 1
2229 | 0 | 0.041628 | 0.93548 | 0 | 0 | 1 | 0 | 0.041628 | 1
2230 | 0 | 0.01626 | 0.93548 | 0 | 0 | 1 | 0 | 0.01626 | 1
2231 | 0 | 0.0039753 | 0.93548 | 0 | 0 | 1 | 0 | 0.0039753 | 1
2232 | 0 | 0 | 0.93548 | 0 | 0 | 1 | 0 | 0 | 1
2233 | 0 | 0.025211 | 0.93548 | 0 | 0 | 1 | 0 | 0.025211 | 1
2234 | 0 | 0 | 0.93548 | 0 | 0 | 1 | 0 | 0 | 1
2235 | 0 | 0 | 0.93548 | 0 | 0 | 1 | 0 | 0 | 1
2236 | 0 | 0 | 0.93548 | 0 | 0 | 1 | 0 | 0 | 1
2237 | 0 | 0 | 0.93548 | 0 | 0 | 1 | 0 | 0 | 1
2238 | 0 | 0 | 0.93548 | 0 | 0 | 1 | 0 | 0 | 1
2239 | 0 | 0 | 0.93548 | 0 | 0 | 1 | 0 | 0 | 1
2240 | 0 | 0 | 0.93548 | 0 | 0 | 1 | 0 | 0 | 1
2241 | 0.013475 | 0.0015239 | 0.93548 | 0 | 0 | 1 | 0.013475 | 0.0015239 | 1
2242 | 0.12139 | 0.013201 | 0.93548 | 0 | 0 | 1 | 0.12139 | 0.013201 | 1
2243 | 0.18161 | 0.032472 | 0.93548 | 0 | 0 | 1 | 0.18161 | 0.032472 | 1
2244 | 0.21262 | 0.044717 | 0.93548 | 0 | 0 | 1 | 0.21262 | 0.044717 | 1
2245 | 0.23353 | 0.025565 | 0.93548 | 0 | 0 | 1 | 0.23353 | 0.025565 | 1
2246 | 0.25721 | 0.045456 | 0.93548 | 0 | 0 | 1 | 0.25721 | 0.045456 | 1
2247 | 0.1687 | 0.070492 | 0.93548 | 0 | 0 | 1 | 0.1687 | 0.070492 | 1
2248 | 0.14142 | 0.083037 | 0.93548 | 0 | 0 | 1 | 0.14142 | 0.083037 | 1
2249 | 0 | 0.047759 | 0.93548 | 0 | 0 | 1 | 0 | 0.047759 | 1
2250 | 0 | 0.030424 | 0.93548 | 0 | 0 | 1 | 0 | 0.030424 | 1
2251 | 0 | 0.0076542 | 0.93548 | 0 | 0 | 1 | 0 | 0.0076542 | 1
2252 | 0 | 0.027579 | 0.93548 | 0 | 0 | 1 | 0 | 0.027579 | 1
2253 | 0 | 0.030893 | 0.93548 | 0 | 0 | 1 | 0 | 0.030893 | 1
2254 | 0 | 0.014278 | 0.93548 | 0 | 0 | 1 | 0 | 0.014278 | 1
2255 | 0 | 0.0091631 | 0.93548 | 0 | 0 | 1 | 0 | 0.0091631 | 1
2256 | 0 | 0.011841 | 0.93548 | 0 | 0 | 1 | 0 | 0.011841 | 1
2257 | 0 | 0 | 0.93548 | 0 | 0 | 1 | 0 | 0 | 1
2258 | 0 | 0 | 0.93548 | 0 | 0 | 1 | 0 | 0 | 1
2259 | 0 | 0 | 0.93548 | 0 | 0 | 1 | 0 | 0 | 1
2260 | 0 | 0 | 0.93548 | 0 | 0 | 1 | 0 | 0 | 1
2261 | 0 | 0 | 0.93548 | 0 | 0 | 1 | 0 | 0 | 1
2262 | 0 | 0 | 0.93548 | 0 | 0 | 1 | 0 | 0 | 1
2263 | 0 | 0 | 0.93548 | 0 | 0 | 1 | 0 | 0 | 1
2264 | 0 | 0 | 0.93548 | 0 | 0 | 1 | 0 | 0 | 1
2265 | 0.075363 | 0.0143 | 0.93548 | 0 | 0 | 1 | 0.075363 | 0.0143 | 1
2266 | 0.21657 | 0.024633 | 0.93548 | 0 | 0 | 1 | 0.21657 | 0.024633 | 1
2267 | 0.2418 | 0.034193 | 0.93548 | 0 | 0 | 1 | 0.2418 | 0.034193 | 1
2268 | 0.33347 | 0.044533 | 0.93548 | 0 | 0 | 1 | 0.33347 | 0.044533 | 1
2269 | 0.34629 | 0.016616 | 0.93548 | 0 | 0 | 1 | 0.34629 | 0.016616 | 1
2270 | 0.35891 | 0.038447 | 0.93548 | 0 | 0 | 1 | 0.35891 | 0.038447 | 1
2271 | 0.31176 | 0.09202 | 0.93548 | 0 | 0 | 1 | 0.31176 | 0.09202 | 1
2272 | 0.19492 | 0.11163 | 0.93548 | 0 | 0 | 1 | 0.19492 | 0.11163 | 1
2273 | 0.024239 | 0.0503 | 0.93548 | 0 | 0 | 1 | 0.024239 | 0.0503 | 1
2274 | 0 | 0.039631 | 0.93548 | 0 | 0 | 1 | 0 | 0.039631 | 1
2275 | 0 | 0.0081266 | 0.93548 | 0 | 0 | 1 | 0 | 0.0081266 | 1
2276 | 0 | 0.036936 | 0.93548 | 0 | 0 | 1 | 0 | 0.036936 | 1
2277 | 0 | 0.037586 | 0.93548 | 0 | 0 | 1 | 0 | 0.037586 | 1
2278 | 0 | 0.030567 | 0.93548 | 0 | 0 | 1 | 0 | 0.030567 | 1
2279 | 0 | 0.02611 | 0.93548 | 0 | 0 | 1 | 0 | 0.02611 | 1
2280 | 0 | 0.041659 | 0.93548 | 0 | 0 | 1 | 0 | 0.041659 | 1
2281 | 0 | 0 | 0.93548 | 0 | 0 | 1 | 0 | 0 | 1
2282 | 0 | 0.00034779 | 0.93548 | 0 | 0 | 1 | 0 | 0.00034779 | 1
2283 | 0 | 0 | 0.93548 | 0 | 0 | 1 | 0 | 0 | 1
2284 | 0 | 0 | 0.93548 | 0 | 0 | 1 | 0 | 0 | 1
2285 | 0 | 0 | 0.93548 | 0 | 0 | 1 | 0 | 0 | 1
2286 | 0 | 0 | 0.93548 | 0 | 0 | 1 | 0 | 0 | 1
2287 | 0 | 0 | 0.93548 | 0 | 0 | 1 | 0 | 0 | 1
2288 | 0 | 0 | 0.93548 | 0 | 0 | 1 | 0 | 0 | 1
2289 | 0.0044136 | 0 | 0.93548 | 0 | 0 | 1 | 0.0044136 | 0 | 1
2290 | 0.1173 | 0.010315 | 0.93548 | 0 | 0 | 1 | 0.1173 | 0.010315 | 1
2291 | 0.15052 | 0.032072 | 0.93548 | 0 | 0 | 1 | 0.15052 | 0.032072 | 1
2292 | 0.27714 | 0.051129 | 0.93548 | 0 | 0 | 1 | 0.27714 | 0.051129 | 1
2293 | 0.32134 | 0.054573 | 0.93548 | 0 | 0 | 1 | 0.32134 | 0.054573 | 1
2294 | 0.22597 | 0.066256 | 0.93548 | 0 | 0 | 1 | 0.22597 | 0.066256 | 1
2295 | 0.14143 | 0.11282 | 0.93548 | 0 | 0 | 1 | 0.14143 | 0.11282 | 1
2296 | 0.062671 | 0.11366 | 0.93548 | 0 | 0 | 1 | 0.062671 | 0.11366 | 1
2297 | 0 | 0.066027 | 0.93548 | 0 | 0 | 1 | 0 | 0.066027 | 1
2298 | 0 | 0.048269 | 0.93548 | 0 | 0 | 1 | 0 | 0.048269 | 1
2299 | 0 | 0.013112 | 0.93548 | 0 | 0 | 1 | 0 | 0.013112 | 1
2300 | 0 | 0.032139 | 0.93548 | 0 | 0 | 1 | 0 | 0.032139 | 1
2301 | 0 | 0.042326 | 0.93548 | 0 | 0 | 1 | 0 | 0.042326 | 1
2302 | 0 | 0.036607 | 0.93548 | 0 | 0 | 1 | 0 | 0.036607 | 1
2303 | 0 | 0.034756 | 0.93548 | 0 | 0 | 1 | 0 | 0.034756 | 1
2304 | 0 | 0.067401 | 0.93548 | 0 | 0 | 1 | 0 | 0.067401 | 1
2305 | 0 | 0.024174 | 0.93548 | 0 | 0 | 1 | 0 | 0.024174 | 1
2306 | 0 | 0.024528 | 0.93548 | 0 | 0 | 1 | 0 | 0.024528 | 1
2307 | 0 | 0.014943 | 0.93548 | 0 | 0 | 1 | 0 | 0.014943 | 1
2308 | 0 | 0 | 0.93548 | 0 | 0 | 1 | 0 | 0 | 1
2309 | 0 | 0.0038825 | 0.93548 | 0 | 0 | 1 | 0 | 0.0038825 | 1
2310 | 0 | 0 | 0.93548 | 0 | 0 | 1 | 0 | 0 | 1
2311 | 0 | 0 | 0.93548 | 0 | 0 | 1 | 0 | 0 | 1
2312 | 0 | 0.00027731 | 0.93548 | 0 | 0 | 1 | 0 | 0.00027731 | 1
2313 | 0 | 0.022318 | 0.93548 | 0 | 0 | 1 | 0 | 0.022318 | 1
2314 | 0.083208 | 0.049089 | 0.93548 | 0 | 0 | 1 | 0.083208 | 0.049089 | 1
2315 | 0.15716 | 0.077388 | 0.93548 | 0 | 0 | 1 | 0.15716 | 0.077388 | 1
2316 | 0.23401 | 0.10947 | 0.93548 | 0 | 0 | 1 | 0.23401 | 0.10947 | 1
2317 | 0.19185 | 0.13074 | 0.93548 | 0 | 0 | 1 | 0.19185 | 0.13074 | 1
2318 | 0.17585 | 0.13258 | 0.93548 | 0 | 0 | 1 | 0.17585 | 0.13258 | 1
2319 | 0.13903 | 0.14425 | 0.93548 | 0 | 0 | 1 | 0.13903 | 0.14425 | 1
2320 | 0.024931 | 0.1292 | 0.93548 | 0 | 0 | 1 | 0.024931 | 0.1292 | 1
2321 | 0 | 0.087361 | 0.93548 | 0 | 0 | 1 | 0 | 0.087361 | 1
2322 | 0 | 0.057997 | 0.93548 | 0 | 0 | 1 | 0 | 0.057997 | 1
2323 | 0 | 0.021859 | 0.93548 | 0 | 0 | 1 | 0 | 0.021859 | 1
2324 | 0 | 0.036151 | 0.93548 | 0 | 0 | 1 | 0 | 0.036151 | 1
2325 | 0 | 0.047472 | 0.93548 | 0 | 0 | 1 | 0 | 0.047472 | 1
2326 | 0 | 0.05745 | 0.93548 | 0 | 0 | 1 | 0 | 0.05745 | 1
2327 | 0 | 0.045597 | 0.93548 | 0 | 0 | 1 | 0 | 0.045597 | 1
2328 | 0 | 0.081581 | 0.93548 | 0 | 0 | 1 | 0 | 0.081581 | 1
2329 | 0 | 0.045076 | 0.93548 | 0 | 0 | 1 | 0 | 0.045076 | 1
2330 | 0 | 0.040531 | 0.93548 | 0 | 0 | 1 | 0 | 0.040531 | 1
2331 | 0 | 0.02657 | 0.93548 | 0 | 0 | 1 | 0 | 0.02657 | 1
2332 | 0 | 0.016459 | 0.93548 | 0 | 0 | 1 | 0 | 0.016459 | 1
2333 | 0 | 0.021924 | 0.93548 | 0 | 0 | 1 | 0 | 0.021924 | 1
2334 | 0 | 0.0062606 | 0.93548 | 0 | 0 | 1 | 0 | 0.0062606 | 1
2335 | 0 | 0.0073499 | 0.93548 | 0 | 0 | 1 | 0 | 0.0073499 | 1
2336 | 0 | 0.033988 | 0.93548 | 0 | 0 | 1 | 0 | 0.033988 | 1
2337 | 0 | 0.049925 | 0.93548 | 0 | 0 | 1 | 0 | 0.049925 | 1
2338 | 0.075052 | 0.082653 | 0.93548 | 0 | 0 | 1 | 0.075052 | 0.082653 | 1
2339 | 0.21384 | 0.11358 | 0.93548 | 0 | 0 | 1 | 0.21384 | 0.11358 | 1
2340 | 0.20444 | 0.13938 | 0.93548 | 0 | 0 | 1 | 0.20444 | 0.13938 | 1
2341 | 0.2006 | 0.16145 | 0.93548 | 0 | 0 | 1 | 0.2006 | 0.16145 | 1
2342 | 0.17828 | 0.13976 | 0.93548 | 0 | 0 | 1 | 0.17828 | 0.13976 | 1
2343 | 0.14849 | 0.11749 | 0.93548 | 0 | 0 | 1 | 0.14849 | 0.11749 | 1
2344 | 0 | 0.09533 | 0.93548 | 0 | 0 | 1 | 0 | 0.09533 | 1
2345 | 0 | 0.096387 | 0.93548 | 0 | 0 | 1 | 0 | 0.096387 | 1
2346 | 0 | 0.066431 | 0.93548 | 0 | 0 | 1 | 0 | 0.066431 | 1
2347 | 0 | 0.017331 | 0.93548 | 0 | 0 | 1 | 0 | 0.017331 | 1
2348 | 0 | 0.0064971 | 0.93548 | 0 | 0 | 1 | 0 | 0.0064971 | 1
2349 | 0 | 0.031785 | 0.93548 | 0 | 0 | 1 | 0 | 0.031785 | 1
2350 | 0 | 0.049015 | 0.93548 | 0 | 0 | 1 | 0 | 0.049015 | 1
2351 | 0 | 0.036911 | 0.93548 | 0 | 0 | 1 | 0 | 0.036911 | 1
2352 | 0 | 0.064367 | 0.93548 | 0 | 0 | 1 | 0 | 0.064367 | 1
2353 | 0 | 0.064015 | 0.93548 | 0 | 0 | 1 | 0 | 0.064015 | 1
2354 | 0 | 0.0043596 | 0.93548 | 0 | 0 | 1 | 0 | 0.0043596 | 1
2355 | 0 | 0 | 0.93548 | 0 | 0 | 1 | 0 | 0 | 1
2356 | 0 | 0 | 0.93548 | 0 | 0 | 1 | 0 | 0 | 1
2357 | 0 | 0 | 0.93548 | 0 | 0 | 1 | 0 | 0 | 1
2358 | 0 | 0 | 0.93548 | 0 | 0 | 1 | 0 | 0 | 1
2359 | 0 | 0 | 0.93548 | 0 | 0 | 1 | 0 | 0 | 1
2360 | 0 | 0 | 0.93548 | 0 | 0 | 1 | 0 | 0 | 1
2361 | 0.059168 | 0.021839 | 0.93548 | 0 | 0 | 1 | 0.059168 | 0.021839 | 1
2362 | 0.19077 | 0.047364 | 0.93548 | 0 | 0 | 1 | 0.19077 | 0.047364 | 1
2363 | 0.33398 | 0.065406 | 0.93548 | 0 | 0 | 1 | 0.33398 | 0.065406 | 1
2364 | 0.27227 | 0.092165 | 0.93548 | 0 | 0 | 1 | 0.27227 | 0.092165 | 1
2365 | 0.19669 | 0.13254 | 0.93548 | 0 | 0 | 1 | 0.19669 | 0.13254 | 1
2366 | 0.29183 | 0.13046 | 0.93548 | 0 | 0 | 1 | 0.29183 | 0.13046 | 1
2367 | 0.22225 | 0.12438 | 0.93548 | 0 | 0 | 1 | 0.22225 | 0.12438 | 1
2368 | 0.022837 | 0.12066 | 0.93548 | 0 | 0 | 1 | 0.022837 | 0.12066 | 1
2369 | 0.0075137 | 0.12481 | 0.93548 | 0 | 0 | 1 | 0.0075137 | 0.12481 | 1
2370 | 0 | 0.099706 | 0.93548 | 0 | 0 | 1 | 0 | 0.099706 | 1
2371 | 0 | 0.054794 | 0.93548 | 0 | 0 | 1 | 0 | 0.054794 | 1
2372 | 0 | 0.051816 | 0.93548 | 0 | 0 | 1 | 0 | 0.051816 | 1
2373 | 0 | 0.055121 | 0.93548 | 0 | 0 | 1 | 0 | 0.055121 | 1
2374 | 0 | 0.10627 | 0.93548 | 0 | 0 | 1 | 0 | 0.10627 | 1
2375 | 0 | 0.09519 | 0.93548 | 0 | 0 | 1 | 0 | 0.09519 | 1
2376 | 0 | 0.095778 | 0.93548 | 0 | 0 | 1 | 0 | 0.095778 | 1
2377 | 0 | 0.0355 | 0.93548 | 0 | 0 | 1 | 0 | 0.0355 | 1
2378 | 0 | 0.015288 | 0.93548 | 0 | 0 | 1 | 0 | 0.015288 | 1
2379 | 0 | 0 | 0.93548 | 0 | 0 | 1 | 0 | 0 | 1
2380 | 0 | 0 | 0.93548 | 0 | 0 | 1 | 0 | 0 | 1
2381 | 0 | 0 | 0.93548 | 0 | 0 | 1 | 0 | 0 | 1
2382 | 0 | 0.004626 | 0.93548 | 0 | 0 | 1 | 0 | 0.004626 | 1
2383 | 0 | 0.014385 | 0.93548 | 0 | 0 | 1 | 0 | 0.014385 | 1
2384 | 0.0017091 | 0.030197 | 0.93548 | 0 | 0 | 1 | 0.0017091 | 0.030197 | 1
2385 | 0.14667 | 0.042644 | 0.93548 | 0 | 0 | 1 | 0.14667 | 0.042644 | 1
2386 | 0.28582 | 0.065504 | 0.93548 | 0 | 0 | 1 | 0.28582 | 0.065504 | 1
2387 | 0.35114 | 0.091689 | 0.93548 | 0 | 0 | 1 | 0.35114 | 0.091689 | 1
2388 | 0.36425 | 0.10671 | 0.93548 | 0 | 0 | 1 | 0.36425 | 0.10671 | 1
2389 | 0.32322 | 0.14315 | 0.93548 | 0 | 0 | 1 | 0.32322 | 0.14315 | 1
2390 | 0.34199 | 0.13775 | 0.93548 | 0 | 0 | 1 | 0.34199 | 0.13775 | 1
2391 | 0.20128 | 0.12124 | 0.93548 | 0 | 0 | 1 | 0.20128 | 0.12124 | 1
2392 | 0.094535 | 0.12606 | 0.93548 | 0 | 0 | 1 | 0.094535 | 0.12606 | 1
2393 | 0.024961 | 0.15245 | 0.93548 | 0 | 0 | 1 | 0.024961 | 0.15245 | 1
2394 | 0 | 0.14978 | 0.93548 | 0 | 0 | 1 | 0 | 0.14978 | 1
2395 | 0 | 0.1159 | 0.93548 | 0 | 0 | 1 | 0 | 0.1159 | 1
2396 | 0 | 0.0845 | 0.93548 | 0 | 0 | 1 | 0 | 0.0845 | 1
2397 | 0 | 0.062917 | 0.93548 | 0 | 0 | 1 | 0 | 0.062917 | 1
2398 | 0 | 0.10183 | 0.93548 | 0 | 0 | 1 | 0 | 0.10183 | 1
2399 | 0 | 0.089255 | 0.93548 | 0 | 0 | 1 | 0 | 0.089255 | 1
2400 | 0 | 0.070832 | 0.93548 | 0 | 0 | 1 | 0 | 0.070832 | 1
2401 | 0 | 0.0663 | 0.93548 | 0 | 0 | 1 | 0 | 0.0663 | 1
2402 | 0 | 0.010523 | 0.93548 | 0 | 0 | 1 | 0 | 0.010523 | 1
2403 | 0 | 0.0032781 | 0.93548 | 0 | 0 | 1 | 0 | 0.0032781 | 1
2404 | 0 | 0.0045142 | 0.93548 | 0 | 0 | 1 | 0 | 0.0045142 | 1
2405 | 0 | 0.0067279 | 0.93548 | 0 | 0 | 1 | 0 | 0.0067279 | 1
2406 | 0 | 0.022007 | 0.93548 | 0 | 0 | 1 | 0 | 0.022007 | 1
2407 | 0 | 0.030775 | 0.93548 | 0 | 0 | 1 | 0 | 0.030775 | 1
2408 | 0 | 0.034641 | 0.93548 | 0 | 0 | 1 | 0 | 0.034641 | 1
2409 | 0.098678 | 0.048215 | 0.93548 | 0 | 0 | 1 | 0.098678 | 0.048215 | 1
2410 | 0.26865 | 0.078368 | 0.93548 | 0 | 0 | 1 | 0.26865 | 0.078368 | 1
2411 | 0.27838 | 0.097618 | 0.93548 | 0 | 0 | 1 | 0.27838 | 0.097618 | 1
2412 | 0.29738 | 0.1148 | 0.93548 | 0 | 0 | 1 | 0.29738 | 0.1148 | 1
2413 | 0.24548 | 0.15139 | 0.93548 | 0 | 0 | 1 | 0.24548 | 0.15139 | 1
2414 | 0.34476 | 0.16335 | 0.93548 | 0 | 0 | 1 | 0.34476 | 0.16335 | 1
2415 | 0.17577 | 0.15514 | 0.93548 | 0 | 0 | 1 | 0.17577 | 0.15514 | 1
2416 | 0.13418 | 0.15363 | 0.93548 | 0 | 0 | 1 | 0.13418 | 0.15363 | 1
2417 | 0 | 0.16755 | 0.93548 | 0 | 0 | 1 | 0 | 0.16755 | 1
2418 | 0 | 0.15801 | 0.93548 | 0 | 0 | 1 | 0 | 0.15801 | 1
2419 | 0 | 0.12747 | 0.93548 | 0 | 0 | 1 | 0 | 0.12747 | 1
2420 | 0 | 0.12412 | 0.93548 | 0 | 0 | 1 | 0 | 0.12412 | 1
2421 | 0 | 0.095267 | 0.93548 | 0 | 0 | 1 | 0 | 0.095267 | 1
2422 | 0 | 0.11724 | 0.93548 | 0 | 0 | 1 | 0 | 0.11724 | 1
2423 | 0 | 0.088174 | 0.93548 | 0 | 0 | 1 | 0 | 0.088174 | 1
2424 | 0 | 0.053163 | 0.93548 | 0 | 0 | 1 | 0 | 0.053163 | 1
2425 | 0 | 0.063662 | 0.93548 | 0 | 0 | 1 | 0 | 0.063662 | 1
2426 | 0 | 0.018148 | 0.93548 | 0 | 0 | 1 | 0 | 0.018148 | 1
2427 | 0 | 0.016202 | 0.93548 | 0 | 0 | 1 | 0 | 0.016202 | 1
2428 | 0 | 0.010028 | 0.93548 | 0 | 0 | 1 | 0 | 0.010028 | 1
2429 | 0 | 0.027418 | 0.93548 | 0 | 0 | 1 | 0 | 0.027418 | 1
2430 | 0 | 0.044732 | 0.93548 | 0 | 0 | 1 | 0 | 0.044732 | 1
2431 | 0 | 0.064489 | 0.93548 | 0 | 0 | 1 | 0 | 0.064489 | 1
2432 | 0 | 0.084046 | 0.93548 | 0 | 0 | 1 | 0 | 0.084046 | 1
2433 | 0.09473 | 0.10227 | 0.93548 | 0 | 0 | 1 | 0.09473 | 0.10227 | 1
2434 | 0.27002 | 0.14961 | 0.93548 | 0 | 0 | 1 | 0.27002 | 0.14961 | 1
2435 | 0.3129 | 0.15748 | 0.93548 | 0 | 0 | 1 | 0.3129 | 0.15748 | 1
2436 | 0.29959 | 0.17742 | 0.93548 | 0 | 0 | 1 | 0.29959 | 0.17742 | 1
2437 | 0.32627 | 0.18513 | 0.93548 | 0 | 0 | 1 | 0.32627 | 0.18513 | 1
2438 | 0.33326 | 0.18635 | 0.93548 | 0 | 0 | 1 | 0.33326 | 0.18635 | 1
2439 | 0.21061 | 0.18491 | 0.93548 | 0 | 0 | 1 | 0.21061 | 0.18491 | 1
2440 | 0.14181 | 0.15938 | 0.93548 | 0 | 0 | 1 | 0.14181 | 0.15938 | 1
2441 | 0 | 0.17304 | 0.93548 | 0 | 0 | 1 | 0 | 0.17304 | 1
2442 | 0 | 0.15364 | 0.93548 | 0 | 0 | 1 | 0 | 0.15364 | 1
2443 | 0 | 0.12604 | 0.93548 | 0 | 0 | 1 | 0 | 0.12604 | 1
2444 | 0 | 0.11373 | 0.93548 | 0 | 0 | 1 | 0 | 0.11373 | 1
2445 | 0 | 0.07783 | 0.93548 | 0 | 0 | 1 | 0 | 0.07783 | 1
2446 | 0 | 0.070559 | 0.93548 | 0 | 0 | 1 | 0 | 0.070559 | 1
2447 | 0 | 0.064778 | 0.93548 | 0 | 0 | 1 | 0 | 0.064778 | 1
2448 | 0 | 0.059422 | 0.93548 | 0 | 0 | 1 | 0 | 0.059422 | 1
2449 | 0 | 0.051183 | 0.93548 | 0 | 0 | 1 | 0 | 0.051183 | 1
2450 | 0 | 0.033974 | 0.93548 | 0 | 0 | 1 | 0 | 0.033974 | 1
2451 | 0 | 0.028596 | 0.93548 | 0 | 0 | 1 | 0 | 0.028596 | 1
2452 | 0 | 0.026094 | 0.93548 | 0 | 0 | 1 | 0 | 0.026094 | 1
2453 | 0 | 0.04299 | 0.93548 | 0 | 0 | 1 | 0 | 0.04299 | 1
2454 | 0 | 0.065207 | 0.93548 | 0 | 0 | 1 | 0 | 0.065207 | 1
2455 | 0 | 0.084821 | 0.93548 | 0 | 0 | 1 | 0 | 0.084821 | 1
2456 | 0 | 0.097958 | 0.93548 | 0 | 0 | 1 | 0 | 0.097958 | 1
2457 | 0.052023 | 0.11579 | 0.93548 | 0 | 0 | 1 | 0.052023 | 0.11579 | 1
2458 | 0.26997 | 0.15946 | 0.93548 | 0 | 0 | 1 | 0.26997 | 0.15946 | 1
2459 | 0.31163 | 0.17265 | 0.93548 | 0 | 0 | 1 | 0.31163 | 0.17265 | 1
2460 | 0.24298 | 0.18661 | 0.93548 | 0 | 0 | 1 | 0.24298 | 0.18661 | 1
2461 | 0.14222 | 0.19105 | 0.93548 | 0 | 0 | 1 | 0.14222 | 0.19105 | 1
2462 | 0.17986 | 0.20715 | 0.93548 | 0 | 0 | 1 | 0.17986 | 0.20715 | 1
2463 | 0.18105 | 0.21865 | 0.93548 | 0 | 0 | 1 | 0.18105 | 0.21865 | 1
2464 | 0.046102 | 0.18028 | 0.93548 | 0 | 0 | 1 | 0.046102 | 0.18028 | 1
2465 | 0 | 0.17881 | 0.93548 | 0 | 0 | 1 | 0 | 0.17881 | 1
2466 | 0 | 0.15563 | 0.93548 | 0 | 0 | 1 | 0 | 0.15563 | 1
2467 | 0 | 0.11389 | 0.93548 | 0 | 0 | 1 | 0 | 0.11389 | 1
2468 | 0 | 0.12279 | 0.93548 | 0 | 0 | 1 | 0 | 0.12279 | 1
2469 | 0 | 0.11844 | 0.93548 | 0 | 0 | 1 | 0 | 0.11844 | 1
2470 | 0 | 0.11483 | 0.93548 | 0 | 0 | 1 | 0 | 0.11483 | 1
2471 | 0 | 0.13354 | 0.93548 | 0 | 0 | 1 | 0 | 0.13354 | 1
2472 | 0 | 0.12713 | 0.93548 | 0 | 0 | 1 | 0 | 0.12713 | 1
2473 | 0 | 0.074609 | 0.93548 | 0 | 0 | 1 | 0 | 0.074609 | 1
2474 | 0 | 0.076532 | 0.93548 | 0 | 0 | 1 | 0 | 0.076532 | 1
2475 | 0 | 0.044773 | 0.93548 | 0 | 0 | 1 | 0 | 0.044773 | 1
2476 | 0 | 0.043595 | 0.93548 | 0 | 0 | 1 | 0 | 0.043595 | 1
2477 | 0 | 0.032812 | 0.93548 | 0 | 0 | 1 | 0 | 0.032812 | 1
2478 | 0 | 0.036052 | 0.93548 | 0 | 0 | 1 | 0 | 0.036052 | 1
2479 | 0 | 0.075436 | 0.93548 | 0 | 0 | 1 | 0 | 0.075436 | 1
2480 | 0 | 0.096883 | 0.93548 | 0 | 0 | 1 | 0 | 0.096883 | 1
2481 | 0.074245 | 0.10081 | 0.93548 | 0 | 0 | 1 | 0.074245 | 0.10081 | 1
2482 | 0.27929 | 0.15492 | 0.93548 | 0 | 0 | 1 | 0.27929 | 0.15492 | 1
2483 | 0.31771 | 0.1718 | 0.93548 | 0 | 0 | 1 | 0.31771 | 0.1718 | 1
2484 | 0.27763 | 0.19217 | 0.93548 | 0 | 0 | 1 | 0.27763 | 0.19217 | 1
2485 | 0.1674 | 0.20461 | 0.93548 | 0 | 0 | 1 | 0.1674 | 0.20461 | 1
2486 | 0.21296 | 0.21427 | 0.93548 | 0 | 0 | 1 | 0.21296 | 0.21427 | 1
2487 | 0.17939 | 0.20631 | 0.93548 | 0 | 0 | 1 | 0.17939 | 0.20631 | 1
2488 | 0.043389 | 0.18587 | 0.93548 | 0 | 0 | 1 | 0.043389 | 0.18587 | 1
2489 | 0 | 0.17333 | 0.93548 | 0 | 0 | 1 | 0 | 0.17333 | 1
2490 | 0 | 0.16043 | 0.93548 | 0 | 0 | 1 | 0 | 0.16043 | 1
2491 | 0 | 0.13795 | 0.93548 | 0 | 0 | 1 | 0 | 0.13795 | 1
2492 | 0 | 0.13473 | 0.93548 | 0 | 0 | 1 | 0 | 0.13473 | 1
2493 | 0 | 0.10723 | 0.93548 | 0 | 0 | 1 | 0 | 0.10723 | 1
2494 | 0 | 0.10221 | 0.93548 | 0 | 0 | 1 | 0 | 0.10221 | 1
2495 | 0 | 0.14451 | 0.93548 | 0 | 0 | 1 | 0 | 0.14451 | 1
2496 | 0 | 0.14641 | 0.93548 | 0 | 0 | 1 | 0 | 0.14641 | 1
2497 | 0 | 0.11655 | 0.93548 | 0 | 0 | 1 | 0 | 0.11655 | 1
2498 | 0 | 0.075785 | 0.93548 | 0 | 0 | 1 | 0 | 0.075785 | 1
2499 | 0 | 0.038143 | 0.93548 | 0 | 0 | 1 | 0 | 0.038143 | 1
2500 | 0 | 0.042516 | 0.93548 | 0 | 0 | 1 | 0 | 0.042516 | 1
2501 | 0 | 0.019778 | 0.93548 | 0 | 0 | 1 | 0 | 0.019778 | 1
2502 | 0 | 0.0077073 | 0.93548 | 0 | 0 | 1 | 0 | 0.0077073 | 1
2503 | 0 | 0.036761 | 0.93548 | 0 | 0 | 1 | 0 | 0.036761 | 1
2504 | 0 | 0.037756 | 0.93548 | 0 | 0 | 1 | 0 | 0.037756 | 1
2505 | 0.070743 | 0.037732 | 0.93548 | 0 | 0 | 1 | 0.070743 | 0.037732 | 1
2506 | 0.25256 | 0.07298 | 0.93548 | 0 | 0 | 1 | 0.25256 | 0.07298 | 1
2507 | 0.20115 | 0.10517 | 0.93548 | 0 | 0 | 1 | 0.20115 | 0.10517 | 1
2508 | 0.21628 | 0.12402 | 0.93548 | 0 | 0 | 1 | 0.21628 | 0.12402 | 1
2509 | 0.134 | 0.14235 | 0.93548 | 0 | 0 | 1 | 0.134 | 0.14235 | 1
2510 | 0.16095 | 0.15116 | 0.93548 | 0 | 0 | 1 | 0.16095 | 0.15116 | 1
2511 | 0.16781 | 0.14361 | 0.93548 | 0 | 0 | 1 | 0.16781 | 0.14361 | 1
2512 | 0.071537 | 0.15498 | 0.93548 | 0 | 0 | 1 | 0.071537 | 0.15498 | 1
2513 | 0 | 0.15239 | 0.93548 | 0 | 0 | 1 | 0 | 0.15239 | 1
2514 | 0 | 0.14648 | 0.93548 | 0 | 0 | 1 | 0 | 0.14648 | 1
2515 | 0 | 0.1163 | 0.93548 | 0 | 0 | 1 | 0 | 0.1163 | 1
2516 | 0 | 0.10527 | 0.93548 | 0 | 0 | 1 | 0 | 0.10527 | 1
2517 | 0 | 0.11924 | 0.93548 | 0 | 0 | 1 | 0 | 0.11924 | 1
2518 | 0 | 0.13088 | 0.93548 | 0 | 0 | 1 | 0 | 0.13088 | 1
2519 | 0 | 0.15402 | 0.93548 | 0 | 0 | 1 | 0 | 0.15402 | 1
2520 | 0 | 0.13406 | 0.93548 | 0 | 0 | 1 | 0 | 0.13406 | 1
2521 | 0 | 0.1254 | 1 | 0 | 0 | 1 | 0 | 0.1254 | 1
2522 | 0 | 0.087458 | 1 | 0 | 0 | 1 | 0 | 0.087458 | 1
2523 | 0 | 0.056885 | 1 | 0 | 0 | 1 | 0 | 0.056885 | 1
2524 | 0 | 0.04894 | 1 | 0 | 0 | 1 | 0 | 0.04894 | 1
2525 | 0 | 0.023882 | 1 | 0 | 0 | 1 | 0 | 0.023882 | 1
2526 | 0 | 0.015982 | 1 | 0 | 0 | 1 | 0 | 0.015982 | 1
2527 | 0 | 0.054905 | 1 | 0 | 0 | 1 | 0 | 0.054905 | 1
2528 | 0 | 0.068242 | 1 | 0 | 0 | 1 | 0 | 0.068242 | 1
2529 | 0.060846 | 0.05683 | 1 | 0 | 0 | 1 | 0.060846 | 0.05683 | 1
2530 | 0.17739 | 0.093415 | 1 | 0 | 0 | 1 | 0.17739 | 0.093415 | 1
2531 | 0.17188 | 0.12131 | 1 | 0 | 0 | 1 | 0.17188 | 0.12131 | 1
2532 | 0.23669 | 0.15855 | 1 | 0 | 0 | 1 | 0.23669 | 0.15855 | 1
2533 | 0.26238 | 0.18336 | 1 | 0 | 0 | 1 | 0.26238 | 0.18336 | 1
2534 | 0.25661 | 0.19364 | 1 | 0 | 0 | 1 | 0.25661 | 0.19364 | 1
2535 | 0.19533 | 0.17474 | 1 | 0 | 0 | 1 | 0.19533 | 0.17474 | 1
2536 | 0.11595 | 0.18479 | 1 | 0 | 0 | 1 | 0.11595 | 0.18479 | 1
2537 | 0.010514 | 0.17479 | 1 | 0 | 0 | 1 | 0.010514 | 0.17479 | 1
2538 | 0 | 0.15878 | 1 | 0 | 0 | 1 | 0 | 0.15878 | 1
2539 | 0 | 0.14353 | 1 | 0 | 0 | 1 | 0 | 0.14353 | 1
2540 | 0 | 0.14732 | 1 | 0 | 0 | 1 | 0 | 0.14732 | 1
2541 | 0 | 0.15379 | 1 | 0 | 0 | 1 | 0 | 0.15379 | 1
2542 | 0 | 0.1595 | 1 | 0 | 0 | 1 | 0 | 0.1595 | 1
2543 | 0 | 0.19169 | 1 | 0 | 0 | 1 | 0 | 0.19169 | 1
2544 | 0 | 0.17827 | 1 | 0 | 0 | 1 | 0 | 0.17827 | 1
2545 | 0 | 0.1132 | 0.85733 | 0 | 0 | 1 | 0 | 0.1132 | 1
2546 | 0 | 0.11991 | 0.85733 | 0 | 0 | 1 | 0 | 0.11991 | 1
2547 | 0 | 0.11284 | 0.85733 | 0 | 0 | 1 | 0 | 0.11284 | 1
2548 | 0 | 0.076137 | 0.85733 | 0 | 0 | 1 | 0 | 0.076137 | 1
2549 | 0 | 0.054341 | 0.85733 | 0 | 0 | 1 | 0 | 0.054341 | 1
2550 | 0 | 0.061872 | 0.85733 | 0 | 0 | 1 | 0 | 0.061872 | 1
2551 | 0 | 0.097007 | 0.85733 | 0 | 0 | 1 | 0 | 0.097007 | 1
2552 | 0 | 0.11738 | 0.85733 | 0 | 0 | 1 | 0 | 0.11738 | 1
2553 | 0.051209 | 0.10241 | 0.85733 | 0 | 0 | 1 | 0.051209 | 0.10241 | 1
2554 | 0.18802 | 0.14131 | 0.85733 | 0 | 0 | 1 | 0.18802 | 0.14131 | 1
2555 | 0.18725 | 0.1696 | 0.85733 | 0 | 0 | 1 | 0.18725 | 0.1696 | 1
2556 | 0.24517 | 0.20334 | 0.85733 | 0 | 0 | 1 | 0.24517 | 0.20334 | 1
2557 | 0.30074 | 0.22562 | 0.85733 | 0 | 0 | 1 | 0.30074 | 0.22562 | 1
2558 | 0.22736 | 0.2411 | 0.85733 | 0 | 0 | 1 | 0.22736 | 0.2411 | 1
2559 | 0.19954 | 0.22962 | 0.85733 | 0 | 0 | 1 | 0.19954 | 0.22962 | 1
2560 | 0.10829 | 0.2299 | 0.85733 | 0 | 0 | 1 | 0.10829 | 0.2299 | 1
2561 | 0.013694 | 0.21586 | 0.85733 | 0 | 0 | 1 | 0.013694 | 0.21586 | 1
2562 | 0 | 0.20003 | 0.85733 | 0 | 0 | 1 | 0 | 0.20003 | 1
2563 | 0 | 0.17293 | 0.85733 | 0 | 0 | 1 | 0 | 0.17293 | 1
2564 | 0 | 0.15635 | 0.85733 | 0 | 0 | 1 | 0 | 0.15635 | 1
2565 | 0 | 0.16429 | 0.85733 | 0 | 0 | 1 | 0 | 0.16429 | 1
2566 | 0 | 0.18404 | 0.85733 | 0 | 0 | 1 | 0 | 0.18404 | 1
2567 | 0 | 0.18872 | 0.85733 | 0 | 0 | 1 | 0 | 0.18872 | 1
2568 | 0 | 0.17367 | 0.85733 | 0 | 0 | 1 | 0 | 0.17367 | 1
2569 | 0 | 0.13955 | 0.85733 | 0 | 0 | 1 | 0 | 0.13955 | 1
2570 | 0 | 0.12051 | 0.85733 | 0 | 0 | 1 | 0 | 0.12051 | 1
2571 | 0 | 0.1377 | 0.85733 | 0 | 0 | 1 | 0 | 0.1377 | 1
2572 | 0 | 0.076636 | 0.85733 | 0 | 0 | 1 | 0 | 0.076636 | 1
2573 | 0 | 0.059227 | 0.85733 | 0 | 0 | 1 | 0 | 0.059227 | 1
2574 | 0 | 0.061817 | 0.85733 | 0 | 0 | 1 | 0 | 0.061817 | 1
2575 | 0 | 0.095127 | 0.85733 | 0 | 0 | 1 | 0 | 0.095127 | 1
2576 | 0 | 0.14872 | 0.85733 | 0 | 0 | 1 | 0 | 0.14872 | 1
2577 | 0.010733 | 0.15314 | 0.85733 | 0 | 0 | 1 | 0.010733 | 0.15314 | 1
2578 | 0.14562 | 0.19193 | 0.85733 | 0 | 0 | 1 | 0.14562 | 0.19193 | 1
2579 | 0.21342 | 0.21771 | 0.85733 | 0 | 0 | 1 | 0.21342 | 0.21771 | 1
2580 | 0.25026 | 0.23657 | 0.85733 | 0 | 0 | 1 | 0.25026 | 0.23657 | 1
2581 | 0.29857 | 0.25782 | 0.85733 | 0 | 0 | 1 | 0.29857 | 0.25782 | 1
2582 | 0.26847 | 0.27669 | 0.85733 | 0 | 0 | 1 | 0.26847 | 0.27669 | 1
2583 | 0.1937 | 0.26701 | 0.85733 | 0 | 0 | 1 | 0.1937 | 0.26701 | 1
2584 | 0.1128 | 0.24655 | 0.85733 | 0 | 0 | 1 | 0.1128 | 0.24655 | 1
2585 | 0.0050736 | 0.21002 | 0.85733 | 0 | 0 | 1 | 0.0050736 | 0.21002 | 1
2586 | 0 | 0.21978 | 0.85733 | 0 | 0 | 1 | 0 | 0.21978 | 1
2587 | 0 | 0.19096 | 0.85733 | 0 | 0 | 1 | 0 | 0.19096 | 1
2588 | 0 | 0.17971 | 0.85733 | 0 | 0 | 1 | 0 | 0.17971 | 1
2589 | 0 | 0.16685 | 0.85733 | 0 | 0 | 1 | 0 | 0.16685 | 1
2590 | 0 | 0.18035 | 0.85733 | 0 | 0 | 1 | 0 | 0.18035 | 1
2591 | 0 | 0.17234 | 0.85733 | 0 | 0 | 1 | 0 | 0.17234 | 1
2592 | 0 | 0.16192 | 0.85733 | 0 | 0 | 1 | 0 | 0.16192 | 1
2593 | 0 | 0.14073 | 0.85733 | 0 | 0 | 1 | 0 | 0.14073 | 1
2594 | 0 | 0.11027 | 0.85733 | 0 | 0 | 1 | 0 | 0.11027 | 1
2595 | 0 | 0.14127 | 0.85733 | 0 | 0 | 1 | 0 | 0.14127 | 1
2596 | 0 | 0.080378 | 0.85733 | 0 | 0 | 1 | 0 | 0.080378 | 1
2597 | 0 | 0.052685 | 0.85733 | 0 | 0 | 1 | 0 | 0.052685 | 1
2598 | 0 | 0.052355 | 0.85733 | 0 | 0 | 1 | 0 | 0.052355 | 1
2599 | 0 | 0.066986 | 0.85733 | 0 | 0 | 1 | 0 | 0.066986 | 1
2600 | 0 | 0.11038 | 0.85733 | 0 | 0 | 1 | 0 | 0.11038 | 1
2601 | 0.0095824 | 0.1146 | 0.85733 | 0 | 0 | 1 | 0.0095824 | 0.1146 | 1
2602 | 0.11112 | 0.14849 | 0.85733 | 0 | 0 | 1 | 0.11112 | 0.14849 | 1
2603 | 0.21694 | 0.16427 | 0.85733 | 0 | 0 | 1 | 0.21694 | 0.16427 | 1
2604 | 0.2744 | 0.17071 | 0.85733 | 0 | 0 | 1 | 0.2744 | 0.17071 | 1
2605 | 0.3273 | 0.19197 | 0.85733 | 0 | 0 | 1 | 0.3273 | 0.19197 | 1
2606 | 0.29527 | 0.19786 | 0.85733 | 0 | 0 | 1 | 0.29527 | 0.19786 | 1
2607 | 0.22886 | 0.20075 | 0.85733 | 0 | 0 | 1 | 0.22886 | 0.20075 | 1
2608 | 0.099209 | 0.18383 | 0.85733 | 0 | 0 | 1 | 0.099209 | 0.18383 | 1
2609 | 0 | 0.16948 | 0.85733 | 0 | 0 | 1 | 0 | 0.16948 | 1
2610 | 0 | 0.19916 | 0.85733 | 0 | 0 | 1 | 0 | 0.19916 | 1
2611 | 0 | 0.17663 | 0.85733 | 0 | 0 | 1 | 0 | 0.17663 | 1
2612 | 0 | 0.16257 | 0.85733 | 0 | 0 | 1 | 0 | 0.16257 | 1
2613 | 0 | 0.14321 | 0.85733 | 0 | 0 | 1 | 0 | 0.14321 | 1
2614 | 0 | 0.15287 | 0.85733 | 0 | 0 | 1 | 0 | 0.15287 | 1
2615 | 0 | 0.12156 | 0.85733 | 0 | 0 | 1 | 0 | 0.12156 | 1
2616 | 0 | 0.096349 | 0.85733 | 0 | 0 | 1 | 0 | 0.096349 | 1
2617 | 0 | 0.11834 | 0.85733 | 0 | 0 | 1 | 0 | 0.11834 | 1
2618 | 0 | 0.071861 | 0.85733 | 0 | 0 | 1 | 0 | 0.071861 | 1
2619 | 0 | 0.091257 | 0.85733 | 0 | 0 | 1 | 0 | 0.091257 | 1
2620 | 0 | 0.072341 | 0.85733 | 0 | 0 | 1 | 0 | 0.072341 | 1
2621 | 0 | 0.050156 | 0.85733 | 0 | 0 | 1 | 0 | 0.050156 | 1
2622 | 0 | 0.048205 | 0.85733 | 0 | 0 | 1 | 0 | 0.048205 | 1
2623 | 0 | 0.055295 | 0.85733 | 0 | 0 | 1 | 0 | 0.055295 | 1
2624 | 0 | 0.088005 | 0.85733 | 0 | 0 | 1 | 0 | 0.088005 | 1
2625 | 0.005249 | 0.10621 | 0.85733 | 0 | 0 | 1 | 0.005249 | 0.10621 | 1
2626 | 0.094965 | 0.10859 | 0.85733 | 0 | 0 | 1 | 0.094965 | 0.10859 | 1
2627 | 0.17381 | 0.10787 | 0.85733 | 0 | 0 | 1 | 0.17381 | 0.10787 | 1
2628 | 0.27337 | 0.11941 | 0.85733 | 0 | 0 | 1 | 0.27337 | 0.11941 | 1
2629 | 0.29907 | 0.15302 | 0.85733 | 0 | 0 | 1 | 0.29907 | 0.15302 | 1
2630 | 0.23784 | 0.15108 | 0.85733 | 0 | 0 | 1 | 0.23784 | 0.15108 | 1
2631 | 0.16097 | 0.16896 | 0.85733 | 0 | 0 | 1 | 0.16097 | 0.16896 | 1
2632 | 0.028439 | 0.17068 | 0.85733 | 0 | 0 | 1 | 0.028439 | 0.17068 | 1
2633 | 0 | 0.1711 | 0.85733 | 0 | 0 | 1 | 0 | 0.1711 | 1
2634 | 0 | 0.19297 | 0.85733 | 0 | 0 | 1 | 0 | 0.19297 | 1
2635 | 0 | 0.16918 | 0.85733 | 0 | 0 | 1 | 0 | 0.16918 | 1
2636 | 0 | 0.18232 | 0.85733 | 0 | 0 | 1 | 0 | 0.18232 | 1
2637 | 0 | 0.16316 | 0.85733 | 0 | 0 | 1 | 0 | 0.16316 | 1
2638 | 0 | 0.16839 | 0.85733 | 0 | 0 | 1 | 0 | 0.16839 | 1
2639 | 0 | 0.15343 | 0.85733 | 0 | 0 | 1 | 0 | 0.15343 | 1
2640 | 0 | 0.13916 | 0.85733 | 0 | 0 | 1 | 0 | 0.13916 | 1
2641 | 0 | 0.072419 | 0.85733 | 0 | 0 | 1 | 0 | 0.072419 | 1
2642 | 0 | 0.094506 | 0.85733 | 0 | 0 | 1 | 0 | 0.094506 | 1
2643 | 0 | 0.084306 | 0.85733 | 0 | 0 | 1 | 0 | 0.084306 | 1
2644 | 0 | 0.078697 | 0.85733 | 0 | 0 | 1 | 0 | 0.078697 | 1
2645 | 0 | 0.067331 | 0.85733 | 0 | 0 | 1 | 0 | 0.067331 | 1
2646 | 0 | 0.072546 | 0.85733 | 0 | 0 | 1 | 0 | 0.072546 | 1
2647 | 0 | 0.069756 | 0.85733 | 0 | 0 | 1 | 0 | 0.069756 | 1
2648 | 0 | 0.078634 | 0.85733 | 0 | 0 | 1 | 0 | 0.078634 | 1
2649 | 0.026858 | 0.10731 | 0.85733 | 0 | 0 | 1 | 0.026858 | 0.10731 | 1
2650 | 0.1148 | 0.13328 | 0.85733 | 0 | 0 | 1 | 0.1148 | 0.13328 | 1
2651 | 0.20234 | 0.12166 | 0.85733 | 0 | 0 | 1 | 0.20234 | 0.12166 | 1
2652 | 0.30912 | 0.15 | 0.85733 | 0 | 0 | 1 | 0.30912 | 0.15 | 1
2653 | 0.32245 | 0.16685 | 0.85733 | 0 | 0 | 1 | 0.32245 | 0.16685 | 1
2654 | 0.20958 | 0.16565 | 0.85733 | 0 | 0 | 1 | 0.20958 | 0.16565 | 1
2655 | 0.19088 | 0.17478 | 0.85733 | 0 | 0 | 1 | 0.19088 | 0.17478 | 1
2656 | 0.0088931 | 0.15142 | 0.85733 | 0 | 0 | 1 | 0.0088931 | 0.15142 | 1
2657 | 0 | 0.16154 | 0.85733 | 0 | 0 | 1 | 0 | 0.16154 | 1
2658 | 0 | 0.18439 | 0.85733 | 0 | 0 | 1 | 0 | 0.18439 | 1
2659 | 0 | 0.18171 | 0.85733 | 0 | 0 | 1 | 0 | 0.18171 | 1
2660 | 0 | 0.19757 | 0.85733 | 0 | 0 | 1 | 0 | 0.19757 | 1
2661 | 0 | 0.17011 | 0.85733 | 0 | 0 | 1 | 0 | 0.17011 | 1
2662 | 0 | 0.16863 | 0.85733 | 0 | 0 | 1 | 0 | 0.16863 | 1
2663 | 0 | 0.15747 | 0.85733 | 0 | 0 | 1 | 0 | 0.15747 | 1
2664 | 0 | 0.15042 | 0.85733 | 0 | 0 | 1 | 0 | 0.15042 | 1
2665 | 0 | 0.10348 | 0.85733 | 0 | 0 | 1 | 0 | 0.10348 | 1
2666 | 0 | 0.078595 | 0.85733 | 0 | 0 | 1 | 0 | 0.078595 | 1
2667 | 0 | 0.064601 | 0.85733 | 0 | 0 | 1 | 0 | 0.064601 | 1
2668 | 0 | 0.060875 | 0.85733 | 0 | 0 | 1 | 0 | 0.060875 | 1
2669 | 0 | 0.069953 | 0.85733 | 0 | 0 | 1 | 0 | 0.069953 | 1
2670 | 0 | 0.0513 | 0.85733 | 0 | 0 | 1 | 0 | 0.0513 | 1
2671 | 0 | 0.036693 | 0.85733 | 0 | 0 | 1 | 0 | 0.036693 | 1
2672 | 0 | 0.04362 | 0.85733 | 0 | 0 | 1 | 0 | 0.04362 | 1
2673 | 0.061361 | 0.0736 | 0.85733 | 0 | 0 | 1 | 0.061361 | 0.0736 | 1
2674 | 0.19974 | 0.10304 | 0.85733 | 0 | 0 | 1 | 0.19974 | 0.10304 | 1
2675 | 0.24849 | 0.10716 | 0.85733 | 0 | 0 | 1 | 0.24849 | 0.10716 | 1
2676 | 0.33792 | 0.13574 | 0.85733 | 0 | 0 | 1 | 0.33792 | 0.13574 | 1
2677 | 0.32615 | 0.14037 | 0.85733 | 0 | 0 | 1 | 0.32615 | 0.14037 | 1
2678 | 0.17034 | 0.14095 | 0.85733 | 0 | 0 | 1 | 0.17034 | 0.14095 | 1
2679 | 0.11481 | 0.1455 | 0.85733 | 0 | 0 | 1 | 0.11481 | 0.1455 | 1
2680 | 0.040364 | 0.094257 | 0.85733 | 0 | 0 | 1 | 0.040364 | 0.094257 | 1
2681 | 0 | 0.12938 | 0.85733 | 0 | 0 | 1 | 0 | 0.12938 | 1
2682 | 0 | 0.17299 | 0.85733 | 0 | 0 | 1 | 0 | 0.17299 | 1
2683 | 0 | 0.15473 | 0.85733 | 0 | 0 | 1 | 0 | 0.15473 | 1
2684 | 0 | 0.14643 | 0.85733 | 0 | 0 | 1 | 0 | 0.14643 | 1
2685 | 0 | 0.14564 | 0.85733 | 0 | 0 | 1 | 0 | 0.14564 | 1
2686 | 0 | 0.14877 | 0.85733 | 0 | 0 | 1 | 0 | 0.14877 | 1
2687 | 0 | 0.1395 | 0.85733 | 0 | 0 | 1 | 0 | 0.1395 | 1
2688 | 0 | 0.14539 | 0.85733 | 0 | 0 | 1 | 0 | 0.14539 | 1
2689 | 0 | 0.12718 | 0.85733 | 0 | 0 | 1 | 0 | 0.12718 | 1
2690 | 0 | 0.096092 | 0.85733 | 0 | 0 | 1 | 0 | 0.096092 | 1
2691 | 0 | 0.077116 | 0.85733 | 0 | 0 | 1 | 0 | 0.077116 | 1
2692 | 0 | 0.052532 | 0.85733 | 0 | 0 | 1 | 0 | 0.052532 | 1
2693 | 0 | 0.081008 | 0.85733 | 0 | 0 | 1 | 0 | 0.081008 | 1
2694 | 0 | 0.049669 | 0.85733 | 0 | 0 | 1 | 0 | 0.049669 | 1
2695 | 0 | 0.034056 | 0.85733 | 0 | 0 | 1 | 0 | 0.034056 | 1
2696 | 0 | 0.032085 | 0.85733 | 0 | 0 | 1 | 0 | 0.032085 | 1
2697 | 0.071533 | 0.056032 | 0.85733 | 0 | 0 | 1 | 0.071533 | 0.056032 | 1
2698 | 0.17732 | 0.11029 | 0.85733 | 0 | 0 | 1 | 0.17732 | 0.11029 | 1
2699 | 0.25234 | 0.13202 | 0.85733 | 0 | 0 | 1 | 0.25234 | 0.13202 | 1
2700 | 0.31505 | 0.13061 | 0.85733 | 0 | 0 | 1 | 0.31505 | 0.13061 | 1
2701 | 0.35024 | 0.11714 | 0.85733 | 0 | 0 | 1 | 0.35024 | 0.11714 | 1
2702 | 0.25568 | 0.12428 | 0.85733 | 0 | 0 | 1 | 0.25568 | 0.12428 | 1
2703 | 0.15757 | 0.10747 | 0.85733 | 0 | 0 | 1 | 0.15757 | 0.10747 | 1
2704 | 0.099686 | 0.043863 | 0.85733 | 0 | 0 | 1 | 0.099686 | 0.043863 | 1
2705 | 0 | 0.071395 | 0.85733 | 0 | 0 | 1 | 0 | 0.071395 | 1
2706 | 0 | 0.10617 | 0.85733 | 0 | 0 | 1 | 0 | 0.10617 | 1
2707 | 0 | 0.096678 | 0.85733 | 0 | 0 | 1 | 0 | 0.096678 | 1
2708 | 0 | 0.057276 | 0.85733 | 0 | 0 | 1 | 0 | 0.057276 | 1
2709 | 0 | 0.078138 | 0.85733 | 0 | 0 | 1 | 0 | 0.078138 | 1
2710 | 0 | 0.10809 | 0.85733 | 0 | 0 | 1 | 0 | 0.10809 | 1
2711 | 0 | 0.084666 | 0.85733 | 0 | 0 | 1 | 0 | 0.084666 | 1
2712 | 0 | 0.075522 | 0.85733 | 0 | 0 | 1 | 0 | 0.075522 | 1
2713 | 0 | 0.13226 | 0.85733 | 0 | 0 | 1 | 0 | 0.13226 | 1
2714 | 0 | 0.06504 | 0.85733 | 0 | 0 | 1 | 0 | 0.06504 | 1
2715 | 0 | 0.081522 | 0.85733 | 0 | 0 | 1 | 0 | 0.081522 | 1
2716 | 0 | 0.047847 | 0.85733 | 0 | 0 | 1 | 0 | 0.047847 | 1
2717 | 0 | 0.066076 | 0.85733 | 0 | 0 | 1 | 0 | 0.066076 | 1
2718 | 0 | 0.049602 | 0.85733 | 0 | 0 | 1 | 0 | 0.049602 | 1
2719 | 0 | 0.023753 | 0.85733 | 0 | 0 | 1 | 0 | 0.023753 | 1
2720 | 0 | 0.024981 | 0.85733 | 0 | 0 | 1 | 0 | 0.024981 | 1
2721 | 0.10016 | 0.044162 | 0.85733 | 0 | 0 | 1 | 0.10016 | 0.044162 | 1
2722 | 0.21232 | 0.087568 | 0.85733 | 0 | 0 | 1 | 0.21232 | 0.087568 | 1
2723 | 0.25583 | 0.11378 | 0.85733 | 0 | 0 | 1 | 0.25583 | 0.11378 | 1
2724 | 0.31281 | 0.11832 | 0.85733 | 0 | 0 | 1 | 0.31281 | 0.11832 | 1
2725 | 0.34038 | 0.1285 | 0.85733 | 0 | 0 | 1 | 0.34038 | 0.1285 | 1
2726 | 0.30573 | 0.11324 | 0.85733 | 0 | 0 | 1 | 0.30573 | 0.11324 | 1
2727 | 0.15392 | 0.089885 | 0.85733 | 0 | 0 | 1 | 0.15392 | 0.089885 | 1
2728 | 0.12837 | 0.052206 | 0.85733 | 0 | 0 | 1 | 0.12837 | 0.052206 | 1
2729 | 0 | 0.067518 | 0.85733 | 0 | 0 | 1 | 0 | 0.067518 | 1
2730 | 0 | 0.064773 | 0.85733 | 0 | 0 | 1 | 0 | 0.064773 | 1
2731 | 0 | 0.053145 | 0.85733 | 0 | 0 | 1 | 0 | 0.053145 | 1
2732 | 0 | 0.02516 | 0.85733 | 0 | 0 | 1 | 0 | 0.02516 | 1
2733 | 0 | 0.058217 | 0.85733 | 0 | 0 | 1 | 0 | 0.058217 | 1
2734 | 0 | 0.083169 | 0.85733 | 0 | 0 | 1 | 0 | 0.083169 | 1
2735 | 0 | 0.071001 | 0.85733 | 0 | 0 | 1 | 0 | 0.071001 | 1
2736 | 0 | 0.067296 | 0.85733 | 0 | 0 | 1 | 0 | 0.067296 | 1
2737 | 0 | 0.081 | 0.85733 | 0 | 0 | 1 | 0 | 0.081 | 1
2738 | 0 | 0.051 | 0.85733 | 0 | 0 | 1 | 0 | 0.051 | 1
2739 | 0 | 0.056084 | 0.85733 | 0 | 0 | 1 | 0 | 0.056084 | 1
2740 | 0 | 0.054505 | 0.85733 | 0 | 0 | 1 | 0 | 0.054505 | 1
2741 | 0 | 0.06664 | 0.85733 | 0 | 0 | 1 | 0 | 0.06664 | 1
2742 | 0 | 0.043813 | 0.85733 | 0 | 0 | 1 | 0 | 0.043813 | 1
2743 | 0 | 0.035506 | 0.85733 | 0 | 0 | 1 | 0 | 0.035506 | 1
2744 | 0 | 0.031729 | 0.85733 | 0 | 0 | 1 | 0 | 0.031729 | 1
2745 | 0.16488 | 0.018594 | 0.85733 | 0 | 0 | 1 | 0.16488 | 0.018594 | 1
2746 | 0.27955 | 0.069227 | 0.85733 | 0 | 0 | 1 | 0.27955 | 0.069227 | 1
2747 | 0.30248 | 0.084671 | 0.85733 | 0 | 0 | 1 | 0.30248 | 0.084671 | 1
2748 | 0.32076 | 0.092451 | 0.85733 | 0 | 0 | 1 | 0.32076 | 0.092451 | 1
2749 | 0.36103 | 0.11657 | 0.85733 | 0 | 0 | 1 | 0.36103 | 0.11657 | 1
2750 | 0.36671 | 0.10949 | 0.85733 | 0 | 0 | 1 | 0.36671 | 0.10949 | 1
2751 | 0.20871 | 0.087643 | 0.85733 | 0 | 0 | 1 | 0.20871 | 0.087643 | 1
2752 | 0.10877 | 0.074377 | 0.85733 | 0 | 0 | 1 | 0.10877 | 0.074377 | 1
2753 | 0 | 0.037371 | 0.85733 | 0 | 0 | 1 | 0 | 0.037371 | 1
2754 | 0 | 0.040173 | 0.85733 | 0 | 0 | 1 | 0 | 0.040173 | 1
2755 | 0 | 0.027865 | 0.85733 | 0 | 0 | 1 | 0 | 0.027865 | 1
2756 | 0 | 0.0058334 | 0.85733 | 0 | 0 | 1 | 0 | 0.0058334 | 1
2757 | 0 | 0.039731 | 0.85733 | 0 | 0 | 1 | 0 | 0.039731 | 1
2758 | 0 | 0.053096 | 0.85733 | 0 | 0 | 1 | 0 | 0.053096 | 1
2759 | 0 | 0.041603 | 0.85733 | 0 | 0 | 1 | 0 | 0.041603 | 1
2760 | 0 | 0.035701 | 0.85733 | 0 | 0 | 1 | 0 | 0.035701 | 1
2761 | 0 | 0.062249 | 0.85733 | 0 | 0 | 1 | 0 | 0.062249 | 1
2762 | 0 | 0.036296 | 0.85733 | 0 | 0 | 1 | 0 | 0.036296 | 1
2763 | 0 | 0.028587 | 0.85733 | 0 | 0 | 1 | 0 | 0.028587 | 1
2764 | 0 | 0.036872 | 0.85733 | 0 | 0 | 1 | 0 | 0.036872 | 1
2765 | 0 | 0.033734 | 0.85733 | 0 | 0 | 1 | 0 | 0.033734 | 1
2766 | 0 | 0.019638 | 0.85733 | 0 | 0 | 1 | 0 | 0.019638 | 1
2767 | 0 | 0.010523 | 0.85733 | 0 | 0 | 1 | 0 | 0.010523 | 1
2768 | 0 | 0.014491 | 0.85733 | 0 | 0 | 1 | 0 | 0.014491 | 1
2769 | 0.089638 | 0.00060335 | 0.85733 | 0 | 0 | 1 | 0.089638 | 0.00060335 | 1
2770 | 0.2873 | 0.029322 | 0.85733 | 0 | 0 | 1 | 0.2873 | 0.029322 | 1
2771 | 0.34171 | 0.036003 | 0.85733 | 0 | 0 | 1 | 0.34171 | 0.036003 | 1
2772 | 0.36138 | 0.064046 | 0.85733 | 0 | 0 | 1 | 0.36138 | 0.064046 | 1
2773 | 0.30411 | 0.096006 | 0.85733 | 0 | 0 | 1 | 0.30411 | 0.096006 | 1
2774 | 0.25906 | 0.079838 | 0.85733 | 0 | 0 | 1 | 0.25906 | 0.079838 | 1
2775 | 0.1166 | 0.072306 | 0.85733 | 0 | 0 | 1 | 0.1166 | 0.072306 | 1
2776 | 0.012479 | 0.064677 | 0.85733 | 0 | 0 | 1 | 0.012479 | 0.064677 | 1
2777 | 0 | 0.027381 | 0.85733 | 0 | 0 | 1 | 0 | 0.027381 | 1
2778 | 0 | 0.033968 | 0.85733 | 0 | 0 | 1 | 0 | 0.033968 | 1
2779 | 0 | 0.018051 | 0.85733 | 0 | 0 | 1 | 0 | 0.018051 | 1
2780 | 0 | 0.0017948 | 0.85733 | 0 | 0 | 1 | 0 | 0.0017948 | 1
2781 | 0 | 0.012733 | 0.85733 | 0 | 0 | 1 | 0 | 0.012733 | 1
2782 | 0 | 0.014576 | 0.85733 | 0 | 0 | 1 | 0 | 0.014576 | 1
2783 | 0 | 0.024413 | 0.85733 | 0 | 0 | 1 | 0 | 0.024413 | 1
2784 | 0 | 0.018509 | 0.85733 | 0 | 0 | 1 | 0 | 0.018509 | 1
2785 | 0 | 0.042372 | 0.85733 | 0 | 0 | 1 | 0 | 0.042372 | 1
2786 | 0 | 0.01839 | 0.85733 | 0 | 0 | 1 | 0 | 0.01839 | 1
2787 | 0 | 0.0059995 | 0.85733 | 0 | 0 | 1 | 0 | 0.0059995 | 1
2788 | 0 | 0.019282 | 0.85733 | 0 | 0 | 1 | 0 | 0.019282 | 1
2789 | 0 | 0.013887 | 0.85733 | 0 | 0 | 1 | 0 | 0.013887 | 1
2790 | 0 | 0 | 0.85733 | 0 | 0 | 1 | 0 | 0 | 1
2791 | 0 | 0 | 0.85733 | 0 | 0 | 1 | 0 | 0 | 1
2792 | 0 | 0 | 0.85733 | 0 | 0 | 1 | 0 | 0 | 1
2793 | 0.028859 | 0 | 0.85733 | 0 | 0 | 1 | 0.028859 | 0 | 1
2794 | 0.18782 | 0 | 0.85733 | 0 | 0 | 1 | 0.18782 | 0 | 1
2795 | 0.192 | 0 | 0.85733 | 0 | 0 | 1 | 0.192 | 0 | 1
2796 | 0.28136 | 0.0086378 | 0.85733 | 0 | 0 | 1 | 0.28136 | 0.0086378 | 1
2797 | 0.23627 | 0.031366 | 0.85733 | 0 | 0 | 1 | 0.23627 | 0.031366 | 1
2798 | 0.15804 | 0.041747 | 0.85733 | 0 | 0 | 1 | 0.15804 | 0.041747 | 1
2799 | 0.04836 | 0.035914 | 0.85733 | 0 | 0 | 1 | 0.04836 | 0.035914 | 1
2800 | 0 | 0.03004 | 0.85733 | 0 | 0 | 1 | 0 | 0.03004 | 1
2801 | 0 | 0.0011692 | 0.85733 | 0 | 0 | 1 | 0 | 0.0011692 | 1
2802 | 0 | 0.015105 | 0.85733 | 0 | 0 | 1 | 0 | 0.015105 | 1
2803 | 0 | 0 | 0.85733 | 0 | 0 | 1 | 0 | 0 | 1
2804 | 0 | 0 | 0.85733 | 0 | 0 | 1 | 0 | 0 | 1
2805 | 0 | 0 | 0.85733 | 0 | 0 | 1 | 0 | 0 | 1
2806 | 0 | 0 | 0.85733 | 0 | 0 | 1 | 0 | 0 | 1
2807 | 0 | 0 | 0.85733 | 0 | 0 | 1 | 0 | 0 | 1
2808 | 0 | 0 | 0.85733 | 0 | 0 | 1 | 0 | 0 | 1
2809 | 0 | 0.010099 | 0.85733 | 0 | 0 | 1 | 0 | 0.010099 | 1
2810 | 0 | 0.0019092 | 0.85733 | 0 | 0 | 1 | 0 | 0.0019092 | 1
2811 | 0 | 0.020073 | 0.85733 | 0 | 0 | 1 | 0 | 0.020073 | 1
2812 | 0 | 0.027742 | 0.85733 | 0 | 0 | 1 | 0 | 0.027742 | 1
2813 | 0 | 0.0074877 | 0.85733 | 0 | 0 | 1 | 0 | 0.0074877 | 1
2814 | 0 | 0.00065602 | 0.85733 | 0 | 0 | 1 | 0 | 0.00065602 | 1
2815 | 0 | 0 | 0.85733 | 0 | 0 | 1 | 0 | 0 | 1
2816 | 0 | 0 | 0.85733 | 0 | 0 | 1 | 0 | 0 | 1
2817 | 0 | 0 | 0.85733 | 0 | 0 | 1 | 0 | 0 | 1
2818 | 0.10868 | 0 | 0.85733 | 0 | 0 | 1 | 0.10868 | 0 | 1
2819 | 0.092644 | 0 | 0.85733 | 0 | 0 | 1 | 0.092644 | 0 | 1
2820 | 0.17044 | 0.0046857 | 0.85733 | 0 | 0 | 1 | 0.17044 | 0.0046857 | 1
2821 | 0.10428 | 0.022424 | 0.85733 | 0 | 0 | 1 | 0.10428 | 0.022424 | 1
2822 | 0 | 0.020878 | 0.85733 | 0 | 0 | 1 | 0 | 0.020878 | 1
2823 | 0 | 0.017321 | 0.85733 | 0 | 0 | 1 | 0 | 0.017321 | 1
2824 | 0 | 0.0027524 | 0.85733 | 0 | 0 | 1 | 0 | 0.0027524 | 1
2825 | 0 | 0 | 0.85733 | 0 | 0 | 1 | 0 | 0 | 1
2826 | 0 | 0 | 0.85733 | 0 | 0 | 1 | 0 | 0 | 1
2827 | 0 | 0 | 0.85733 | 0 | 0 | 1 | 0 | 0 | 1
2828 | 0 | 0 | 0.85733 | 0 | 0 | 1 | 0 | 0 | 1
2829 | 0 | 0 | 0.85733 | 0 | 0 | 1 | 0 | 0 | 1
2830 | 0 | 0 | 0.85733 | 0 | 0 | 1 | 0 | 0 | 1
2831 | 0 | 0 | 0.85733 | 0 | 0 | 1 | 0 | 0 | 1
2832 | 0 | 0 | 0.85733 | 0 | 0 | 1 | 0 | 0 | 1
2833 | 0 | 0 | 0.85733 | 0 | 0 | 1 | 0 | 0 | 1
2834 | 0 | 0 | 0.85733 | 0 | 0 | 1 | 0 | 0 | 1
2835 | 0 | 0.0052825 | 0.85733 | 0 | 0 | 1 | 0 | 0.0052825 | 1
2836 | 0 | 0.006297 | 0.85733 | 0 | 0 | 1 | 0 | 0.006297 | 1
2837 | 0 | 0.015291 | 0.85733 | 0 | 0 | 1 | 0 | 0.015291 | 1
2838 | 0 | 0.013258 | 0.85733 | 0 | 0 | 1 | 0 | 0.013258 | 1
2839 | 0 | 0 | 0.85733 | 0 | 0 | 1 | 0 | 0 | 1
2840 | 0 | 0 | 0.85733 | 0 | 0 | 1 | 0 | 0 | 1
2841 | 0 | 0 | 0.85733 | 0 | 0 | 1 | 0 | 0 | 1
2842 | 0 | 0 | 0.85733 | 0 | 0 | 1 | 0 | 0 | 1
2843 | 0 | 0 | 0.85733 | 0 | 0 | 1 | 0 | 0 | 1
2844 | 0.045611 | 0 | 0.85733 | 0 | 0 | 1 | 0.045611 | 0 | 1
2845 | 0.040389 | 0 | 0.85733 | 0 | 0 | 1 | 0.040389 | 0 | 1
2846 | 0 | 0.010344 | 0.85733 | 0 | 0 | 1 | 0 | 0.010344 | 1
2847 | 0 | 0.018994 | 0.85733 | 0 | 0 | 1 | 0 | 0.018994 | 1
2848 | 0 | 0.013675 | 0.85733 | 0 | 0 | 1 | 0 | 0.013675 | 1
2849 | 0 | 0.0054328 | 0.85733 | 0 | 0 | 1 | 0 | 0.0054328 | 1
2850 | 0 | 0 | 0.85733 | 0 | 0 | 1 | 0 | 0 | 1
2851 | 0 | 0 | 0.85733 | 0 | 0 | 1 | 0 | 0 | 1
2852 | 0 | 0 | 0.85733 | 0 | 0 | 1 | 0 | 0 | 1
2853 | 0 | 0 | 0.85733 | 0 | 0 | 1 | 0 | 0 | 1
2854 | 0 | 0 | 0.85733 | 0 | 0 | 1 | 0 | 0 | 1
2855 | 0 | 0 | 0.85733 | 0 | 0 | 1 | 0 | 0 | 1
2856 | 0 | 0 | 0.85733 | 0 | 0 | 1 | 0 | 0 | 1
2857 | 0 | 0 | 0.85733 | 0 | 0 | 1 | 0 | 0 | 1
2858 | 0 | 0 | 0.85733 | 0 | 0 | 1 | 0 | 0 | 1
2859 | 0 | 0.0062869 | 0.85733 | 0 | 0 | 1 | 0 | 0.0062869 | 1
2860 | 0 | 0.0068232 | 0.85733 | 0 | 0 | 1 | 0 | 0.0068232 | 1
2861 | 0 | 0.024531 | 0.85733 | 0 | 0 | 1 | 0 | 0.024531 | 1
2862 | 0 | 0.031235 | 0.85733 | 0 | 0 | 1 | 0 | 0.031235 | 1
2863 | 0 | 0.019734 | 0.85733 | 0 | 0 | 1 | 0 | 0.019734 | 1
2864 | 0 | 0.00084673 | 0.85733 | 0 | 0 | 1 | 0 | 0.00084673 | 1
2865 | 0 | 0.00037948 | 0.85733 | 0 | 0 | 1 | 0 | 0.00037948 | 1
2866 | 0.042539 | 0.017908 | 0.85733 | 0 | 0 | 1 | 0.042539 | 0.017908 | 1
2867 | 0.055626 | 0.044267 | 0.85733 | 0 | 0 | 1 | 0.055626 | 0.044267 | 1
2868 | 0.12012 | 0.032296 | 0.85733 | 0 | 0 | 1 | 0.12012 | 0.032296 | 1
2869 | 0.11948 | 0.031966 | 0.85733 | 0 | 0 | 1 | 0.11948 | 0.031966 | 1
2870 | 0.016232 | 0.037041 | 0.85733 | 0 | 0 | 1 | 0.016232 | 0.037041 | 1
2871 | 0.032984 | 0.042923 | 0.85733 | 0 | 0 | 1 | 0.032984 | 0.042923 | 1
2872 | 0 | 0.0408 | 0.85733 | 0 | 0 | 1 | 0 | 0.0408 | 1
2873 | 0 | 0.042352 | 0.85733 | 0 | 0 | 1 | 0 | 0.042352 | 1
2874 | 0 | 0.026051 | 0.85733 | 0 | 0 | 1 | 0 | 0.026051 | 1
2875 | 0 | 0 | 0.85733 | 0 | 0 | 1 | 0 | 0 | 1
2876 | 0 | 0 | 0.85733 | 0 | 0 | 1 | 0 | 0 | 1
2877 | 0 | 0.00073693 | 0.85733 | 0 | 0 | 1 | 0 | 0.00073693 | 1
2878 | 0 | 0 | 0.85733 | 0 | 0 | 1 | 0 | 0 | 1
2879 | 0 | 0.0089363 | 0.85733 | 0 | 0 | 1 | 0 | 0.0089363 | 1
2880 | 0 | 0 | 0.85733 | 0 | 0 | 1 | 0 | 0 | 1
2881 | 0 | 0 | 0.85733 | 0 | 0 | 1 | 0 | 0 | 1
2882 | 0 | 0 | 0.85733 | 0 | 0 | 1 | 0 | 0 | 1
2883 | 0 | 0 | 0.85733 | 0 | 0 | 1 | 0 | 0 | 1
2884 | 0 | 0 | 0.85733 | 0 | 0 | 1 | 0 | 0 | 1
2885 | 0 | 0.00086621 | 0.85733 | 0 | 0 | 1 | 0 | 0.00086621 | 1
2886 | 0 | 0.0095404 | 0.85733 | 0 | 0 | 1 | 0 | 0.0095404 | 1
2887 | 0 | 0.0093846 | 0.85733 | 0 | 0 | 1 | 0 | 0.0093846 | 1
2888 | 0 | 0 | 0.85733 | 0 | 0 | 1 | 0 | 0 | 1
2889 | 0 | 0 | 0.85733 | 0 | 0 | 1 | 0 | 0 | 1
2890 | 0 | 0.017163 | 0.85733 | 0 | 0 | 1 | 0 | 0.017163 | 1
2891 | 0.023067 | 0.055578 | 0.85733 | 0 | 0 | 1 | 0.023067 | 0.055578 | 1
2892 | 0.10104 | 0.052894 | 0.85733 | 0 | 0 | 1 | 0.10104 | 0.052894 | 1
2893 | 0.13633 | 0.046037 | 0.85733 | 0 | 0 | 1 | 0.13633 | 0.046037 | 1
2894 | 0.15078 | 0.04463 | 0.85733 | 0 | 0 | 1 | 0.15078 | 0.04463 | 1
2895 | 0.13596 | 0.047294 | 0.85733 | 0 | 0 | 1 | 0.13596 | 0.047294 | 1
2896 | 0.056015 | 0.062489 | 0.85733 | 0 | 0 | 1 | 0.056015 | 0.062489 | 1
2897 | 0 | 0.064273 | 0.85733 | 0 | 0 | 1 | 0 | 0.064273 | 1
2898 | 0 | 0.056724 | 0.85733 | 0 | 0 | 1 | 0 | 0.056724 | 1
2899 | 0 | 0.02753 | 0.85733 | 0 | 0 | 1 | 0 | 0.02753 | 1
2900 | 0 | 0.00027586 | 0.85733 | 0 | 0 | 1 | 0 | 0.00027586 | 1
2901 | 0 | 0.0077279 | 0.85733 | 0 | 0 | 1 | 0 | 0.0077279 | 1
2902 | 0 | 0.0092196 | 0.85733 | 0 | 0 | 1 | 0 | 0.0092196 | 1
2903 | 0 | 0.012352 | 0.85733 | 0 | 0 | 1 | 0 | 0.012352 | 1
2904 | 0 | 0 | 0.85733 | 0 | 0 | 1 | 0 | 0 | 1
2905 | 0 | 0 | 0.85733 | 0 | 0 | 1 | 0 | 0 | 1
2906 | 0 | 0 | 0.85733 | 0 | 0 | 1 | 0 | 0 | 1
2907 | 0 | 0 | 0.85733 | 0 | 0 | 1 | 0 | 0 | 1
2908 | 0 | 0 | 0.85733 | 0 | 0 | 1 | 0 | 0 | 1
2909 | 0 | 0 | 0.85733 | 0 | 0 | 1 | 0 | 0 | 1
2910 | 0 | 0 | 0.85733 | 0 | 0 | 1 | 0 | 0 | 1
2911 | 0 | 0 | 0.85733 | 0 | 0 | 1 | 0 | 0 | 1
2912 | 0 | 0 | 0.85733 | 0 | 0 | 1 | 0 | 0 | 1
2913 | 0 | 0 | 0.85733 | 0 | 0 | 1 | 0 | 0 | 1
2914 | 0.032257 | 0.0074035 | 0.85733 | 0 | 0 | 1 | 0.032257 | 0.0074035 | 1
2915 | 0.088923 | 0.042035 | 0.85733 | 0 | 0 | 1 | 0.088923 | 0.042035 | 1
2916 | 0.18657 | 0.067106 | 0.85733 | 0 | 0 | 1 | 0.18657 | 0.067106 | 1
2917 | 0.17453 | 0.062234 | 0.85733 | 0 | 0 | 1 | 0.17453 | 0.062234 | 1
2918 | 0.21741 | 0.032659 | 0.85733 | 0 | 0 | 1 | 0.21741 | 0.032659 | 1
2919 | 0.13442 | 0.024168 | 0.85733 | 0 | 0 | 1 | 0.13442 | 0.024168 | 1
2920 | 0.021322 | 0.031303 | 0.85733 | 0 | 0 | 1 | 0.021322 | 0.031303 | 1
2921 | 0 | 0.045026 | 0.85733 | 0 | 0 | 1 | 0 | 0.045026 | 1
2922 | 0 | 0.040028 | 0.85733 | 0 | 0 | 1 | 0 | 0.040028 | 1
2923 | 0 | 0.023388 | 0.85733 | 0 | 0 | 1 | 0 | 0.023388 | 1
2924 | 0 | 0.0010667 | 0.85733 | 0 | 0 | 1 | 0 | 0.0010667 | 1
2925 | 0 | 0.0001289 | 0.85733 | 0 | 0 | 1 | 0 | 0.0001289 | 1
2926 | 0 | 0 | 0.85733 | 0 | 0 | 1 | 0 | 0 | 1
2927 | 0 | 0.010189 | 0.85733 | 0 | 0 | 1 | 0 | 0.010189 | 1
2928 | 0 | 0 | 0.85733 | 0 | 0 | 1 | 0 | 0 | 1
2929 | 0 | 0 | 0.85733 | 0 | 0 | 1 | 0 | 0 | 1
2930 | 0 | 0 | 0.85733 | 0 | 0 | 1 | 0 | 0 | 1
2931 | 0 | 0 | 0.85733 | 0 | 0 | 1 | 0 | 0 | 1
2932 | 0 | 0 | 0.85733 | 0 | 0 | 1 | 0 | 0 | 1
2933 | 0 | 0 | 0.85733 | 0 | 0 | 1 | 0 | 0 | 1
2934 | 0 | 0 | 0.85733 | 0 | 0 | 1 | 0 | 0 | 1
2935 | 0 | 0 | 0.85733 | 0 | 0 | 1 | 0 | 0 | 1
2936 | 0 | 0 | 0.85733 | 0 | 0 | 1 | 0 | 0 | 1
2937 | 0 | 0 | 0.85733 | 0 | 0 | 1 | 0 | 0 | 1
2938 | 0.027695 | 0 | 0.85733 | 0 | 0 | 1 | 0.027695 | 0 | 1
2939 | 0.10885 | 0.015579 | 0.85733 | 0 | 0 | 1 | 0.10885 | 0.015579 | 1
2940 | 0.15869 | 0.047732 | 0.85733 | 0 | 0 | 1 | 0.15869 | 0.047732 | 1
2941 | 0.17674 | 0.047047 | 0.85733 | 0 | 0 | 1 | 0.17674 | 0.047047 | 1
2942 | 0.18864 | 0.033834 | 0.85733 | 0 | 0 | 1 | 0.18864 | 0.033834 | 1
2943 | 0.12813 | 0.021846 | 0.85733 | 0 | 0 | 1 | 0.12813 | 0.021846 | 1
2944 | 0.042571 | 0.017747 | 0.85733 | 0 | 0 | 1 | 0.042571 | 0.017747 | 1
2945 | 0 | 0.021733 | 0.85733 | 0 | 0 | 1 | 0 | 0.021733 | 1
2946 | 0 | 0.00010774 | 0.85733 | 0 | 0 | 1 | 0 | 0.00010774 | 1
2947 | 0 | 0 | 0.85733 | 0 | 0 | 1 | 0 | 0 | 1
2948 | 0 | 0 | 0.85733 | 0 | 0 | 1 | 0 | 0 | 1
2949 | 0 | 0 | 0.85733 | 0 | 0 | 1 | 0 | 0 | 1
2950 | 0 | 0 | 0.85733 | 0 | 0 | 1 | 0 | 0 | 1
2951 | 0 | 0 | 0.85733 | 0 | 0 | 1 | 0 | 0 | 1
2952 | 0 | 0 | 0.85733 | 0 | 0 | 1 | 0 | 0 | 1
2953 | 0 | 0 | 0.85733 | 0 | 0 | 1 | 0 | 0 | 1
2954 | 0 | 0 | 0.85733 | 0 | 0 | 1 | 0 | 0 | 1
2955 | 0 | 0 | 0.85733 | 0 | 0 | 1 | 0 | 0 | 1
2956 | 0 | 0 | 0.85733 | 0 | 0 | 1 | 0 | 0 | 1
2957 | 0 | 0 | 0.85733 | 0 | 0 | 1 | 0 | 0 | 1
2958 | 0 | 0 | 0.85733 | 0 | 0 | 1 | 0 | 0 | 1
2959 | 0 | 0 | 0.85733 | 0 | 0 | 1 | 0 | 0 | 1
2960 | 0 | 0 | 0.85733 | 0 | 0 | 1 | 0 | 0 | 1
2961 | 0 | 0 | 0.85733 | 0 | 0 | 1 | 0 | 0 | 1
2962 | 0.12165 | 0 | 0.85733 | 0 | 0 | 1 | 0.12165 | 0 | 1
2963 | 0.20214 | 0 | 0.85733 | 0 | 0 | 1 | 0.20214 | 0 | 1
2964 | 0.25786 | 0.021588 | 0.85733 | 0 | 0 | 1 | 0.25786 | 0.021588 | 1
2965 | 0.24128 | 0.02795 | 0.85733 | 0 | 0 | 1 | 0.24128 | 0.02795 | 1
2966 | 0.23358 | 0.023569 | 0.85733 | 0 | 0 | 1 | 0.23358 | 0.023569 | 1
2967 | 0.19722 | 0.0042597 | 0.85733 | 0 | 0 | 1 | 0.19722 | 0.0042597 | 1
2968 | 0.060185 | 0 | 0.85733 | 0 | 0 | 1 | 0.060185 | 0 | 1
2969 | 0 | 0.0040306 | 0.85733 | 0 | 0 | 1 | 0 | 0.0040306 | 1
2970 | 0 | 0 | 0.85733 | 0 | 0 | 1 | 0 | 0 | 1
2971 | 0 | 0 | 0.85733 | 0 | 0 | 1 | 0 | 0 | 1
2972 | 0 | 0 | 0.85733 | 0 | 0 | 1 | 0 | 0 | 1
2973 | 0 | 0 | 0.85733 | 0 | 0 | 1 | 0 | 0 | 1
2974 | 0 | 0 | 0.85733 | 0 | 0 | 1 | 0 | 0 | 1
2975 | 0 | 0 | 0.85733 | 0 | 0 | 1 | 0 | 0 | 1
2976 | 0 | 0 | 0.85733 | 0 | 0 | 1 | 0 | 0 | 1
2977 | 0 | 0 | 0.85733 | 0 | 0 | 1 | 0 | 0 | 1
2978 | 0 | 0 | 0.85733 | 0 | 0 | 1 | 0 | 0 | 1
2979 | 0 | 0 | 0.85733 | 0 | 0 | 1 | 0 | 0 | 1
2980 | 0 | 0 | 0.85733 | 0 | 0 | 1 | 0 | 0 | 1
2981 | 0 | 0 | 0.85733 | 0 | 0 | 1 | 0 | 0 | 1
2982 | 0 | 0 | 0.85733 | 0 | 0 | 1 | 0 | 0 | 1
2983 | 0 | 0 | 0.85733 | 0 | 0 | 1 | 0 | 0 | 1
2984 | 0 | 0 | 0.85733 | 0 | 0 | 1 | 0 | 0 | 1
2985 | 0.054173 | 0 | 0.85733 | 0 | 0 | 1 | 0.054173 | 0 | 1
2986 | 0.20705 | 0 | 0.85733 | 0 | 0 | 1 | 0.20705 | 0 | 1
2987 | 0.33197 | 0.0030865 | 0.85733 | 0 | 0 | 1 | 0.33197 | 0.0030865 | 1
2988 | 0.30515 | 0.042264 | 0.85733 | 0 | 0 | 1 | 0.30515 | 0.042264 | 1
2989 | 0.32482 | 0.060805 | 0.85733 | 0 | 0 | 1 | 0.32482 | 0.060805 | 1
2990 | 0.25317 | 0.081796 | 0.85733 | 0 | 0 | 1 | 0.25317 | 0.081796 | 1
2991 | 0.19549 | 0.064276 | 0.85733 | 0 | 0 | 1 | 0.19549 | 0.064276 | 1
2992 | 0.12366 | 0.046444 | 0.85733 | 0 | 0 | 1 | 0.12366 | 0.046444 | 1
2993 | 0.010434 | 0.042423 | 0.85733 | 0 | 0 | 1 | 0.010434 | 0.042423 | 1
2994 | 0 | 0.011802 | 0.85733 | 0 | 0 | 1 | 0 | 0.011802 | 1
2995 | 0 | 0 | 0.85733 | 0 | 0 | 1 | 0 | 0 | 1
2996 | 0 | 0 | 0.85733 | 0 | 0 | 1 | 0 | 0 | 1
2997 | 0 | 0 | 0.85733 | 0 | 0 | 1 | 0 | 0 | 1
2998 | 0 | 0 | 0.85733 | 0 | 0 | 1 | 0 | 0 | 1
2999 | 0 | 0 | 0.85733 | 0 | 0 | 1 | 0 | 0 | 1
3000 | 0 | 0 | 0.85733 | 0 | 0 | 1 | 0 | 0 | 1
3001 | 0 | 0 | 0.85733 | 0 | 0 | 1 | 0 | 0 | 1
3002 | 0 | 0 | 0.85733 | 0 | 0 | 1 | 0 | 0 | 1
3003 | 0 | 0 | 0.85733 | 0 | 0 | 1 | 0 | 0 | 1
3004 | 0 | 0 | 0.85733 | 0 | 0 | 1 | 0 | 0 | 1
3005 | 0 | 0 | 0.85733 | 0 | 0 | 1 | 0 | 0 | 1
3006 | 0 | 0 | 0.85733 | 0 | 0 | 1 | 0 | 0 | 1
3007 | 0 | 0 | 0.85733 | 0 | 0 | 1 | 0 | 0 | 1
3008 | 0 | 0 | 0.85733 | 0 | 0 | 1 | 0 | 0 | 1
3009 | 0.083664 | 0 | 0.85733 | 0 | 0 | 1 | 0.083664 | 0 | 1
3010 | 0.2052 | 0.014802 | 0.85733 | 0 | 0 | 1 | 0.2052 | 0.014802 | 1
3011 | 0.37244 | 0.0038216 | 0.85733 | 0 | 0 | 1 | 0.37244 | 0.0038216 | 1
3012 | 0.39962 | 0.036149 | 0.85733 | 0 | 0 | 1 | 0.39962 | 0.036149 | 1
3013 | 0.35655 | 0.050665 | 0.85733 | 0 | 0 | 1 | 0.35655 | 0.050665 | 1
3014 | 0.29979 | 0.069639 | 0.85733 | 0 | 0 | 1 | 0.29979 | 0.069639 | 1
3015 | 0.24665 | 0.061655 | 0.85733 | 0 | 0 | 1 | 0.24665 | 0.061655 | 1
3016 | 0.13558 | 0.055754 | 0.85733 | 0 | 0 | 1 | 0.13558 | 0.055754 | 1
3017 | 0.0017743 | 0.07216 | 0.85733 | 0 | 0 | 1 | 0.0017743 | 0.07216 | 1
3018 | 0 | 0.048987 | 0.85733 | 0 | 0 | 1 | 0 | 0.048987 | 1
3019 | 0 | 0.020631 | 0.85733 | 0 | 0 | 1 | 0 | 0.020631 | 1
3020 | 0 | 0 | 0.85733 | 0 | 0 | 1 | 0 | 0 | 1
3021 | 0 | 0 | 0.85733 | 0 | 0 | 1 | 0 | 0 | 1
3022 | 0 | 0.0032465 | 0.85733 | 0 | 0 | 1 | 0 | 0.0032465 | 1
3023 | 0 | 0 | 0.85733 | 0 | 0 | 1 | 0 | 0 | 1
3024 | 0 | 0 | 0.85733 | 0 | 0 | 1 | 0 | 0 | 1
3025 | 0 | 0 | 0.85733 | 0 | 0 | 1 | 0 | 0 | 1
3026 | 0 | 0 | 0.85733 | 0 | 0 | 1 | 0 | 0 | 1
3027 | 0 | 0 | 0.85733 | 0 | 0 | 1 | 0 | 0 | 1
3028 | 0 | 0 | 0.85733 | 0 | 0 | 1 | 0 | 0 | 1
3029 | 0 | 0 | 0.85733 | 0 | 0 | 1 | 0 | 0 | 1
3030 | 0 | 0 | 0.85733 | 0 | 0 | 1 | 0 | 0 | 1
3031 | 0 | 0 | 0.85733 | 0 | 0 | 1 | 0 | 0 | 1
3032 | 0 | 0 | 0.85733 | 0 | 0 | 1 | 0 | 0 | 1
3033 | 0.1123 | 0 | 0.85733 | 0 | 0 | 1 | 0.1123 | 0 | 1
3034 | 0.20801 | 0.012469 | 0.85733 | 0 | 0 | 1 | 0.20801 | 0.012469 | 1
3035 | 0.30734 | 0.02238 | 0.85733 | 0 | 0 | 1 | 0.30734 | 0.02238 | 1
3036 | 0.34306 | 0.038379 | 0.85733 | 0 | 0 | 1 | 0.34306 | 0.038379 | 1
3037 | 0.29396 | 0.047001 | 0.85733 | 0 | 0 | 1 | 0.29396 | 0.047001 | 1
3038 | 0.21019 | 0.070296 | 0.85733 | 0 | 0 | 1 | 0.21019 | 0.070296 | 1
3039 | 0.16491 | 0.080466 | 0.85733 | 0 | 0 | 1 | 0.16491 | 0.080466 | 1
3040 | 0.067056 | 0.075276 | 0.85733 | 0 | 0 | 1 | 0.067056 | 0.075276 | 1
3041 | 0 | 0.070141 | 0.85733 | 0 | 0 | 1 | 0 | 0.070141 | 1
3042 | 0 | 0.047932 | 0.85733 | 0 | 0 | 1 | 0 | 0.047932 | 1
3043 | 0 | 0.02277 | 0.85733 | 0 | 0 | 1 | 0 | 0.02277 | 1
3044 | 0 | 0.0046316 | 0.85733 | 0 | 0 | 1 | 0 | 0.0046316 | 1
3045 | 0 | 0 | 0.85733 | 0 | 0 | 1 | 0 | 0 | 1
3046 | 0 | 0 | 0.85733 | 0 | 0 | 1 | 0 | 0 | 1
3047 | 0 | 0 | 0.85733 | 0 | 0 | 1 | 0 | 0 | 1
3048 | 0 | 0 | 0.85733 | 0 | 0 | 1 | 0 | 0 | 1
3049 | 0 | 0 | 0.85733 | 0 | 0 | 1 | 0 | 0 | 1
3050 | 0 | 0 | 0.85733 | 0 | 0 | 1 | 0 | 0 | 1
3051 | 0 | 0 | 0.85733 | 0 | 0 | 1 | 0 | 0 | 1
3052 | 0 | 0 | 0.85733 | 0 | 0 | 1 | 0 | 0 | 1
3053 | 0 | 0 | 0.85733 | 0 | 0 | 1 | 0 | 0 | 1
3054 | 0 | 0 | 0.85733 | 0 | 0 | 1 | 0 | 0 | 1
3055 | 0 | 0 | 0.85733 | 0 | 0 | 1 | 0 | 0 | 1
3056 | 0 | 0 | 0.85733 | 0 | 0 | 1 | 0 | 0 | 1
3057 | 0.067788 | 0.0012336 | 0.85733 | 0 | 0 | 1 | 0.067788 | 0.0012336 | 1
3058 | 0.15769 | 0.0036725 | 0.85733 | 0 | 0 | 1 | 0.15769 | 0.0036725 | 1
3059 | 0.22933 | 0.01926 | 0.85733 | 0 | 0 | 1 | 0.22933 | 0.01926 | 1
3060 | 0.25722 | 0.028741 | 0.85733 | 0 | 0 | 1 | 0.25722 | 0.028741 | 1
3061 | 0.22334 | 0.023727 | 0.85733 | 0 | 0 | 1 | 0.22334 | 0.023727 | 1
3062 | 0.14642 | 0.028041 | 0.85733 | 0 | 0 | 1 | 0.14642 | 0.028041 | 1
3063 | 0.093238 | 0.034115 | 0.85733 | 0 | 0 | 1 | 0.093238 | 0.034115 | 1
3064 | 0 | 0.035266 | 0.85733 | 0 | 0 | 1 | 0 | 0.035266 | 1
3065 | 0 | 0.041571 | 0.85733 | 0 | 0 | 1 | 0 | 0.041571 | 1
3066 | 0 | 0.033638 | 0.85733 | 0 | 0 | 1 | 0 | 0.033638 | 1
3067 | 0 | 0 | 0.85733 | 0 | 0 | 1 | 0 | 0 | 1
3068 | 0 | 0 | 0.85733 | 0 | 0 | 1 | 0 | 0 | 1
3069 | 0 | 0 | 0.85733 | 0 | 0 | 1 | 0 | 0 | 1
3070 | 0 | 0 | 0.85733 | 0 | 0 | 1 | 0 | 0 | 1
3071 | 0 | 0 | 0.85733 | 0 | 0 | 1 | 0 | 0 | 1
3072 | 0 | 0 | 0.85733 | 0 | 0 | 1 | 0 | 0 | 1
3073 | 0 | 0 | 0.85733 | 0 | 0 | 1 | 0 | 0 | 1
3074 | 0 | 0 | 0.85733 | 0 | 0 | 1 | 0 | 0 | 1
3075 | 0 | 0 | 0.85733 | 0 | 0 | 1 | 0 | 0 | 1
3076 | 0 | 0 | 0.85733 | 0 | 0 | 1 | 0 | 0 | 1
3077 | 0 | 0 | 0.85733 | 0 | 0 | 1 | 0 | 0 | 1
3078 | 0 | 0 | 0.85733 | 0 | 0 | 1 | 0 | 0 | 1
3079 | 0 | 0 | 0.85733 | 0 | 0 | 1 | 0 | 0 | 1
3080 | 0 | 0 | 0.85733 | 0 | 0 | 1 | 0 | 0 | 1
3081 | 0.070231 | 0 | 0.85733 | 0 | 0 | 1 | 0.070231 | 0 | 1
3082 | 0.15155 | 0 | 0.85733 | 0 | 0 | 1 | 0.15155 | 0 | 1
3083 | 0.192 | 0.018721 | 0.85733 | 0 | 0 | 1 | 0.192 | 0.018721 | 1
3084 | 0.18723 | 0.026341 | 0.85733 | 0 | 0 | 1 | 0.18723 | 0.026341 | 1
3085 | 0.16569 | 0.033884 | 0.85733 | 0 | 0 | 1 | 0.16569 | 0.033884 | 1
3086 | 0.108 | 0.038207 | 0.85733 | 0 | 0 | 1 | 0.108 | 0.038207 | 1
3087 | 0.02992 | 0.042122 | 0.85733 | 0 | 0 | 1 | 0.02992 | 0.042122 | 1
3088 | 0 | 0.032336 | 0.85733 | 0 | 0 | 1 | 0 | 0.032336 | 1
3089 | 0 | 0.022565 | 0.85733 | 0 | 0 | 1 | 0 | 0.022565 | 1
3090 | 0 | 0.020996 | 0.85733 | 0 | 0 | 1 | 0 | 0.020996 | 1
3091 | 0 | 0.00025677 | 0.85733 | 0 | 0 | 1 | 0 | 0.00025677 | 1
3092 | 0 | 0 | 0.85733 | 0 | 0 | 1 | 0 | 0 | 1
3093 | 0 | 0 | 0.85733 | 0 | 0 | 1 | 0 | 0 | 1
3094 | 0 | 0.0024506 | 0.85733 | 0 | 0 | 1 | 0 | 0.0024506 | 1
3095 | 0 | 0.0097311 | 0.85733 | 0 | 0 | 1 | 0 | 0.0097311 | 1
3096 | 0 | 0.023686 | 0.85733 | 0 | 0 | 1 | 0 | 0.023686 | 1
3097 | 0 | 0 | 0.85733 | 0 | 0 | 1 | 0 | 0 | 1
3098 | 0 | 0 | 0.85733 | 0 | 0 | 1 | 0 | 0 | 1
3099 | 0 | 0 | 0.85733 | 0 | 0 | 1 | 0 | 0 | 1
3100 | 0 | 0 | 0.85733 | 0 | 0 | 1 | 0 | 0 | 1
3101 | 0 | 0 | 0.85733 | 0 | 0 | 1 | 0 | 0 | 1
3102 | 0 | 0 | 0.85733 | 0 | 0 | 1 | 0 | 0 | 1
3103 | 0 | 0 | 0.85733 | 0 | 0 | 1 | 0 | 0 | 1
3104 | 0 | 0 | 0.85733 | 0 | 0 | 1 | 0 | 0 | 1
3105 | 0.071881 | 0 | 0.85733 | 0 | 0 | 1 | 0.071881 | 0 | 1
3106 | 0.179 | 0 | 0.85733 | 0 | 0 | 1 | 0.179 | 0 | 1
3107 | 0.195 | 0.02987 | 0.85733 | 0 | 0 | 1 | 0.195 | 0.02987 | 1
3108 | 0.14263 | 0.043982 | 0.85733 | 0 | 0 | 1 | 0.14263 | 0.043982 | 1
3109 | 0.10234 | 0.054049 | 0.85733 | 0 | 0 | 1 | 0.10234 | 0.054049 | 1
3110 | 0.072244 | 0.047219 | 0.85733 | 0 | 0 | 1 | 0.072244 | 0.047219 | 1
3111 | 0.0066701 | 0.052004 | 0.85733 | 0 | 0 | 1 | 0.0066701 | 0.052004 | 1
3112 | 0 | 0.044231 | 0.85733 | 0 | 0 | 1 | 0 | 0.044231 | 1
3113 | 0 | 0.034385 | 0.85733 | 0 | 0 | 1 | 0 | 0.034385 | 1
3114 | 0 | 0.056541 | 0.85733 | 0 | 0 | 1 | 0 | 0.056541 | 1
3115 | 0 | 0.048795 | 0.85733 | 0 | 0 | 1 | 0 | 0.048795 | 1
3116 | 0 | 0.047923 | 0.85733 | 0 | 0 | 1 | 0 | 0.047923 | 1
3117 | 0 | 0.048611 | 0.85733 | 0 | 0 | 1 | 0 | 0.048611 | 1
3118 | 0 | 0.054764 | 0.85733 | 0 | 0 | 1 | 0 | 0.054764 | 1
3119 | 0 | 0.058984 | 0.85733 | 0 | 0 | 1 | 0 | 0.058984 | 1
3120 | 0 | 0.052488 | 0.85733 | 0 | 0 | 1 | 0 | 0.052488 | 1
3121 | 0 | 0.0094559 | 0.85733 | 0 | 0 | 1 | 0 | 0.0094559 | 1
3122 | 0 | 0.013223 | 0.85733 | 0 | 0 | 1 | 0 | 0.013223 | 1
3123 | 0 | 0 | 0.85733 | 0 | 0 | 1 | 0 | 0 | 1
3124 | 0 | 0 | 0.85733 | 0 | 0 | 1 | 0 | 0 | 1
3125 | 0 | 0 | 0.85733 | 0 | 0 | 1 | 0 | 0 | 1
3126 | 0 | 0 | 0.85733 | 0 | 0 | 1 | 0 | 0 | 1
3127 | 0 | 0 | 0.85733 | 0 | 0 | 1 | 0 | 0 | 1
3128 | 0 | 0 | 0.85733 | 0 | 0 | 1 | 0 | 0 | 1
3129 | 0.1416 | 0 | 0.85733 | 0 | 0 | 1 | 0.1416 | 0 | 1
3130 | 0.2602 | 0.047235 | 0.85733 | 0 | 0 | 1 | 0.2602 | 0.047235 | 1
3131 | 0.25457 | 0.084835 | 0.85733 | 0 | 0 | 1 | 0.25457 | 0.084835 | 1
3132 | 0.2497 | 0.10247 | 0.85733 | 0 | 0 | 1 | 0.2497 | 0.10247 | 1
3133 | 0.18954 | 0.11249 | 0.85733 | 0 | 0 | 1 | 0.18954 | 0.11249 | 1
3134 | 0.17967 | 0.098297 | 0.85733 | 0 | 0 | 1 | 0.17967 | 0.098297 | 1
3135 | 0.10795 | 0.10042 | 0.85733 | 0 | 0 | 1 | 0.10795 | 0.10042 | 1
3136 | 0.074952 | 0.087971 | 0.85733 | 0 | 0 | 1 | 0.074952 | 0.087971 | 1
3137 | 0 | 0.065026 | 0.85733 | 0 | 0 | 1 | 0 | 0.065026 | 1
3138 | 0 | 0.069885 | 0.85733 | 0 | 0 | 1 | 0 | 0.069885 | 1
3139 | 0 | 0.071586 | 0.85733 | 0 | 0 | 1 | 0 | 0.071586 | 1
3140 | 0 | 0.071842 | 0.85733 | 0 | 0 | 1 | 0 | 0.071842 | 1
3141 | 0 | 0.060325 | 0.85733 | 0 | 0 | 1 | 0 | 0.060325 | 1
3142 | 0 | 0.063962 | 0.85733 | 0 | 0 | 1 | 0 | 0.063962 | 1
3143 | 0 | 0.04803 | 0.85733 | 0 | 0 | 1 | 0 | 0.04803 | 1
3144 | 0 | 0.039598 | 0.85733 | 0 | 0 | 1 | 0 | 0.039598 | 1
3145 | 0 | 0.035902 | 0.85733 | 0 | 0 | 1 | 0 | 0.035902 | 1
3146 | 0 | 0.022273 | 0.85733 | 0 | 0 | 1 | 0 | 0.022273 | 1
3147 | 0 | 0.015934 | 0.85733 | 0 | 0 | 1 | 0 | 0.015934 | 1
3148 | 0 | 0.010891 | 0.85733 | 0 | 0 | 1 | 0 | 0.010891 | 1
3149 | 0 | 0.014045 | 0.85733 | 0 | 0 | 1 | 0 | 0.014045 | 1
3150 | 0 | 0.0014109 | 0.85733 | 0 | 0 | 1 | 0 | 0.0014109 | 1
3151 | 0 | 0.018926 | 0.85733 | 0 | 0 | 1 | 0 | 0.018926 | 1
3152 | 0 | 0.014237 | 0.85733 | 0 | 0 | 1 | 0 | 0.014237 | 1
3153 | 0.15824 | 0.02968 | 0.85733 | 0 | 0 | 1 | 0.15824 | 0.02968 | 1
3154 | 0.29017 | 0.073771 | 0.85733 | 0 | 0 | 1 | 0.29017 | 0.073771 | 1
3155 | 0.30274 | 0.11235 | 0.85733 | 0 | 0 | 1 | 0.30274 | 0.11235 | 1
3156 | 0.33346 | 0.14041 | 0.85733 | 0 | 0 | 1 | 0.33346 | 0.14041 | 1
3157 | 0.2436 | 0.13724 | 0.85733 | 0 | 0 | 1 | 0.2436 | 0.13724 | 1
3158 | 0.20864 | 0.11809 | 0.85733 | 0 | 0 | 1 | 0.20864 | 0.11809 | 1
3159 | 0.20477 | 0.12919 | 0.85733 | 0 | 0 | 1 | 0.20477 | 0.12919 | 1
3160 | 0.22029 | 0.12549 | 0.85733 | 0 | 0 | 1 | 0.22029 | 0.12549 | 1
3161 | 0.026965 | 0.097749 | 0.85733 | 0 | 0 | 1 | 0.026965 | 0.097749 | 1
3162 | 0 | 0.098714 | 0.85733 | 0 | 0 | 1 | 0 | 0.098714 | 1
3163 | 0 | 0.098674 | 0.85733 | 0 | 0 | 1 | 0 | 0.098674 | 1
3164 | 0 | 0.10363 | 0.85733 | 0 | 0 | 1 | 0 | 0.10363 | 1
3165 | 0 | 0.078886 | 0.85733 | 0 | 0 | 1 | 0 | 0.078886 | 1
3166 | 0 | 0.066958 | 0.85733 | 0 | 0 | 1 | 0 | 0.066958 | 1
3167 | 0 | 0.05577 | 0.85733 | 0 | 0 | 1 | 0 | 0.05577 | 1
3168 | 0 | 0.039177 | 0.85733 | 0 | 0 | 1 | 0 | 0.039177 | 1
3169 | 0 | 0.037511 | 0.85733 | 0 | 0 | 1 | 0 | 0.037511 | 1
3170 | 0 | 0.031662 | 0.85733 | 0 | 0 | 1 | 0 | 0.031662 | 1
3171 | 0 | 0.022473 | 0.85733 | 0 | 0 | 1 | 0 | 0.022473 | 1
3172 | 0 | 0.016679 | 0.85733 | 0 | 0 | 1 | 0 | 0.016679 | 1
3173 | 0 | 0.023032 | 0.85733 | 0 | 0 | 1 | 0 | 0.023032 | 1
3174 | 0 | 0.011526 | 0.85733 | 0 | 0 | 1 | 0 | 0.011526 | 1
3175 | 0 | 0.036945 | 0.85733 | 0 | 0 | 1 | 0 | 0.036945 | 1
3176 | 0 | 0.05954 | 0.85733 | 0 | 0 | 1 | 0 | 0.05954 | 1
3177 | 0.13668 | 0.084934 | 0.85733 | 0 | 0 | 1 | 0.13668 | 0.084934 | 1
3178 | 0.2957 | 0.11161 | 0.85733 | 0 | 0 | 1 | 0.2957 | 0.11161 | 1
3179 | 0.40525 | 0.13368 | 0.85733 | 0 | 0 | 1 | 0.40525 | 0.13368 | 1
3180 | 0.45421 | 0.1755 | 0.85733 | 0 | 0 | 1 | 0.45421 | 0.1755 | 1
3181 | 0.43513 | 0.19824 | 0.85733 | 0 | 0 | 1 | 0.43513 | 0.19824 | 1
3182 | 0.41399 | 0.17568 | 0.85733 | 0 | 0 | 1 | 0.41399 | 0.17568 | 1
3183 | 0.28619 | 0.17383 | 0.85733 | 0 | 0 | 1 | 0.28619 | 0.17383 | 1
3184 | 0.23477 | 0.15815 | 0.85733 | 0 | 0 | 1 | 0.23477 | 0.15815 | 1
3185 | 0.089434 | 0.12465 | 0.85733 | 0 | 0 | 1 | 0.089434 | 0.12465 | 1
3186 | 0 | 0.11406 | 0.85733 | 0 | 0 | 1 | 0 | 0.11406 | 1
3187 | 0 | 0.097536 | 0.85733 | 0 | 0 | 1 | 0 | 0.097536 | 1
3188 | 0 | 0.065367 | 0.85733 | 0 | 0 | 1 | 0 | 0.065367 | 1
3189 | 0 | 0.046601 | 0.85733 | 0 | 0 | 1 | 0 | 0.046601 | 1
3190 | 0 | 0.047552 | 0.85733 | 0 | 0 | 1 | 0 | 0.047552 | 1
3191 | 0 | 0.041702 | 0.85733 | 0 | 0 | 1 | 0 | 0.041702 | 1
3192 | 0 | 0.015501 | 0.85733 | 0 | 0 | 1 | 0 | 0.015501 | 1
3193 | 0 | 0.035304 | 0.85733 | 0 | 0 | 1 | 0 | 0.035304 | 1
3194 | 0 | 0.0083835 | 0.85733 | 0 | 0 | 1 | 0 | 0.0083835 | 1
3195 | 0 | 0 | 0.85733 | 0 | 0 | 1 | 0 | 0 | 1
3196 | 0 | 0 | 0.85733 | 0 | 0 | 1 | 0 | 0 | 1
3197 | 0 | 0.010563 | 0.85733 | 0 | 0 | 1 | 0 | 0.010563 | 1
3198 | 0 | 0 | 0.85733 | 0 | 0 | 1 | 0 | 0 | 1
3199 | 0 | 0.014218 | 0.85733 | 0 | 0 | 1 | 0 | 0.014218 | 1
3200 | 0 | 0.029889 | 0.85733 | 0 | 0 | 1 | 0 | 0.029889 | 1
3201 | 0.093642 | 0.032191 | 0.85733 | 0 | 0 | 1 | 0.093642 | 0.032191 | 1
3202 | 0.25839 | 0.046972 | 0.85733 | 0 | 0 | 1 | 0.25839 | 0.046972 | 1
3203 | 0.43741 | 0.059133 | 0.85733 | 0 | 0 | 1 | 0.43741 | 0.059133 | 1
3204 | 0.4244 | 0.10998 | 0.85733 | 0 | 0 | 1 | 0.4244 | 0.10998 | 1
3205 | 0.3863 | 0.14199 | 0.85733 | 0 | 0 | 1 | 0.3863 | 0.14199 | 1
3206 | 0.41388 | 0.11979 | 0.85733 | 0 | 0 | 1 | 0.41388 | 0.11979 | 1
3207 | 0.30492 | 0.12875 | 0.85733 | 0 | 0 | 1 | 0.30492 | 0.12875 | 1
3208 | 0.20532 | 0.12764 | 0.85733 | 0 | 0 | 1 | 0.20532 | 0.12764 | 1
3209 | 0.08165 | 0.10099 | 0.85733 | 0 | 0 | 1 | 0.08165 | 0.10099 | 1
3210 | 0 | 0.099478 | 0.85733 | 0 | 0 | 1 | 0 | 0.099478 | 1
3211 | 0 | 0.075874 | 0.85733 | 0 | 0 | 1 | 0 | 0.075874 | 1
3212 | 0 | 0.0333 | 0.85733 | 0 | 0 | 1 | 0 | 0.0333 | 1
3213 | 0 | 0.026024 | 0.85733 | 0 | 0 | 1 | 0 | 0.026024 | 1
3214 | 0 | 0.042193 | 0.85733 | 0 | 0 | 1 | 0 | 0.042193 | 1
3215 | 0 | 0.046962 | 0.85733 | 0 | 0 | 1 | 0 | 0.046962 | 1
3216 | 0 | 0.016796 | 0.85733 | 0 | 0 | 1 | 0 | 0.016796 | 1
3217 | 0 | 0 | 0.85733 | 0 | 0 | 1 | 0 | 0 | 1
3218 | 0 | 0 | 0.85733 | 0 | 0 | 1 | 0 | 0 | 1
3219 | 0 | 0 | 0.85733 | 0 | 0 | 1 | 0 | 0 | 1
3220 | 0 | 0 | 0.85733 | 0 | 0 | 1 | 0 | 0 | 1
3221 | 0 | 0 | 0.85733 | 0 | 0 | 1 | 0 | 0 | 1
3222 | 0 | 0 | 0.85733 | 0 | 0 | 1 | 0 | 0 | 1
3223 | 0 | 0 | 0.85733 | 0 | 0 | 1 | 0 | 0 | 1
3224 | 0 | 0.019366 | 0.85733 | 0 | 0 | 1 | 0 | 0.019366 | 1
3225 | 0.082027 | 0.020257 | 0.85733 | 0 | 0 | 1 | 0.082027 | 0.020257 | 1
3226 | 0.27605 | 0.045295 | 0.85733 | 0 | 0 | 1 | 0.27605 | 0.045295 | 1
3227 | 0.40795 | 0.059484 | 0.85733 | 0 | 0 | 1 | 0.40795 | 0.059484 | 1
3228 | 0.41078 | 0.10523 | 0.85733 | 0 | 0 | 1 | 0.41078 | 0.10523 | 1
3229 | 0.34828 | 0.1271 | 0.85733 | 0 | 0 | 1 | 0.34828 | 0.1271 | 1
3230 | 0.38672 | 0.11778 | 0.85733 | 0 | 0 | 1 | 0.38672 | 0.11778 | 1
3231 | 0.24529 | 0.11638 | 0.85733 | 0 | 0 | 1 | 0.24529 | 0.11638 | 1
3232 | 0.12359 | 0.12397 | 0.85733 | 0 | 0 | 1 | 0.12359 | 0.12397 | 1
3233 | 0.062417 | 0.12136 | 0.85733 | 0 | 0 | 1 | 0.062417 | 0.12136 | 1
3234 | 0 | 0.11573 | 0.85733 | 0 | 0 | 1 | 0 | 0.11573 | 1
3235 | 0 | 0.083317 | 0.85733 | 0 | 0 | 1 | 0 | 0.083317 | 1
3236 | 0 | 0.040449 | 0.85733 | 0 | 0 | 1 | 0 | 0.040449 | 1
3237 | 0 | 0.043489 | 0.85733 | 0 | 0 | 1 | 0 | 0.043489 | 1
3238 | 0 | 0.063488 | 0.85733 | 0 | 0 | 1 | 0 | 0.063488 | 1
3239 | 0 | 0.066154 | 0.85733 | 0 | 0 | 1 | 0 | 0.066154 | 1
3240 | 0 | 0.045277 | 0.85733 | 0 | 0 | 1 | 0 | 0.045277 | 1
3241 | 0 | 0 | 0.85733 | 0 | 0 | 1 | 0 | 0 | 1
3242 | 0 | 0 | 0.85733 | 0 | 0 | 1 | 0 | 0 | 1
3243 | 0 | 0 | 0.85733 | 0 | 0 | 1 | 0 | 0 | 1
3244 | 0 | 0 | 0.85733 | 0 | 0 | 1 | 0 | 0 | 1
3245 | 0 | 0.011346 | 0.85733 | 0 | 0 | 1 | 0 | 0.011346 | 1
3246 | 0 | 0.016376 | 0.85733 | 0 | 0 | 1 | 0 | 0.016376 | 1
3247 | 0 | 0.01243 | 0.85733 | 0 | 0 | 1 | 0 | 0.01243 | 1
3248 | 0 | 0.028527 | 0.85733 | 0 | 0 | 1 | 0 | 0.028527 | 1
3249 | 0.035086 | 0.0050401 | 0.85733 | 0 | 0 | 1 | 0.035086 | 0.0050401 | 1
3250 | 0.2795 | 0.039321 | 0.85733 | 0 | 0 | 1 | 0.2795 | 0.039321 | 1
3251 | 0.37313 | 0.065808 | 0.85733 | 0 | 0 | 1 | 0.37313 | 0.065808 | 1
3252 | 0.40249 | 0.09431 | 0.85733 | 0 | 0 | 1 | 0.40249 | 0.09431 | 1
3253 | 0.34209 | 0.097688 | 0.85733 | 0 | 0 | 1 | 0.34209 | 0.097688 | 1
3254 | 0.3131 | 0.073191 | 0.85733 | 0 | 0 | 1 | 0.3131 | 0.073191 | 1
3255 | 0.27068 | 0.067828 | 0.85733 | 0 | 0 | 1 | 0.27068 | 0.067828 | 1
3256 | 0.17206 | 0.083305 | 0.85733 | 0 | 0 | 1 | 0.17206 | 0.083305 | 1
3257 | 0.064868 | 0.10743 | 0.85733 | 0 | 0 | 1 | 0.064868 | 0.10743 | 1
3258 | 0 | 0.11169 | 0.85733 | 0 | 0 | 1 | 0 | 0.11169 | 1
3259 | 0 | 0.08327 | 0.85733 | 0 | 0 | 1 | 0 | 0.08327 | 1
3260 | 0 | 0.063059 | 0.85733 | 0 | 0 | 1 | 0 | 0.063059 | 1
3261 | 0 | 0.05239 | 0.85733 | 0 | 0 | 1 | 0 | 0.05239 | 1
3262 | 0 | 0.063839 | 0.85733 | 0 | 0 | 1 | 0 | 0.063839 | 1
3263 | 0 | 0.055331 | 0.85733 | 0 | 0 | 1 | 0 | 0.055331 | 1
3264 | 0 | 0.041567 | 0.85733 | 0 | 0 | 1 | 0 | 0.041567 | 1
3265 | 0 | 0.0078796 | 0.85733 | 0 | 0 | 1 | 0 | 0.0078796 | 1
3266 | 0 | 0 | 0.85733 | 0 | 0 | 1 | 0 | 0 | 1
3267 | 0 | 0 | 0.85733 | 0 | 0 | 1 | 0 | 0 | 1
3268 | 0 | 0.0085847 | 0.85733 | 0 | 0 | 1 | 0 | 0.0085847 | 1
3269 | 0 | 0.0066232 | 0.85733 | 0 | 0 | 1 | 0 | 0.0066232 | 1
3270 | 0 | 0.013694 | 0.85733 | 0 | 0 | 1 | 0 | 0.013694 | 1
3271 | 0 | 0.014603 | 0.85733 | 0 | 0 | 1 | 0 | 0.014603 | 1
3272 | 0 | 0.023865 | 0.85733 | 0 | 0 | 1 | 0 | 0.023865 | 1
3273 | 0.07131 | 0.0013811 | 0.85733 | 0 | 0 | 1 | 0.07131 | 0.0013811 | 1
3274 | 0.32719 | 0.02918 | 0.85733 | 0 | 0 | 1 | 0.32719 | 0.02918 | 1
3275 | 0.36115 | 0.057923 | 0.85733 | 0 | 0 | 1 | 0.36115 | 0.057923 | 1
3276 | 0.36968 | 0.10103 | 0.85733 | 0 | 0 | 1 | 0.36968 | 0.10103 | 1
3277 | 0.32816 | 0.10698 | 0.85733 | 0 | 0 | 1 | 0.32816 | 0.10698 | 1
3278 | 0.21311 | 0.092375 | 0.85733 | 0 | 0 | 1 | 0.21311 | 0.092375 | 1
3279 | 0.20275 | 0.080688 | 0.85733 | 0 | 0 | 1 | 0.20275 | 0.080688 | 1
3280 | 0.13914 | 0.074175 | 0.85733 | 0 | 0 | 1 | 0.13914 | 0.074175 | 1
3281 | 0.034066 | 0.0643 | 0.85733 | 0 | 0 | 1 | 0.034066 | 0.0643 | 1
3282 | 0 | 0.077441 | 0.85733 | 0 | 0 | 1 | 0 | 0.077441 | 1
3283 | 0 | 0.05426 | 0.85733 | 0 | 0 | 1 | 0 | 0.05426 | 1
3284 | 0 | 0.036268 | 0.85733 | 0 | 0 | 1 | 0 | 0.036268 | 1
3285 | 0 | 0.02321 | 0.85733 | 0 | 0 | 1 | 0 | 0.02321 | 1
3286 | 0 | 0.010056 | 0.85733 | 0 | 0 | 1 | 0 | 0.010056 | 1
3287 | 0 | 0.0021972 | 0.85733 | 0 | 0 | 1 | 0 | 0.0021972 | 1
3288 | 0 | 0.0012519 | 0.85733 | 0 | 0 | 1 | 0 | 0.0012519 | 1
3289 | 0 | 0.018671 | 0.85733 | 0 | 0 | 1 | 0 | 0.018671 | 1
3290 | 0 | 0 | 0.85733 | 0 | 0 | 1 | 0 | 0 | 1
3291 | 0 | 0 | 0.85733 | 0 | 0 | 1 | 0 | 0 | 1
3292 | 0 | 0 | 0.85733 | 0 | 0 | 1 | 0 | 0 | 1
3293 | 0 | 0 | 0.85733 | 0 | 0 | 1 | 0 | 0 | 1
3294 | 0 | 0 | 0.85733 | 0 | 0 | 1 | 0 | 0 | 1
3295 | 0 | 0 | 0.85733 | 0 | 0 | 1 | 0 | 0 | 1
3296 | 0 | 0.0021562 | 0.85733 | 0 | 0 | 1 | 0 | 0.0021562 | 1
3297 | 0.096076 | 0 | 0.85733 | 0 | 0 | 1 | 0.096076 | 0 | 1
3298 | 0.31777 | 0.0019069 | 0.85733 | 0 | 0 | 1 | 0.31777 | 0.0019069 | 1
3299 | 0.36307 | 0.041091 | 0.85733 | 0 | 0 | 1 | 0.36307 | 0.041091 | 1
3300 | 0.33959 | 0.091228 | 0.85733 | 0 | 0 | 1 | 0.33959 | 0.091228 | 1
3301 | 0.35603 | 0.099456 | 0.85733 | 0 | 0 | 1 | 0.35603 | 0.099456 | 1
3302 | 0.17693 | 0.076861 | 0.85733 | 0 | 0 | 1 | 0.17693 | 0.076861 | 1
3303 | 0.14902 | 0.062482 | 0.85733 | 0 | 0 | 1 | 0.14902 | 0.062482 | 1
3304 | 0.074816 | 0.040111 | 0.85733 | 0 | 0 | 1 | 0.074816 | 0.040111 | 1
3305 | 0 | 0.0096126 | 0.85733 | 0 | 0 | 1 | 0 | 0.0096126 | 1
3306 | 0 | 0.023312 | 0.85733 | 0 | 0 | 1 | 0 | 0.023312 | 1
3307 | 0 | 0.015569 | 0.85733 | 0 | 0 | 1 | 0 | 0.015569 | 1
3308 | 0 | 0 | 0.85733 | 0 | 0 | 1 | 0 | 0 | 1
3309 | 0 | 0 | 0.85733 | 0 | 0 | 1 | 0 | 0 | 1
3310 | 0 | 0 | 0.85733 | 0 | 0 | 1 | 0 | 0 | 1
3311 | 0 | 0 | 0.85733 | 0 | 0 | 1 | 0 | 0 | 1
3312 | 0 | 0 | 0.85733 | 0 | 0 | 1 | 0 | 0 | 1
3313 | 0 | 0 | 0.85733 | 0 | 0 | 1 | 0 | 0 | 1
3314 | 0 | 0 | 0.85733 | 0 | 0 | 1 | 0 | 0 | 1
3315 | 0 | 0 | 0.85733 | 0 | 0 | 1 | 0 | 0 | 1
3316 | 0 | 0 | 0.85733 | 0 | 0 | 1 | 0 | 0 | 1
3317 | 0 | 0 | 0.85733 | 0 | 0 | 1 | 0 | 0 | 1
3318 | 0 | 0 | 0.85733 | 0 | 0 | 1 | 0 | 0 | 1
3319 | 0 | 0 | 0.85733 | 0 | 0 | 1 | 0 | 0 | 1
3320 | 0 | 0 | 0.85733 | 0 | 0 | 1 | 0 | 0 | 1
3321 | 0.2026 | 0.0051682 | 0.85733 | 0 | 0 | 1 | 0.2026 | 0.0051682 | 1
3322 | 0.335 | 0.00083324 | 0.85733 | 0 | 0 | 1 | 0.335 | 0.00083324 | 1
3323 | 0.33229 | 0.026669 | 0.85733 | 0 | 0 | 1 | 0.33229 | 0.026669 | 1
3324 | 0.277 | 0.06607 | 0.85733 | 0 | 0 | 1 | 0.277 | 0.06607 | 1
3325 | 0.32358 | 0.088199 | 0.85733 | 0 | 0 | 1 | 0.32358 | 0.088199 | 1
3326 | 0.16739 | 0.084441 | 0.85733 | 0 | 0 | 1 | 0.16739 | 0.084441 | 1
3327 | 0.063217 | 0.063506 | 0.85733 | 0 | 0 | 1 | 0.063217 | 0.063506 | 1
3328 | 0 | 0.032311 | 0.85733 | 0 | 0 | 1 | 0 | 0.032311 | 1
3329 | 0 | 0 | 0.85733 | 0 | 0 | 1 | 0 | 0 | 1
3330 | 0 | 0 | 0.85733 | 0 | 0 | 1 | 0 | 0 | 1
3331 | 0 | 0 | 0.85733 | 0 | 0 | 1 | 0 | 0 | 1
3332 | 0 | 0 | 0.85733 | 0 | 0 | 1 | 0 | 0 | 1
3333 | 0 | 0 | 0.85733 | 0 | 0 | 1 | 0 | 0 | 1
3334 | 0 | 0 | 0.85733 | 0 | 0 | 1 | 0 | 0 | 1
3335 | 0 | 0 | 0.85733 | 0 | 0 | 1 | 0 | 0 | 1
3336 | 0 | 0 | 0.85733 | 0 | 0 | 1 | 0 | 0 | 1
3337 | 0 | 0 | 0.85733 | 0 | 0 | 1 | 0 | 0 | 1
3338 | 0 | 0 | 0.85733 | 0 | 0 | 1 | 0 | 0 | 1
3339 | 0 | 0 | 0.85733 | 0 | 0 | 1 | 0 | 0 | 1
3340 | 0 | 0 | 0.85733 | 0 | 0 | 1 | 0 | 0 | 1
3341 | 0 | 0 | 0.85733 | 0 | 0 | 1 | 0 | 0 | 1
3342 | 0 | 0 | 0.85733 | 0 | 0 | 1 | 0 | 0 | 1
3343 | 0 | 0 | 0.85733 | 0 | 0 | 1 | 0 | 0 | 1
3344 | 0 | 0 | 0.85733 | 0 | 0 | 1 | 0 | 0 | 1
3345 | 0.17487 | 0.0035705 | 0.85733 | 0 | 0 | 1 | 0.17487 | 0.0035705 | 1
3346 | 0.31478 | 0.0076966 | 0.85733 | 0 | 0 | 1 | 0.31478 | 0.0076966 | 1
3347 | 0.34061 | 0.024739 | 0.85733 | 0 | 0 | 1 | 0.34061 | 0.024739 | 1
3348 | 0.31406 | 0.036947 | 0.85733 | 0 | 0 | 1 | 0.31406 | 0.036947 | 1
3349 | 0.38343 | 0.060397 | 0.85733 | 0 | 0 | 1 | 0.38343 | 0.060397 | 1
3350 | 0.28112 | 0.066497 | 0.85733 | 0 | 0 | 1 | 0.28112 | 0.066497 | 1
3351 | 0.12184 | 0.039761 | 0.85733 | 0 | 0 | 1 | 0.12184 | 0.039761 | 1
3352 | 0.024041 | 0.015173 | 0.85733 | 0 | 0 | 1 | 0.024041 | 0.015173 | 1
3353 | 0 | 0 | 0.85733 | 0 | 0 | 1 | 0 | 0 | 1
3354 | 0 | 0 | 0.85733 | 0 | 0 | 1 | 0 | 0 | 1
3355 | 0 | 0 | 0.85733 | 0 | 0 | 1 | 0 | 0 | 1
3356 | 0 | 0 | 0.85733 | 0 | 0 | 1 | 0 | 0 | 1
3357 | 0 | 0.0026406 | 0.85733 | 0 | 0 | 1 | 0 | 0.0026406 | 1
3358 | 0 | 0 | 0.85733 | 0 | 0 | 1 | 0 | 0 | 1
3359 | 0 | 0 | 0.85733 | 0 | 0 | 1 | 0 | 0 | 1
3360 | 0 | 0 | 0.85733 | 0 | 0 | 1 | 0 | 0 | 1
3361 | 0 | 0 | 0.85733 | 0 | 0 | 1 | 0 | 0 | 1
3362 | 0 | 0 | 0.85733 | 0 | 0 | 1 | 0 | 0 | 1
3363 | 0 | 0 | 0.85733 | 0 | 0 | 1 | 0 | 0 | 1
3364 | 0 | 0 | 0.85733 | 0 | 0 | 1 | 0 | 0 | 1
3365 | 0 | 0 | 0.85733 | 0 | 0 | 1 | 0 | 0 | 1
3366 | 0 | 0 | 0.85733 | 0 | 0 | 1 | 0 | 0 | 1
3367 | 0 | 0 | 0.85733 | 0 | 0 | 1 | 0 | 0 | 1
3368 | 0 | 0 | 0.85733 | 0 | 0 | 1 | 0 | 0 | 1
3369 | 0.20281 | 0 | 0.85733 | 0 | 0 | 1 | 0.20281 | 0 | 1
3370 | 0.34146 | 0.013799 | 0.85733 | 0 | 0 | 1 | 0.34146 | 0.013799 | 1
3371 | 0.38365 | 0.018511 | 0.85733 | 0 | 0 | 1 | 0.38365 | 0.018511 | 1
3372 | 0.37421 | 0.025454 | 0.85733 | 0 | 0 | 1 | 0.37421 | 0.025454 | 1
3373 | 0.40536 | 0.046078 | 0.85733 | 0 | 0 | 1 | 0.40536 | 0.046078 | 1
3374 | 0.37741 | 0.042697 | 0.85733 | 0 | 0 | 1 | 0.37741 | 0.042697 | 1
3375 | 0.21154 | 0.011797 | 0.85733 | 0 | 0 | 1 | 0.21154 | 0.011797 | 1
3376 | 0.11225 | 0.0025399 | 0.85733 | 0 | 0 | 1 | 0.11225 | 0.0025399 | 1
3377 | 0 | 0.0056433 | 0.85733 | 0 | 0 | 1 | 0 | 0.0056433 | 1
3378 | 0 | 0.016961 | 0.85733 | 0 | 0 | 1 | 0 | 0.016961 | 1
3379 | 0 | 0.0048443 | 0.85733 | 0 | 0 | 1 | 0 | 0.0048443 | 1
3380 | 0 | 0.0041807 | 0.85733 | 0 | 0 | 1 | 0 | 0.0041807 | 1
3381 | 0 | 0.012434 | 0.85733 | 0 | 0 | 1 | 0 | 0.012434 | 1
3382 | 0 | 0 | 0.85733 | 0 | 0 | 1 | 0 | 0 | 1
3383 | 0 | 0 | 0.85733 | 0 | 0 | 1 | 0 | 0 | 1
3384 | 0 | 0 | 0.85733 | 0 | 0 | 1 | 0 | 0 | 1
3385 | 0 | 0 | 0.85733 | 0 | 0 | 1 | 0 | 0 | 1
3386 | 0 | 0 | 0.85733 | 0 | 0 | 1 | 0 | 0 | 1
3387 | 0 | 0 | 0.85733 | 0 | 0 | 1 | 0 | 0 | 1
3388 | 0 | 0 | 0.85733 | 0 | 0 | 1 | 0 | 0 | 1
3389 | 0 | 0 | 0.85733 | 0 | 0 | 1 | 0 | 0 | 1
3390 | 0 | 0 | 0.85733 | 0 | 0 | 1 | 0 | 0 | 1
3391 | 0 | 0 | 0.85733 | 0 | 0 | 1 | 0 | 0 | 1
3392 | 0 | 0 | 0.85733 | 0 | 0 | 1 | 0 | 0 | 1
3393 | 0.18703 | 0 | 0.85733 | 0 | 0 | 1 | 0.18703 | 0 | 1
3394 | 0.32253 | 0.0050269 | 0.85733 | 0 | 0 | 1 | 0.32253 | 0.0050269 | 1
3395 | 0.41639 | 0.021098 | 0.85733 | 0 | 0 | 1 | 0.41639 | 0.021098 | 1
3396 | 0.49121 | 0.044488 | 0.85733 | 0 | 0 | 1 | 0.49121 | 0.044488 | 1
3397 | 0.48991 | 0.05957 | 0.85733 | 0 | 0 | 1 | 0.48991 | 0.05957 | 1
3398 | 0.47931 | 0.047011 | 0.85733 | 0 | 0 | 1 | 0.47931 | 0.047011 | 1
3399 | 0.34631 | 0.030188 | 0.85733 | 0 | 0 | 1 | 0.34631 | 0.030188 | 1
3400 | 0.21223 | 0.035183 | 0.85733 | 0 | 0 | 1 | 0.21223 | 0.035183 | 1
3401 | 0.04711 | 0.0501 | 0.85733 | 0 | 0 | 1 | 0.04711 | 0.0501 | 1
3402 | 0 | 0.039799 | 0.85733 | 0 | 0 | 1 | 0 | 0.039799 | 1
3403 | 0 | 0.02893 | 0.85733 | 0 | 0 | 1 | 0 | 0.02893 | 1
3404 | 0 | 0.0085853 | 0.85733 | 0 | 0 | 1 | 0 | 0.0085853 | 1
3405 | 0 | 0.013048 | 0.85733 | 0 | 0 | 1 | 0 | 0.013048 | 1
3406 | 0 | 0.0028048 | 0.85733 | 0 | 0 | 1 | 0 | 0.0028048 | 1
3407 | 0 | 0 | 0.85733 | 0 | 0 | 1 | 0 | 0 | 1
3408 | 0 | 0 | 0.85733 | 0 | 0 | 1 | 0 | 0 | 1
3409 | 0 | 0 | 0.85733 | 0 | 0 | 1 | 0 | 0 | 1
3410 | 0 | 0 | 0.85733 | 0 | 0 | 1 | 0 | 0 | 1
3411 | 0 | 0 | 0.85733 | 0 | 0 | 1 | 0 | 0 | 1
3412 | 0 | 0 | 0.85733 | 0 | 0 | 1 | 0 | 0 | 1
3413 | 0 | 0 | 0.85733 | 0 | 0 | 1 | 0 | 0 | 1
3414 | 0 | 0 | 0.85733 | 0 | 0 | 1 | 0 | 0 | 1
3415 | 0 | 0 | 0.85733 | 0 | 0 | 1 | 0 | 0 | 1
3416 | 0 | 0 | 0.85733 | 0 | 0 | 1 | 0 | 0 | 1
3417 | 0.11641 | 0 | 0.85733 | 0 | 0 | 1 | 0.11641 | 0 | 1
3418 | 0.29052 | 0 | 0.85733 | 0 | 0 | 1 | 0.29052 | 0 | 1
3419 | 0.39804 | 0.0095408 | 0.85733 | 0 | 0 | 1 | 0.39804 | 0.0095408 | 1
3420 | 0.45905 | 0.041525 | 0.85733 | 0 | 0 | 1 | 0.45905 | 0.041525 | 1
3421 | 0.36996 | 0.046113 | 0.85733 | 0 | 0 | 1 | 0.36996 | 0.046113 | 1
3422 | 0.3451 | 0.036954 | 0.85733 | 0 | 0 | 1 | 0.3451 | 0.036954 | 1
3423 | 0.24498 | 0.033898 | 0.85733 | 0 | 0 | 1 | 0.24498 | 0.033898 | 1
3424 | 0.18239 | 0.046011 | 0.85733 | 0 | 0 | 1 | 0.18239 | 0.046011 | 1
3425 | 0.040003 | 0.065791 | 0.85733 | 0 | 0 | 1 | 0.040003 | 0.065791 | 1
3426 | 0 | 0.048465 | 0.85733 | 0 | 0 | 1 | 0 | 0.048465 | 1
3427 | 0 | 0.038904 | 0.85733 | 0 | 0 | 1 | 0 | 0.038904 | 1
3428 | 0 | 0.013381 | 0.85733 | 0 | 0 | 1 | 0 | 0.013381 | 1
3429 | 0 | 0.028165 | 0.85733 | 0 | 0 | 1 | 0 | 0.028165 | 1
3430 | 0 | 0.022422 | 0.85733 | 0 | 0 | 1 | 0 | 0.022422 | 1
3431 | 0 | 0 | 0.85733 | 0 | 0 | 1 | 0 | 0 | 1
3432 | 0 | 0 | 0.85733 | 0 | 0 | 1 | 0 | 0 | 1
3433 | 0 | 0 | 0.85733 | 0 | 0 | 1 | 0 | 0 | 1
3434 | 0 | 0 | 0.85733 | 0 | 0 | 1 | 0 | 0 | 1
3435 | 0 | 0 | 0.85733 | 0 | 0 | 1 | 0 | 0 | 1
3436 | 0 | 0 | 0.85733 | 0 | 0 | 1 | 0 | 0 | 1
3437 | 0 | 0 | 0.85733 | 0 | 0 | 1 | 0 | 0 | 1
3438 | 0 | 0 | 0.85733 | 0 | 0 | 1 | 0 | 0 | 1
3439 | 0 | 0 | 0.85733 | 0 | 0 | 1 | 0 | 0 | 1
3440 | 0 | 0 | 0.85733 | 0 | 0 | 1 | 0 | 0 | 1
3441 | 0.089901 | 0 | 0.85733 | 0 | 0 | 1 | 0.089901 | 0 | 1
3442 | 0.24532 | 0 | 0.85733 | 0 | 0 | 1 | 0.24532 | 0 | 1
3443 | 0.32871 | 0.029441 | 0.85733 | 0 | 0 | 1 | 0.32871 | 0.029441 | 1
3444 | 0.32453 | 0.058641 | 0.85733 | 0 | 0 | 1 | 0.32453 | 0.058641 | 1
3445 | 0.21406 | 0.052559 | 0.85733 | 0 | 0 | 1 | 0.21406 | 0.052559 | 1
3446 | 0.15123 | 0.055977 | 0.85733 | 0 | 0 | 1 | 0.15123 | 0.055977 | 1
3447 | 0.083465 | 0.05501 | 0.85733 | 0 | 0 | 1 | 0.083465 | 0.05501 | 1
3448 | 0.023048 | 0.072899 | 0.85733 | 0 | 0 | 1 | 0.023048 | 0.072899 | 1
3449 | 0 | 0.058864 | 0.85733 | 0 | 0 | 1 | 0 | 0.058864 | 1
3450 | 0 | 0.044826 | 0.85733 | 0 | 0 | 1 | 0 | 0.044826 | 1
3451 | 0 | 0.018582 | 0.85733 | 0 | 0 | 1 | 0 | 0.018582 | 1
3452 | 0 | 0 | 0.85733 | 0 | 0 | 1 | 0 | 0 | 1
3453 | 0 | 0.0032225 | 0.85733 | 0 | 0 | 1 | 0 | 0.0032225 | 1
3454 | 0 | 0.0034134 | 0.85733 | 0 | 0 | 1 | 0 | 0.0034134 | 1
3455 | 0 | 0 | 0.85733 | 0 | 0 | 1 | 0 | 0 | 1
3456 | 0 | 0 | 0.85733 | 0 | 0 | 1 | 0 | 0 | 1
3457 | 0 | 0 | 0.85733 | 0 | 0 | 1 | 0 | 0 | 1
3458 | 0 | 0 | 0.85733 | 0 | 0 | 1 | 0 | 0 | 1
3459 | 0 | 0 | 0.85733 | 0 | 0 | 1 | 0 | 0 | 1
3460 | 0 | 0 | 0.85733 | 0 | 0 | 1 | 0 | 0 | 1
3461 | 0 | 0 | 0.85733 | 0 | 0 | 1 | 0 | 0 | 1
3462 | 0 | 0 | 0.85733 | 0 | 0 | 1 | 0 | 0 | 1
3463 | 0 | 0 | 0.85733 | 0 | 0 | 1 | 0 | 0 | 1
3464 | 0 | 0 | 0.85733 | 0 | 0 | 1 | 0 | 0 | 1
3465 | 0.1181 | 0 | 0.85733 | 0 | 0 | 1 | 0.1181 | 0 | 1
3466 | 0.2725 | 0 | 0.85733 | 0 | 0 | 1 | 0.2725 | 0 | 1
3467 | 0.29867 | 0.0056856 | 0.85733 | 0 | 0 | 1 | 0.29867 | 0.0056856 | 1
3468 | 0.26225 | 0.027489 | 0.85733 | 0 | 0 | 1 | 0.26225 | 0.027489 | 1
3469 | 0.16245 | 0.024641 | 0.85733 | 0 | 0 | 1 | 0.16245 | 0.024641 | 1
3470 | 0.048039 | 0.026718 | 0.85733 | 0 | 0 | 1 | 0.048039 | 0.026718 | 1
3471 | 0.03906 | 0.016093 | 0.85733 | 0 | 0 | 1 | 0.03906 | 0.016093 | 1
3472 | 0.0098611 | 0.04271 | 0.85733 | 0 | 0 | 1 | 0.0098611 | 0.04271 | 1
3473 | 0 | 0.033741 | 0.85733 | 0 | 0 | 1 | 0 | 0.033741 | 1
3474 | 0 | 0.037898 | 0.85733 | 0 | 0 | 1 | 0 | 0.037898 | 1
3475 | 0 | 0.014758 | 0.85733 | 0 | 0 | 1 | 0 | 0.014758 | 1
3476 | 0 | 0 | 0.85733 | 0 | 0 | 1 | 0 | 0 | 1
3477 | 0 | 0.020341 | 0.85733 | 0 | 0 | 1 | 0 | 0.020341 | 1
3478 | 0 | 0.020922 | 0.85733 | 0 | 0 | 1 | 0 | 0.020922 | 1
3479 | 0 | 0.0038058 | 0.85733 | 0 | 0 | 1 | 0 | 0.0038058 | 1
3480 | 0 | 0 | 0.85733 | 0 | 0 | 1 | 0 | 0 | 1
3481 | 0 | 0 | 0.85733 | 0 | 0 | 1 | 0 | 0 | 1
3482 | 0 | 0 | 0.85733 | 0 | 0 | 1 | 0 | 0 | 1
3483 | 0 | 0 | 0.85733 | 0 | 0 | 1 | 0 | 0 | 1
3484 | 0 | 0 | 0.85733 | 0 | 0 | 1 | 0 | 0 | 1
3485 | 0 | 0 | 0.85733 | 0 | 0 | 1 | 0 | 0 | 1
3486 | 0 | 0 | 0.85733 | 0 | 0 | 1 | 0 | 0 | 1
3487 | 0 | 0 | 0.85733 | 0 | 0 | 1 | 0 | 0 | 1
3488 | 0 | 0 | 0.85733 | 0 | 0 | 1 | 0 | 0 | 1
3489 | 0.19827 | 0 | 0.85733 | 0 | 0 | 1 | 0.19827 | 0 | 1
3490 | 0.33533 | 0.010334 | 0.85733 | 0 | 0 | 1 | 0.33533 | 0.010334 | 1
3491 | 0.28697 | 0.028807 | 0.85733 | 0 | 0 | 1 | 0.28697 | 0.028807 | 1
3492 | 0.20093 | 0.033015 | 0.85733 | 0 | 0 | 1 | 0.20093 | 0.033015 | 1
3493 | 0.12922 | 0.031116 | 0.85733 | 0 | 0 | 1 | 0.12922 | 0.031116 | 1
3494 | 0.018823 | 0.029269 | 0.85733 | 0 | 0 | 1 | 0.018823 | 0.029269 | 1
3495 | 0.027456 | 0.019013 | 0.85733 | 0 | 0 | 1 | 0.027456 | 0.019013 | 1
3496 | 0 | 0.041685 | 0.85733 | 0 | 0 | 1 | 0 | 0.041685 | 1
3497 | 0 | 0.024715 | 0.85733 | 0 | 0 | 1 | 0 | 0.024715 | 1
3498 | 0 | 0.031155 | 0.85733 | 0 | 0 | 1 | 0 | 0.031155 | 1
3499 | 0 | 0.010784 | 0.85733 | 0 | 0 | 1 | 0 | 0.010784 | 1
3500 | 0 | 0.0041193 | 0.85733 | 0 | 0 | 1 | 0 | 0.0041193 | 1
3501 | 0 | 0.014554 | 0.85733 | 0 | 0 | 1 | 0 | 0.014554 | 1
3502 | 0 | 0.0080235 | 0.85733 | 0 | 0 | 1 | 0 | 0.0080235 | 1
3503 | 0 | 0.001684 | 0.85733 | 0 | 0 | 1 | 0 | 0.001684 | 1
3504 | 0 | 0 | 0.85733 | 0 | 0 | 1 | 0 | 0 | 1
3505 | 0 | 0 | 0.85733 | 0 | 0 | 1 | 0 | 0 | 1
3506 | 0 | 0 | 0.85733 | 0 | 0 | 1 | 0 | 0 | 1
3507 | 0 | 0 | 0.85733 | 0 | 0 | 1 | 0 | 0 | 1
3508 | 0 | 0 | 0.85733 | 0 | 0 | 1 | 0 | 0 | 1
3509 | 0 | 0 | 0.85733 | 0 | 0 | 1 | 0 | 0 | 1
3510 | 0 | 0 | 0.85733 | 0 | 0 | 1 | 0 | 0 | 1
3511 | 0 | 0 | 0.85733 | 0 | 0 | 1 | 0 | 0 | 1
3512 | 0 | 0 | 0.85733 | 0 | 0 | 1 | 0 | 0 | 1
3513 | 0.14923 | 0 | 0.85733 | 0 | 0 | 1 | 0.14923 | 0 | 1
3514 | 0.28599 | 0.0051232 | 0.85733 | 0 | 0 | 1 | 0.28599 | 0.0051232 | 1
3515 | 0.27606 | 0.0087854 | 0.85733 | 0 | 0 | 1 | 0.27606 | 0.0087854 | 1
3516 | 0.19608 | 0.020275 | 0.85733 | 0 | 0 | 1 | 0.19608 | 0.020275 | 1
3517 | 0.18482 | 0.03993 | 0.85733 | 0 | 0 | 1 | 0.18482 | 0.03993 | 1
3518 | 0.11086 | 0.039146 | 0.85733 | 0 | 0 | 1 | 0.11086 | 0.039146 | 1
3519 | 0.068801 | 0.034924 | 0.85733 | 0 | 0 | 1 | 0.068801 | 0.034924 | 1
3520 | 0.033146 | 0.039449 | 0.85733 | 0 | 0 | 1 | 0.033146 | 0.039449 | 1
3521 | 0 | 0.031632 | 0.85733 | 0 | 0 | 1 | 0 | 0.031632 | 1
3522 | 0 | 0.020055 | 0.85733 | 0 | 0 | 1 | 0 | 0.020055 | 1
3523 | 0 | 0.013465 | 0.85733 | 0 | 0 | 1 | 0 | 0.013465 | 1
3524 | 0 | 0.0015992 | 0.85733 | 0 | 0 | 1 | 0 | 0.0015992 | 1
3525 | 0 | 0.011896 | 0.85733 | 0 | 0 | 1 | 0 | 0.011896 | 1
3526 | 0 | 0.00034401 | 0.85733 | 0 | 0 | 1 | 0 | 0.00034401 | 1
3527 | 0 | 0.00057696 | 0.85733 | 0 | 0 | 1 | 0 | 0.00057696 | 1
3528 | 0 | 0 | 0.85733 | 0 | 0 | 1 | 0 | 0 | 1
3529 | 0 | 0 | 0.85733 | 0 | 0 | 1 | 0 | 0 | 1
3530 | 0 | 0 | 0.85733 | 0 | 0 | 1 | 0 | 0 | 1
3531 | 0 | 0 | 0.85733 | 0 | 0 | 1 | 0 | 0 | 1
3532 | 0 | 0 | 0.85733 | 0 | 0 | 1 | 0 | 0 | 1
3533 | 0 | 0 | 0.85733 | 0 | 0 | 1 | 0 | 0 | 1
3534 | 0 | 0 | 0.85733 | 0 | 0 | 1 | 0 | 0 | 1
3535 | 0 | 0 | 0.85733 | 0 | 0 | 1 | 0 | 0 | 1
3536 | 0 | 0 | 0.85733 | 0 | 0 | 1 | 0 | 0 | 1
3537 | 0.092416 | 0 | 0.85733 | 0 | 0 | 1 | 0.092416 | 0 | 1
3538 | 0.25322 | 0 | 0.85733 | 0 | 0 | 1 | 0.25322 | 0 | 1
3539 | 0.30915 | 0 | 0.85733 | 0 | 0 | 1 | 0.30915 | 0 | 1
3540 | 0.23831 | 0 | 0.85733 | 0 | 0 | 1 | 0.23831 | 0 | 1
3541 | 0.2275 | 0.004108 | 0.85733 | 0 | 0 | 1 | 0.2275 | 0.004108 | 1
3542 | 0.21232 | 0.011856 | 0.85733 | 0 | 0 | 1 | 0.21232 | 0.011856 | 1
3543 | 0.049496 | 0.016165 | 0.85733 | 0 | 0 | 1 | 0.049496 | 0.016165 | 1
3544 | 0 | 2.7225e-05 | 0.85733 | 0 | 0 | 1 | 0 | 2.7225e-05 | 1
3545 | 0 | 0 | 0.85733 | 0 | 0 | 1 | 0 | 0 | 1
3546 | 0 | 0 | 0.85733 | 0 | 0 | 1 | 0 | 0 | 1
3547 | 0 | 0 | 0.85733 | 0 | 0 | 1 | 0 | 0 | 1
3548 | 0 | 0 | 0.85733 | 0 | 0 | 1 | 0 | 0 | 1
3549 | 0 | 0 | 0.85733 | 0 | 0 | 1 | 0 | 0 | 1
3550 | 0 | 0 | 0.85733 | 0 | 0 | 1 | 0 | 0 | 1
3551 | 0 | 0 | 0.85733 | 0 | 0 | 1 | 0 | 0 | 1
3552 | 0 | 0 | 0.85733 | 0 | 0 | 1 | 0 | 0 | 1
3553 | 0 | 0 | 0.85733 | 0 | 0 | 1 | 0 | 0 | 1
3554 | 0 | 0 | 0.85733 | 0 | 0 | 1 | 0 | 0 | 1
3555 | 0 | 0 | 0.85733 | 0 | 0 | 1 | 0 | 0 | 1
3556 | 0 | 0 | 0.85733 | 0 | 0 | 1 | 0 | 0 | 1
3557 | 0 | 0 | 0.85733 | 0 | 0 | 1 | 0 | 0 | 1
3558 | 0 | 0 | 0.85733 | 0 | 0 | 1 | 0 | 0 | 1
3559 | 0 | 0 | 0.85733 | 0 | 0 | 1 | 0 | 0 | 1
3560 | 0 | 0 | 0.85733 | 0 | 0 | 1 | 0 | 0 | 1
3561 | 0.054521 | 0 | 0.85733 | 0 | 0 | 1 | 0.054521 | 0 | 1
3562 | 0.16764 | 0 | 0.85733 | 0 | 0 | 1 | 0.16764 | 0 | 1
3563 | 0.22922 | 0 | 0.85733 | 0 | 0 | 1 | 0.22922 | 0 | 1
3564 | 0.2097 | 0.0051694 | 0.85733 | 0 | 0 | 1 | 0.2097 | 0.0051694 | 1
3565 | 0.19214 | 0.03057 | 0.85733 | 0 | 0 | 1 | 0.19214 | 0.03057 | 1
3566 | 0.17501 | 0.057102 | 0.85733 | 0 | 0 | 1 | 0.17501 | 0.057102 | 1
3567 | 0.012912 | 0.056775 | 0.85733 | 0 | 0 | 1 | 0.012912 | 0.056775 | 1
3568 | 0 | 0.045833 | 0.85733 | 0 | 0 | 1 | 0 | 0.045833 | 1
3569 | 0 | 0.045394 | 0.85733 | 0 | 0 | 1 | 0 | 0.045394 | 1
3570 | 0 | 0.038686 | 0.85733 | 0 | 0 | 1 | 0 | 0.038686 | 1
3571 | 0 | 0.039845 | 0.85733 | 0 | 0 | 1 | 0 | 0.039845 | 1
3572 | 0 | 0.028335 | 0.85733 | 0 | 0 | 1 | 0 | 0.028335 | 1
3573 | 0 | 0.012071 | 0.85733 | 0 | 0 | 1 | 0 | 0.012071 | 1
3574 | 0 | 0 | 0.85733 | 0 | 0 | 1 | 0 | 0 | 1
3575 | 0 | 0 | 0.85733 | 0 | 0 | 1 | 0 | 0 | 1
3576 | 0 | 0 | 0.85733 | 0 | 0 | 1 | 0 | 0 | 1
3577 | 0 | 0 | 0.85733 | 0 | 0 | 1 | 0 | 0 | 1
3578 | 0 | 0 | 0.85733 | 0 | 0 | 1 | 0 | 0 | 1
3579 | 0 | 0 | 0.85733 | 0 | 0 | 1 | 0 | 0 | 1
3580 | 0 | 0 | 0.85733 | 0 | 0 | 1 | 0 | 0 | 1
3581 | 0 | 0 | 0.85733 | 0 | 0 | 1 | 0 | 0 | 1
3582 | 0 | 0 | 0.85733 | 0 | 0 | 1 | 0 | 0 | 1
3583 | 0 | 0 | 0.85733 | 0 | 0 | 1 | 0 | 0 | 1
3584 | 0 | 0 | 0.85733 | 0 | 0 | 1 | 0 | 0 | 1
3585 | 0.045503 | 0 | 0.85733 | 0 | 0 | 1 | 0.045503 | 0 | 1
3586 | 0.11048 | 0 | 0.85733 | 0 | 0 | 1 | 0.11048 | 0 | 1
3587 | 0.1929 | 0.03035 | 0.85733 | 0 | 0 | 1 | 0.1929 | 0.03035 | 1
3588 | 0.17186 | 0.071607 | 0.85733 | 0 | 0 | 1 | 0.17186 | 0.071607 | 1
3589 | 0.15247 | 0.093098 | 0.85733 | 0 | 0 | 1 | 0.15247 | 0.093098 | 1
3590 | 0.12068 | 0.13123 | 0.85733 | 0 | 0 | 1 | 0.12068 | 0.13123 | 1
3591 | 0 | 0.13259 | 0.85733 | 0 | 0 | 1 | 0 | 0.13259 | 1
3592 | 0 | 0.11764 | 0.85733 | 0 | 0 | 1 | 0 | 0.11764 | 1
3593 | 0 | 0.10757 | 0.85733 | 0 | 0 | 1 | 0 | 0.10757 | 1
3594 | 0 | 0.10549 | 0.85733 | 0 | 0 | 1 | 0 | 0.10549 | 1
3595 | 0 | 0.11238 | 0.85733 | 0 | 0 | 1 | 0 | 0.11238 | 1
3596 | 0 | 0.095843 | 0.85733 | 0 | 0 | 1 | 0 | 0.095843 | 1
3597 | 0 | 0.055503 | 0.85733 | 0 | 0 | 1 | 0 | 0.055503 | 1
3598 | 0 | 0.046485 | 0.85733 | 0 | 0 | 1 | 0 | 0.046485 | 1
3599 | 0 | 0.030316 | 0.85733 | 0 | 0 | 1 | 0 | 0.030316 | 1
3600 | 0 | 0.011325 | 0.85733 | 0 | 0 | 1 | 0 | 0.011325 | 1
3601 | 0 | 0 | 0.85733 | 0 | 0 | 1 | 0 | 0 | 1
3602 | 0 | 0 | 0.85733 | 0 | 0 | 1 | 0 | 0 | 1
3603 | 0 | 0 | 0.85733 | 0 | 0 | 1 | 0 | 0 | 1
3604 | 0 | 0 | 0.85733 | 0 | 0 | 1 | 0 | 0 | 1
3605 | 0 | 0 | 0.85733 | 0 | 0 | 1 | 0 | 0 | 1
3606 | 0 | 0 | 0.85733 | 0 | 0 | 1 | 0 | 0 | 1
3607 | 0 | 0 | 0.85733 | 0 | 0 | 1 | 0 | 0 | 1
3608 | 0 | 0.0019487 | 0.85733 | 0 | 0 | 1 | 0 | 0.0019487 | 1
3609 | 0.057389 | 0.036861 | 0.85733 | 0 | 0 | 1 | 0.057389 | 0.036861 | 1
3610 | 0.10499 | 0.082231 | 0.85733 | 0 | 0 | 1 | 0.10499 | 0.082231 | 1
3611 | 0.16061 | 0.13823 | 0.85733 | 0 | 0 | 1 | 0.16061 | 0.13823 | 1
3612 | 0.12291 | 0.19272 | 0.85733 | 0 | 0 | 1 | 0.12291 | 0.19272 | 1
3613 | 0.076365 | 0.22699 | 0.85733 | 0 | 0 | 1 | 0.076365 | 0.22699 | 1
3614 | 0.076943 | 0.27476 | 0.85733 | 0 | 0 | 1 | 0.076943 | 0.27476 | 1
3615 | 0.016037 | 0.28049 | 0.85733 | 0 | 0 | 1 | 0.016037 | 0.28049 | 1
3616 | 0 | 0.24089 | 0.85733 | 0 | 0 | 1 | 0 | 0.24089 | 1
3617 | 0 | 0.24033 | 0.85733 | 0 | 0 | 1 | 0 | 0.24033 | 1
3618 | 0 | 0.22668 | 0.85733 | 0 | 0 | 1 | 0 | 0.22668 | 1
3619 | 0 | 0.21711 | 0.85733 | 0 | 0 | 1 | 0 | 0.21711 | 1
3620 | 0 | 0.17749 | 0.85733 | 0 | 0 | 1 | 0 | 0.17749 | 1
3621 | 0 | 0.14258 | 0.85733 | 0 | 0 | 1 | 0 | 0.14258 | 1
3622 | 0 | 0.14745 | 0.85733 | 0 | 0 | 1 | 0 | 0.14745 | 1
3623 | 0 | 0.1208 | 0.85733 | 0 | 0 | 1 | 0 | 0.1208 | 1
3624 | 0 | 0.11096 | 0.85733 | 0 | 0 | 1 | 0 | 0.11096 | 1
3625 | 0 | 0 | 0.85733 | 0 | 0 | 1 | 0 | 0 | 1
3626 | 0 | 0.056905 | 0.85733 | 0 | 0 | 1 | 0 | 0.056905 | 1
3627 | 0 | 0.060766 | 0.85733 | 0 | 0 | 1 | 0 | 0.060766 | 1
3628 | 0 | 0.066591 | 0.85733 | 0 | 0 | 1 | 0 | 0.066591 | 1
3629 | 0 | 0.062457 | 0.85733 | 0 | 0 | 1 | 0 | 0.062457 | 1
3630 | 0 | 0.060213 | 0.85733 | 0 | 0 | 1 | 0 | 0.060213 | 1
3631 | 0 | 0.068698 | 0.85733 | 0 | 0 | 1 | 0 | 0.068698 | 1
3632 | 0 | 0.08799 | 0.85733 | 0 | 0 | 1 | 0 | 0.08799 | 1
3633 | 0.024614 | 0.13106 | 0.85733 | 0 | 0 | 1 | 0.024614 | 0.13106 | 1
3634 | 0.09389 | 0.17481 | 0.85733 | 0 | 0 | 1 | 0.09389 | 0.17481 | 1
3635 | 0.1443 | 0.20033 | 0.85733 | 0 | 0 | 1 | 0.1443 | 0.20033 | 1
3636 | 0.11846 | 0.21719 | 0.85733 | 0 | 0 | 1 | 0.11846 | 0.21719 | 1
3637 | 0.083387 | 0.23848 | 0.85733 | 0 | 0 | 1 | 0.083387 | 0.23848 | 1
3638 | 0.11716 | 0.27866 | 0.85733 | 0 | 0 | 1 | 0.11716 | 0.27866 | 1
3639 | 0.05226 | 0.28419 | 0.85733 | 0 | 0 | 1 | 0.05226 | 0.28419 | 1
3640 | 0 | 0.23036 | 0.85733 | 0 | 0 | 1 | 0 | 0.23036 | 1
3641 | 0 | 0.21544 | 0.85733 | 0 | 0 | 1 | 0 | 0.21544 | 1
3642 | 0 | 0.17937 | 0.85733 | 0 | 0 | 1 | 0 | 0.17937 | 1
3643 | 0 | 0.14876 | 0.85733 | 0 | 0 | 1 | 0 | 0.14876 | 1
3644 | 0 | 0.11196 | 0.85733 | 0 | 0 | 1 | 0 | 0.11196 | 1
3645 | 0 | 0.10067 | 0.85733 | 0 | 0 | 1 | 0 | 0.10067 | 1
3646 | 0 | 0.095946 | 0.85733 | 0 | 0 | 1 | 0 | 0.095946 | 1
3647 | 0 | 0.054506 | 0.85733 | 0 | 0 | 1 | 0 | 0.054506 | 1
3648 | 0 | 0.051246 | 0.85733 | 0 | 0 | 1 | 0 | 0.051246 | 1
3649 | 0 | 0.089979 | 0.85733 | 0 | 0 | 1 | 0 | 0.089979 | 1
3650 | 0 | 0.021475 | 0.85733 | 0 | 0 | 1 | 0 | 0.021475 | 1
3651 | 0 | 0.036852 | 0.85733 | 0 | 0 | 1 | 0 | 0.036852 | 1
3652 | 0 | 0.027888 | 0.85733 | 0 | 0 | 1 | 0 | 0.027888 | 1
3653 | 0 | 0.021125 | 0.85733 | 0 | 0 | 1 | 0 | 0.021125 | 1
3654 | 0 | 0.017299 | 0.85733 | 0 | 0 | 1 | 0 | 0.017299 | 1
3655 | 0 | 0.023368 | 0.85733 | 0 | 0 | 1 | 0 | 0.023368 | 1
3656 | 0 | 0.037275 | 0.85733 | 0 | 0 | 1 | 0 | 0.037275 | 1
3657 | 0.083715 | 0.084122 | 0.85733 | 0 | 0 | 1 | 0.083715 | 0.084122 | 1
3658 | 0.17418 | 0.12947 | 0.85733 | 0 | 0 | 1 | 0.17418 | 0.12947 | 1
3659 | 0.1682 | 0.16553 | 0.85733 | 0 | 0 | 1 | 0.1682 | 0.16553 | 1
3660 | 0.18359 | 0.18095 | 0.85733 | 0 | 0 | 1 | 0.18359 | 0.18095 | 1
3661 | 0.12761 | 0.20532 | 0.85733 | 0 | 0 | 1 | 0.12761 | 0.20532 | 1
3662 | 0.13086 | 0.22081 | 0.85733 | 0 | 0 | 1 | 0.13086 | 0.22081 | 1
3663 | 0.1665 | 0.21151 | 0.85733 | 0 | 0 | 1 | 0.1665 | 0.21151 | 1
3664 | 0.080355 | 0.19583 | 0.85733 | 0 | 0 | 1 | 0.080355 | 0.19583 | 1
3665 | 0 | 0.18306 | 0.85733 | 0 | 0 | 1 | 0 | 0.18306 | 1
3666 | 0 | 0.13548 | 0.85733 | 0 | 0 | 1 | 0 | 0.13548 | 1
3667 | 0 | 0.10754 | 0.85733 | 0 | 0 | 1 | 0 | 0.10754 | 1
3668 | 0 | 0.075457 | 0.85733 | 0 | 0 | 1 | 0 | 0.075457 | 1
3669 | 0 | 0.097819 | 0.85733 | 0 | 0 | 1 | 0 | 0.097819 | 1
3670 | 0 | 0.091541 | 0.85733 | 0 | 0 | 1 | 0 | 0.091541 | 1
3671 | 0 | 0.049276 | 0.85733 | 0 | 0 | 1 | 0 | 0.049276 | 1
3672 | 0 | 0.073173 | 0.85733 | 0 | 0 | 1 | 0 | 0.073173 | 1
3673 | 0 | 0.044054 | 0.85733 | 0 | 0 | 1 | 0 | 0.044054 | 1
3674 | 0 | 0.050917 | 0.85733 | 0 | 0 | 1 | 0 | 0.050917 | 1
3675 | 0 | 0.045416 | 0.85733 | 0 | 0 | 1 | 0 | 0.045416 | 1
3676 | 0 | 0.021604 | 0.85733 | 0 | 0 | 1 | 0 | 0.021604 | 1
3677 | 0 | 0.016457 | 0.85733 | 0 | 0 | 1 | 0 | 0.016457 | 1
3678 | 0 | 0.0080807 | 0.85733 | 0 | 0 | 1 | 0 | 0.0080807 | 1
3679 | 0 | 0.020675 | 0.85733 | 0 | 0 | 1 | 0 | 0.020675 | 1
3680 | 0 | 0.035218 | 0.85733 | 0 | 0 | 1 | 0 | 0.035218 | 1
3681 | 0.053353 | 0.072454 | 0.85733 | 0 | 0 | 1 | 0.053353 | 0.072454 | 1
3682 | 0.085846 | 0.10925 | 0.85733 | 0 | 0 | 1 | 0.085846 | 0.10925 | 1
3683 | 0.16134 | 0.14423 | 0.85733 | 0 | 0 | 1 | 0.16134 | 0.14423 | 1
3684 | 0.19696 | 0.15748 | 0.85733 | 0 | 0 | 1 | 0.19696 | 0.15748 | 1
3685 | 0.21462 | 0.17844 | 0.85733 | 0 | 0 | 1 | 0.21462 | 0.17844 | 1
3686 | 0.21176 | 0.19052 | 0.85733 | 0 | 0 | 1 | 0.21176 | 0.19052 | 1
3687 | 0.22335 | 0.17307 | 0.85733 | 0 | 0 | 1 | 0.22335 | 0.17307 | 1
3688 | 0.16691 | 0.17701 | 0.85733 | 0 | 0 | 1 | 0.16691 | 0.17701 | 1
3689 | 0.042984 | 0.14721 | 0.85733 | 0 | 0 | 1 | 0.042984 | 0.14721 | 1
3690 | 0 | 0.10279 | 0.85733 | 0 | 0 | 1 | 0 | 0.10279 | 1
3691 | 0 | 0.090982 | 0.85733 | 0 | 0 | 1 | 0 | 0.090982 | 1
3692 | 0 | 0.063858 | 0.85733 | 0 | 0 | 1 | 0 | 0.063858 | 1
3693 | 0 | 0.069294 | 0.85733 | 0 | 0 | 1 | 0 | 0.069294 | 1
3694 | 0 | 0.069404 | 0.85733 | 0 | 0 | 1 | 0 | 0.069404 | 1
3695 | 0 | 0.041249 | 0.85733 | 0 | 0 | 1 | 0 | 0.041249 | 1
3696 | 0 | 0.035196 | 0.85733 | 0 | 0 | 1 | 0 | 0.035196 | 1
3697 | 0 | 0.073592 | 0.85733 | 0 | 0 | 1 | 0 | 0.073592 | 1
3698 | 0 | 0.020933 | 0.85733 | 0 | 0 | 1 | 0 | 0.020933 | 1
3699 | 0 | 0.021215 | 0.85733 | 0 | 0 | 1 | 0 | 0.021215 | 1
3700 | 0 | 0 | 0.85733 | 0 | 0 | 1 | 0 | 0 | 1
3701 | 0 | 0 | 0.85733 | 0 | 0 | 1 | 0 | 0 | 1
3702 | 0 | 0 | 0.85733 | 0 | 0 | 1 | 0 | 0 | 1
3703 | 0 | 0 | 0.85733 | 0 | 0 | 1 | 0 | 0 | 1
3704 | 0 | 5.5743e-05 | 0.85733 | 0 | 0 | 1 | 0 | 5.5743e-05 | 1
3705 | 0.1089 | 0.031082 | 0.85733 | 0 | 0 | 1 | 0.1089 | 0.031082 | 1
3706 | 0.15618 | 0.062962 | 0.85733 | 0 | 0 | 1 | 0.15618 | 0.062962 | 1
3707 | 0.2594 | 0.097676 | 0.85733 | 0 | 0 | 1 | 0.2594 | 0.097676 | 1
3708 | 0.31433 | 0.12463 | 0.85733 | 0 | 0 | 1 | 0.31433 | 0.12463 | 1
3709 | 0.29135 | 0.15278 | 0.85733 | 0 | 0 | 1 | 0.29135 | 0.15278 | 1
3710 | 0.26474 | 0.1597 | 0.85733 | 0 | 0 | 1 | 0.26474 | 0.1597 | 1
3711 | 0.27766 | 0.14025 | 0.85733 | 0 | 0 | 1 | 0.27766 | 0.14025 | 1
3712 | 0.20785 | 0.14443 | 0.85733 | 0 | 0 | 1 | 0.20785 | 0.14443 | 1
3713 | 0.069297 | 0.11569 | 0.85733 | 0 | 0 | 1 | 0.069297 | 0.11569 | 1
3714 | 0 | 0.096753 | 0.85733 | 0 | 0 | 1 | 0 | 0.096753 | 1
3715 | 0 | 0.094869 | 0.85733 | 0 | 0 | 1 | 0 | 0.094869 | 1
3716 | 0 | 0.057019 | 0.85733 | 0 | 0 | 1 | 0 | 0.057019 | 1
3717 | 0 | 0.043532 | 0.85733 | 0 | 0 | 1 | 0 | 0.043532 | 1
3718 | 0 | 0.05285 | 0.85733 | 0 | 0 | 1 | 0 | 0.05285 | 1
3719 | 0 | 0.050566 | 0.85733 | 0 | 0 | 1 | 0 | 0.050566 | 1
3720 | 0 | 0.048494 | 0.85733 | 0 | 0 | 1 | 0 | 0.048494 | 1
3721 | 0 | 0.028326 | 0.85733 | 0 | 0 | 1 | 0 | 0.028326 | 1
3722 | 0 | 0.031151 | 0.85733 | 0 | 0 | 1 | 0 | 0.031151 | 1
3723 | 0 | 0.026467 | 0.85733 | 0 | 0 | 1 | 0 | 0.026467 | 1
3724 | 0 | 0.021122 | 0.85733 | 0 | 0 | 1 | 0 | 0.021122 | 1
3725 | 0 | 0.016424 | 0.85733 | 0 | 0 | 1 | 0 | 0.016424 | 1
3726 | 0 | 0.0092959 | 0.85733 | 0 | 0 | 1 | 0 | 0.0092959 | 1
3727 | 0 | 0.024048 | 0.85733 | 0 | 0 | 1 | 0 | 0.024048 | 1
3728 | 0 | 0.039214 | 0.85733 | 0 | 0 | 1 | 0 | 0.039214 | 1
3729 | 0.10221 | 0.066299 | 0.85733 | 0 | 0 | 1 | 0.10221 | 0.066299 | 1
3730 | 0.17228 | 0.090765 | 0.85733 | 0 | 0 | 1 | 0.17228 | 0.090765 | 1
3731 | 0.3097 | 0.1235 | 0.85733 | 0 | 0 | 1 | 0.3097 | 0.1235 | 1
3732 | 0.35185 | 0.15472 | 0.85733 | 0 | 0 | 1 | 0.35185 | 0.15472 | 1
3733 | 0.31995 | 0.17247 | 0.85733 | 0 | 0 | 1 | 0.31995 | 0.17247 | 1
3734 | 0.31999 | 0.18006 | 0.85733 | 0 | 0 | 1 | 0.31999 | 0.18006 | 1
3735 | 0.28697 | 0.16744 | 0.85733 | 0 | 0 | 1 | 0.28697 | 0.16744 | 1
3736 | 0.15839 | 0.15349 | 0.85733 | 0 | 0 | 1 | 0.15839 | 0.15349 | 1
3737 | 0.042231 | 0.12341 | 0.85733 | 0 | 0 | 1 | 0.042231 | 0.12341 | 1
3738 | 0 | 0.12753 | 0.85733 | 0 | 0 | 1 | 0 | 0.12753 | 1
3739 | 0 | 0.10666 | 0.85733 | 0 | 0 | 1 | 0 | 0.10666 | 1
3740 | 0 | 0.068079 | 0.85733 | 0 | 0 | 1 | 0 | 0.068079 | 1
3741 | 0 | 0.049262 | 0.85733 | 0 | 0 | 1 | 0 | 0.049262 | 1
3742 | 0 | 0.050214 | 0.85733 | 0 | 0 | 1 | 0 | 0.050214 | 1
3743 | 0 | 0.068059 | 0.85733 | 0 | 0 | 1 | 0 | 0.068059 | 1
3744 | 0 | 0.050249 | 0.85733 | 0 | 0 | 1 | 0 | 0.050249 | 1
3745 | 0 | 0.045717 | 0.85733 | 0 | 0 | 1 | 0 | 0.045717 | 1
3746 | 0 | 0.0088745 | 0.85733 | 0 | 0 | 1 | 0 | 0.0088745 | 1
3747 | 0 | 0.016913 | 0.85733 | 0 | 0 | 1 | 0 | 0.016913 | 1
3748 | 0 | 0.035326 | 0.85733 | 0 | 0 | 1 | 0 | 0.035326 | 1
3749 | 0 | 0.036855 | 0.85733 | 0 | 0 | 1 | 0 | 0.036855 | 1
3750 | 0 | 0.02782 | 0.85733 | 0 | 0 | 1 | 0 | 0.02782 | 1
3751 | 0 | 0.047212 | 0.85733 | 0 | 0 | 1 | 0 | 0.047212 | 1
3752 | 0 | 0.075504 | 0.85733 | 0 | 0 | 1 | 0 | 0.075504 | 1
3753 | 0.099479 | 0.10104 | 0.85733 | 0 | 0 | 1 | 0.099479 | 0.10104 | 1
3754 | 0.25241 | 0.13086 | 0.85733 | 0 | 0 | 1 | 0.25241 | 0.13086 | 1
3755 | 0.35015 | 0.15743 | 0.85733 | 0 | 0 | 1 | 0.35015 | 0.15743 | 1
3756 | 0.37935 | 0.18363 | 0.85733 | 0 | 0 | 1 | 0.37935 | 0.18363 | 1
3757 | 0.34139 | 0.19262 | 0.85733 | 0 | 0 | 1 | 0.34139 | 0.19262 | 1
3758 | 0.3787 | 0.19939 | 0.85733 | 0 | 0 | 1 | 0.3787 | 0.19939 | 1
3759 | 0.34569 | 0.18774 | 0.85733 | 0 | 0 | 1 | 0.34569 | 0.18774 | 1
3760 | 0.19158 | 0.17202 | 0.85733 | 0 | 0 | 1 | 0.19158 | 0.17202 | 1
3761 | 0.047358 | 0.13798 | 0.85733 | 0 | 0 | 1 | 0.047358 | 0.13798 | 1
3762 | 0 | 0.14876 | 0.85733 | 0 | 0 | 1 | 0 | 0.14876 | 1
3763 | 0 | 0.12913 | 0.85733 | 0 | 0 | 1 | 0 | 0.12913 | 1
3764 | 0 | 0.085107 | 0.85733 | 0 | 0 | 1 | 0 | 0.085107 | 1
3765 | 0 | 0.070681 | 0.85733 | 0 | 0 | 1 | 0 | 0.070681 | 1
3766 | 0 | 0.060836 | 0.85733 | 0 | 0 | 1 | 0 | 0.060836 | 1
3767 | 0 | 0.074915 | 0.85733 | 0 | 0 | 1 | 0 | 0.074915 | 1
3768 | 0 | 0.072595 | 0.85733 | 0 | 0 | 1 | 0 | 0.072595 | 1
3769 | 0 | 0.039737 | 0.85733 | 0 | 0 | 1 | 0 | 0.039737 | 1
3770 | 0 | 0.050214 | 0.85733 | 0 | 0 | 1 | 0 | 0.050214 | 1
3771 | 0 | 0.046178 | 0.85733 | 0 | 0 | 1 | 0 | 0.046178 | 1
3772 | 0 | 0.056016 | 0.85733 | 0 | 0 | 1 | 0 | 0.056016 | 1
3773 | 0 | 0.063231 | 0.85733 | 0 | 0 | 1 | 0 | 0.063231 | 1
3774 | 0 | 0.04942 | 0.85733 | 0 | 0 | 1 | 0 | 0.04942 | 1
3775 | 0 | 0.070666 | 0.85733 | 0 | 0 | 1 | 0 | 0.070666 | 1
3776 | 0 | 0.093383 | 0.85733 | 0 | 0 | 1 | 0 | 0.093383 | 1
3777 | 0.099301 | 0.11583 | 0.85733 | 0 | 0 | 1 | 0.099301 | 0.11583 | 1
3778 | 0.2766 | 0.14781 | 0.85733 | 0 | 0 | 1 | 0.2766 | 0.14781 | 1
3779 | 0.35162 | 0.17605 | 0.85733 | 0 | 0 | 1 | 0.35162 | 0.17605 | 1
3780 | 0.35445 | 0.19981 | 0.85733 | 0 | 0 | 1 | 0.35445 | 0.19981 | 1
3781 | 0.33599 | 0.203 | 0.85733 | 0 | 0 | 1 | 0.33599 | 0.203 | 1
3782 | 0.35255 | 0.19241 | 0.85733 | 0 | 0 | 1 | 0.35255 | 0.19241 | 1
3783 | 0.30703 | 0.19036 | 0.85733 | 0 | 0 | 1 | 0.30703 | 0.19036 | 1
3784 | 0.18376 | 0.17733 | 0.85733 | 0 | 0 | 1 | 0.18376 | 0.17733 | 1
3785 | 0.044572 | 0.14251 | 0.85733 | 0 | 0 | 1 | 0.044572 | 0.14251 | 1
3786 | 0 | 0.15931 | 0.85733 | 0 | 0 | 1 | 0 | 0.15931 | 1
3787 | 0 | 0.13458 | 0.85733 | 0 | 0 | 1 | 0 | 0.13458 | 1
3788 | 0 | 0.10462 | 0.85733 | 0 | 0 | 1 | 0 | 0.10462 | 1
3789 | 0 | 0.10545 | 0.85733 | 0 | 0 | 1 | 0 | 0.10545 | 1
3790 | 0 | 0.1078 | 0.85733 | 0 | 0 | 1 | 0 | 0.1078 | 1
3791 | 0 | 0.10494 | 0.85733 | 0 | 0 | 1 | 0 | 0.10494 | 1
3792 | 0 | 0.091498 | 0.85733 | 0 | 0 | 1 | 0 | 0.091498 | 1
3793 | 0 | 0.069911 | 0.85733 | 0 | 0 | 1 | 0 | 0.069911 | 1
3794 | 0 | 0.063826 | 0.85733 | 0 | 0 | 1 | 0 | 0.063826 | 1
3795 | 0 | 0.042761 | 0.85733 | 0 | 0 | 1 | 0 | 0.042761 | 1
3796 | 0 | 0.064649 | 0.85733 | 0 | 0 | 1 | 0 | 0.064649 | 1
3797 | 0 | 0.081667 | 0.85733 | 0 | 0 | 1 | 0 | 0.081667 | 1
3798 | 0 | 0.069906 | 0.85733 | 0 | 0 | 1 | 0 | 0.069906 | 1
3799 | 0 | 0.086295 | 0.85733 | 0 | 0 | 1 | 0 | 0.086295 | 1
3800 | 0 | 0.084227 | 0.85733 | 0 | 0 | 1 | 0 | 0.084227 | 1
3801 | 0.10866 | 0.13005 | 0.85733 | 0 | 0 | 1 | 0.10866 | 0.13005 | 1
3802 | 0.27368 | 0.1664 | 0.85733 | 0 | 0 | 1 | 0.27368 | 0.1664 | 1
3803 | 0.27017 | 0.18509 | 0.85733 | 0 | 0 | 1 | 0.27017 | 0.18509 | 1
3804 | 0.31393 | 0.19583 | 0.85733 | 0 | 0 | 1 | 0.31393 | 0.19583 | 1
3805 | 0.33681 | 0.20816 | 0.85733 | 0 | 0 | 1 | 0.33681 | 0.20816 | 1
3806 | 0.34723 | 0.19473 | 0.85733 | 0 | 0 | 1 | 0.34723 | 0.19473 | 1
3807 | 0.19677 | 0.1786 | 0.85733 | 0 | 0 | 1 | 0.19677 | 0.1786 | 1
3808 | 0.15064 | 0.1822 | 0.85733 | 0 | 0 | 1 | 0.15064 | 0.1822 | 1
3809 | 0.015386 | 0.14868 | 0.85733 | 0 | 0 | 1 | 0.015386 | 0.14868 | 1
3810 | 0 | 0.15744 | 0.85733 | 0 | 0 | 1 | 0 | 0.15744 | 1
3811 | 0 | 0.12791 | 0.85733 | 0 | 0 | 1 | 0 | 0.12791 | 1
3812 | 0 | 0.11202 | 0.85733 | 0 | 0 | 1 | 0 | 0.11202 | 1
3813 | 0 | 0.11674 | 0.85733 | 0 | 0 | 1 | 0 | 0.11674 | 1
3814 | 0 | 0.12726 | 0.85733 | 0 | 0 | 1 | 0 | 0.12726 | 1
3815 | 0 | 0.10351 | 0.85733 | 0 | 0 | 1 | 0 | 0.10351 | 1
3816 | 0 | 0.082581 | 0.85733 | 0 | 0 | 1 | 0 | 0.082581 | 1
3817 | 0 | 0.086958 | 1 | 0 | 0 | 1 | 0 | 0.086958 | 1
3818 | 0 | 0.056174 | 1 | 0 | 0 | 1 | 0 | 0.056174 | 1
3819 | 0 | 0.038587 | 1 | 0 | 0 | 1 | 0 | 0.038587 | 1
3820 | 0 | 0.036659 | 1 | 0 | 0 | 1 | 0 | 0.036659 | 1
3821 | 0 | 0.060057 | 1 | 0 | 0 | 1 | 0 | 0.060057 | 1
3822 | 0 | 0.052451 | 1 | 0 | 0 | 1 | 0 | 0.052451 | 1
3823 | 0 | 0.069995 | 1 | 0 | 0 | 1 | 0 | 0.069995 | 1
3824 | 0 | 0.057381 | 1 | 0 | 0 | 1 | 0 | 0.057381 | 1
3825 | 0.13828 | 0.10242 | 1 | 0 | 0 | 1 | 0.13828 | 0.10242 | 1
3826 | 0.2979 | 0.12755 | 1 | 0 | 0 | 1 | 0.2979 | 0.12755 | 1
3827 | 0.27262 | 0.16385 | 1 | 0 | 0 | 1 | 0.27262 | 0.16385 | 1
3828 | 0.29733 | 0.17894 | 1 | 0 | 0 | 1 | 0.29733 | 0.17894 | 1
3829 | 0.33138 | 0.20687 | 1 | 0 | 0 | 1 | 0.33138 | 0.20687 | 1
3830 | 0.31145 | 0.18289 | 1 | 0 | 0 | 1 | 0.31145 | 0.18289 | 1
3831 | 0.19997 | 0.15967 | 1 | 0 | 0 | 1 | 0.19997 | 0.15967 | 1
3832 | 0.097369 | 0.16611 | 1 | 0 | 0 | 1 | 0.097369 | 0.16611 | 1
3833 | 0 | 0.13309 | 1 | 0 | 0 | 1 | 0 | 0.13309 | 1
3834 | 0 | 0.14413 | 1 | 0 | 0 | 1 | 0 | 0.14413 | 1
3835 | 0 | 0.10972 | 1 | 0 | 0 | 1 | 0 | 0.10972 | 1
3836 | 0 | 0.090224 | 1 | 0 | 0 | 1 | 0 | 0.090224 | 1
3837 | 0 | 0.091175 | 1 | 0 | 0 | 1 | 0 | 0.091175 | 1
3838 | 0 | 0.10037 | 1 | 0 | 0 | 1 | 0 | 0.10037 | 1
3839 | 0 | 0.089122 | 1 | 0 | 0 | 1 | 0 | 0.089122 | 1
3840 | 0 | 0.063422 | 1 | 0 | 0 | 1 | 0 | 0.063422 | 1
3841 | 0 | 0.073079 | 1 | 0 | 0 | 1 | 0 | 0.073079 | 1
3842 | 0 | 0.040607 | 1 | 0 | 0 | 1 | 0 | 0.040607 | 1
3843 | 0 | 0.02136 | 1 | 0 | 0 | 1 | 0 | 0.02136 | 1
3844 | 0 | 0.0058537 | 1 | 0 | 0 | 1 | 0 | 0.0058537 | 1
3845 | 0 | 0.029456 | 1 | 0 | 0 | 1 | 0 | 0.029456 | 1
3846 | 0 | 0.024363 | 1 | 0 | 0 | 1 | 0 | 0.024363 | 1
3847 | 0 | 0.057963 | 1 | 0 | 0 | 1 | 0 | 0.057963 | 1
3848 | 0 | 0.067723 | 1 | 0 | 0 | 1 | 0 | 0.067723 | 1
3849 | 0.15032 | 0.11073 | 1 | 0 | 0 | 1 | 0.15032 | 0.11073 | 1
3850 | 0.28601 | 0.14006 | 1 | 0 | 0 | 1 | 0.28601 | 0.14006 | 1
3851 | 0.24659 | 0.18431 | 1 | 0 | 0 | 1 | 0.24659 | 0.18431 | 1
3852 | 0.27164 | 0.21005 | 1 | 0 | 0 | 1 | 0.27164 | 0.21005 | 1
3853 | 0.315 | 0.24784 | 1 | 0 | 0 | 1 | 0.315 | 0.24784 | 1
3854 | 0.30172 | 0.2421 | 1 | 0 | 0 | 1 | 0.30172 | 0.2421 | 1
3855 | 0.19284 | 0.20938 | 1 | 0 | 0 | 1 | 0.19284 | 0.20938 | 1
3856 | 0.083339 | 0.21836 | 1 | 0 | 0 | 1 | 0.083339 | 0.21836 | 1
3857 | 0 | 0.18385 | 1 | 0 | 0 | 1 | 0 | 0.18385 | 1
3858 | 0 | 0.17322 | 1 | 0 | 0 | 1 | 0 | 0.17322 | 1
3859 | 0 | 0.12447 | 1 | 0 | 0 | 1 | 0 | 0.12447 | 1
3860 | 0 | 0.090152 | 1 | 0 | 0 | 1 | 0 | 0.090152 | 1
3861 | 0 | 0.076216 | 1 | 0 | 0 | 1 | 0 | 0.076216 | 1
3862 | 0 | 0.071187 | 1 | 0 | 0 | 1 | 0 | 0.071187 | 1
3863 | 0 | 0.072291 | 1 | 0 | 0 | 1 | 0 | 0.072291 | 1
3864 | 0 | 0.038897 | 1 | 0 | 0 | 1 | 0 | 0.038897 | 1
3865 | 0 | 0.05623 | 1 | 0 | 0 | 1 | 0 | 0.05623 | 1
3866 | 0 | 0.034531 | 1 | 0 | 0 | 1 | 0 | 0.034531 | 1
3867 | 0 | 0.027485 | 1 | 0 | 0 | 1 | 0 | 0.027485 | 1
3868 | 0 | 0 | 1 | 0 | 0 | 1 | 0 | 0 | 1
3869 | 0 | 0.0073869 | 1 | 0 | 0 | 1 | 0 | 0.0073869 | 1
3870 | 0 | 0.008048 | 1 | 0 | 0 | 1 | 0 | 0.008048 | 1
3871 | 0 | 0.036623 | 1 | 0 | 0 | 1 | 0 | 0.036623 | 1
3872 | 0 | 0.060893 | 1 | 0 | 0 | 1 | 0 | 0.060893 | 1
3873 | 0.13102 | 0.088683 | 1 | 0 | 0 | 1 | 0.13102 | 0.088683 | 1
3874 | 0.26241 | 0.12203 | 1 | 0 | 0 | 1 | 0.26241 | 0.12203 | 1
3875 | 0.25115 | 0.17844 | 1 | 0 | 0 | 1 | 0.25115 | 0.17844 | 1
3876 | 0.26184 | 0.23048 | 1 | 0 | 0 | 1 | 0.26184 | 0.23048 | 1
3877 | 0.31892 | 0.25678 | 1 | 0 | 0 | 1 | 0.31892 | 0.25678 | 1
3878 | 0.29863 | 0.25087 | 1 | 0 | 0 | 1 | 0.29863 | 0.25087 | 1
3879 | 0.26479 | 0.23704 | 1 | 0 | 0 | 1 | 0.26479 | 0.23704 | 1
3880 | 0.10984 | 0.24624 | 1 | 0 | 0 | 1 | 0.10984 | 0.24624 | 1
3881 | 0.051051 | 0.19914 | 1 | 0 | 0 | 1 | 0.051051 | 0.19914 | 1
3882 | 0 | 0.16589 | 1 | 0 | 0 | 1 | 0 | 0.16589 | 1
3883 | 0 | 0.12631 | 1 | 0 | 0 | 1 | 0 | 0.12631 | 1
3884 | 0 | 0.11093 | 1 | 0 | 0 | 1 | 0 | 0.11093 | 1
3885 | 0 | 0.098452 | 1 | 0 | 0 | 1 | 0 | 0.098452 | 1
3886 | 0 | 0.078898 | 1 | 0 | 0 | 1 | 0 | 0.078898 | 1
3887 | 0 | 0.085922 | 1 | 0 | 0 | 1 | 0 | 0.085922 | 1
3888 | 0 | 0.068127 | 1 | 0 | 0 | 1 | 0 | 0.068127 | 1
3889 | 0 | 0.035625 | 1 | 0 | 0 | 1 | 0 | 0.035625 | 1
3890 | 0 | 0.063186 | 1 | 0 | 0 | 1 | 0 | 0.063186 | 1
3891 | 0 | 0.037409 | 1 | 0 | 0 | 1 | 0 | 0.037409 | 1
3892 | 0 | 0.024893 | 1 | 0 | 0 | 1 | 0 | 0.024893 | 1
3893 | 0 | 0.029264 | 1 | 0 | 0 | 1 | 0 | 0.029264 | 1
3894 | 0 | 0.021272 | 1 | 0 | 0 | 1 | 0 | 0.021272 | 1
3895 | 0 | 0.02626 | 1 | 0 | 0 | 1 | 0 | 0.02626 | 1
3896 | 0 | 0.054702 | 1 | 0 | 0 | 1 | 0 | 0.054702 | 1
3897 | 0.14714 | 0.081206 | 1 | 0 | 0 | 1 | 0.14714 | 0.081206 | 1
3898 | 0.2763 | 0.13615 | 1 | 0 | 0 | 1 | 0.2763 | 0.13615 | 1
3899 | 0.2434 | 0.17584 | 1 | 0 | 0 | 1 | 0.2434 | 0.17584 | 1
3900 | 0.26372 | 0.23228 | 1 | 0 | 0 | 1 | 0.26372 | 0.23228 | 1
3901 | 0.31355 | 0.25253 | 1 | 0 | 0 | 1 | 0.31355 | 0.25253 | 1
3902 | 0.29046 | 0.27267 | 1 | 0 | 0 | 1 | 0.29046 | 0.27267 | 1
3903 | 0.25191 | 0.27307 | 1 | 0 | 0 | 1 | 0.25191 | 0.27307 | 1
3904 | 0.13334 | 0.26338 | 1 | 0 | 0 | 1 | 0.13334 | 0.26338 | 1
3905 | 0.042593 | 0.23642 | 1 | 0 | 0 | 1 | 0.042593 | 0.23642 | 1
3906 | 0 | 0.21533 | 1 | 0 | 0 | 1 | 0 | 0.21533 | 1
3907 | 0 | 0.1685 | 1 | 0 | 0 | 1 | 0 | 0.1685 | 1
3908 | 0 | 0.14884 | 1 | 0 | 0 | 1 | 0 | 0.14884 | 1
3909 | 0 | 0.12447 | 1 | 0 | 0 | 1 | 0 | 0.12447 | 1
3910 | 0 | 0.10217 | 1 | 0 | 0 | 1 | 0 | 0.10217 | 1
3911 | 0 | 0.099998 | 1 | 0 | 0 | 1 | 0 | 0.099998 | 1
3912 | 0 | 0.08524 | 1 | 0 | 0 | 1 | 0 | 0.08524 | 1
3913 | 0 | 0.072907 | 1 | 0 | 0 | 1 | 0 | 0.072907 | 1
3914 | 0 | 0.053533 | 1 | 0 | 0 | 1 | 0 | 0.053533 | 1
3915 | 0 | 0.026963 | 1 | 0 | 0 | 1 | 0 | 0.026963 | 1
3916 | 0 | 0.038968 | 1 | 0 | 0 | 1 | 0 | 0.038968 | 1
3917 | 0 | 0.034874 | 1 | 0 | 0 | 1 | 0 | 0.034874 | 1
3918 | 0 | 0.024587 | 1 | 0 | 0 | 1 | 0 | 0.024587 | 1
3919 | 0 | 0.030972 | 1 | 0 | 0 | 1 | 0 | 0.030972 | 1
3920 | 0 | 0.032891 | 1 | 0 | 0 | 1 | 0 | 0.032891 | 1
3921 | 0.16395 | 0.060964 | 1 | 0 | 0 | 1 | 0.16395 | 0.060964 | 1
3922 | 0.27764 | 0.1231 | 1 | 0 | 0 | 1 | 0.27764 | 0.1231 | 1
3923 | 0.24942 | 0.16694 | 1 | 0 | 0 | 1 | 0.24942 | 0.16694 | 1
3924 | 0.28109 | 0.23047 | 1 | 0 | 0 | 1 | 0.28109 | 0.23047 | 1
3925 | 0.28263 | 0.24143 | 1 | 0 | 0 | 1 | 0.28263 | 0.24143 | 1
3926 | 0.27107 | 0.27882 | 1 | 0 | 0 | 1 | 0.27107 | 0.27882 | 1
3927 | 0.28738 | 0.26192 | 1 | 0 | 0 | 1 | 0.28738 | 0.26192 | 1
3928 | 0.17569 | 0.24274 | 1 | 0 | 0 | 1 | 0.17569 | 0.24274 | 1
3929 | 0.035494 | 0.22369 | 1 | 0 | 0 | 1 | 0.035494 | 0.22369 | 1
3930 | 0 | 0.1676 | 1 | 0 | 0 | 1 | 0 | 0.1676 | 1
3931 | 0 | 0.12982 | 1 | 0 | 0 | 1 | 0 | 0.12982 | 1
3932 | 0 | 0.18193 | 1 | 0 | 0 | 1 | 0 | 0.18193 | 1
3933 | 0 | 0.16033 | 1 | 0 | 0 | 1 | 0 | 0.16033 | 1
3934 | 0 | 0.15321 | 1 | 0 | 0 | 1 | 0 | 0.15321 | 1
3935 | 0 | 0.1332 | 1 | 0 | 0 | 1 | 0 | 0.1332 | 1
3936 | 0 | 0.07663 | 1 | 0 | 0 | 1 | 0 | 0.07663 | 1
3937 | 0 | 0.094376 | 1 | 0 | 0 | 1 | 0 | 0.094376 | 1
3938 | 0 | 0.018109 | 1 | 0 | 0 | 1 | 0 | 0.018109 | 1
3939 | 0 | 0.00026909 | 1 | 0 | 0 | 1 | 0 | 0.00026909 | 1
3940 | 0 | 0.027127 | 1 | 0 | 0 | 1 | 0 | 0.027127 | 1
3941 | 0 | 0.049353 | 1 | 0 | 0 | 1 | 0 | 0.049353 | 1
3942 | 0 | 0.040585 | 1 | 0 | 0 | 1 | 0 | 0.040585 | 1
3943 | 0 | 0.059321 | 1 | 0 | 0 | 1 | 0 | 0.059321 | 1
3944 | 0 | 0.049435 | 1 | 0 | 0 | 1 | 0 | 0.049435 | 1
3945 | 0.12257 | 0.068723 | 1 | 0 | 0 | 1 | 0.12257 | 0.068723 | 1
3946 | 0.26237 | 0.12473 | 1 | 0 | 0 | 1 | 0.26237 | 0.12473 | 1
3947 | 0.29916 | 0.16028 | 1 | 0 | 0 | 1 | 0.29916 | 0.16028 | 1
3948 | 0.2551 | 0.21369 | 1 | 0 | 0 | 1 | 0.2551 | 0.21369 | 1
3949 | 0.19195 | 0.22584 | 1 | 0 | 0 | 1 | 0.19195 | 0.22584 | 1
3950 | 0.14254 | 0.24484 | 1 | 0 | 0 | 1 | 0.14254 | 0.24484 | 1
3951 | 0.20118 | 0.23522 | 1 | 0 | 0 | 1 | 0.20118 | 0.23522 | 1
3952 | 0.083276 | 0.2093 | 1 | 0 | 0 | 1 | 0.083276 | 0.2093 | 1
3953 | 0.0077622 | 0.17345 | 1 | 0 | 0 | 1 | 0.0077622 | 0.17345 | 1
3954 | 0 | 0.15074 | 1 | 0 | 0 | 1 | 0 | 0.15074 | 1
3955 | 0 | 0.13905 | 1 | 0 | 0 | 1 | 0 | 0.13905 | 1
3956 | 0 | 0.19342 | 1 | 0 | 0 | 1 | 0 | 0.19342 | 1
3957 | 0 | 0.14147 | 1 | 0 | 0 | 1 | 0 | 0.14147 | 1
3958 | 0 | 0.11313 | 1 | 0 | 0 | 1 | 0 | 0.11313 | 1
3959 | 0 | 0.087099 | 1 | 0 | 0 | 1 | 0 | 0.087099 | 1
3960 | 0 | 0.023305 | 1 | 0 | 0 | 1 | 0 | 0.023305 | 1
3961 | 0 | 0.065639 | 1 | 0 | 0 | 1 | 0 | 0.065639 | 1
3962 | 0 | 0.0094611 | 1 | 0 | 0 | 1 | 0 | 0.0094611 | 1
3963 | 0 | 0 | 1 | 0 | 0 | 1 | 0 | 0 | 1
3964 | 0 | 0 | 1 | 0 | 0 | 1 | 0 | 0 | 1
3965 | 0 | 0.003895 | 1 | 0 | 0 | 1 | 0 | 0.003895 | 1
3966 | 0 | 0.0072562 | 1 | 0 | 0 | 1 | 0 | 0.0072562 | 1
3967 | 0 | 0.035716 | 1 | 0 | 0 | 1 | 0 | 0.035716 | 1
3968 | 0 | 0.021163 | 1 | 0 | 0 | 1 | 0 | 0.021163 | 1
3969 | 0.12699 | 0.059329 | 1 | 0 | 0 | 1 | 0.12699 | 0.059329 | 1
3970 | 0.29477 | 0.10656 | 1 | 0 | 0 | 1 | 0.29477 | 0.10656 | 1
3971 | 0.3573 | 0.14935 | 1 | 0 | 0 | 1 | 0.3573 | 0.14935 | 1
3972 | 0.28816 | 0.19367 | 1 | 0 | 0 | 1 | 0.28816 | 0.19367 | 1
3973 | 0.21453 | 0.20731 | 1 | 0 | 0 | 1 | 0.21453 | 0.20731 | 1
3974 | 0.13064 | 0.2202 | 1 | 0 | 0 | 1 | 0.13064 | 0.2202 | 1
3975 | 0.18181 | 0.20997 | 1 | 0 | 0 | 1 | 0.18181 | 0.20997 | 1
3976 | 0.10796 | 0.17353 | 1 | 0 | 0 | 1 | 0.10796 | 0.17353 | 1
3977 | 0.056113 | 0.16784 | 1 | 0 | 0 | 1 | 0.056113 | 0.16784 | 1
3978 | 0 | 0.13368 | 1 | 0 | 0 | 1 | 0 | 0.13368 | 1
3979 | 0 | 0.11996 | 1 | 0 | 0 | 1 | 0 | 0.11996 | 1
3980 | 0 | 0.1598 | 1 | 0 | 0 | 1 | 0 | 0.1598 | 1
3981 | 0 | 0.1338 | 1 | 0 | 0 | 1 | 0 | 0.1338 | 1
3982 | 0 | 0.10964 | 1 | 0 | 0 | 1 | 0 | 0.10964 | 1
3983 | 0 | 0.083761 | 1 | 0 | 0 | 1 | 0 | 0.083761 | 1
3984 | 0 | 0.013359 | 1 | 0 | 0 | 1 | 0 | 0.013359 | 1
3985 | 0 | 0.039009 | 1 | 0 | 0 | 1 | 0 | 0.039009 | 1
3986 | 0 | 0.015355 | 1 | 0 | 0 | 1 | 0 | 0.015355 | 1
3987 | 0 | 0 | 1 | 0 | 0 | 1 | 0 | 0 | 1
3988 | 0 | 0.0002928 | 1 | 0 | 0 | 1 | 0 | 0.0002928 | 1
3989 | 0 | 0.0072203 | 1 | 0 | 0 | 1 | 0 | 0.0072203 | 1
3990 | 0 | 0.013669 | 1 | 0 | 0 | 1 | 0 | 0.013669 | 1
3991 | 0 | 0.036507 | 1 | 0 | 0 | 1 | 0 | 0.036507 | 1
3992 | 0 | 0.03471 | 1 | 0 | 0 | 1 | 0 | 0.03471 | 1
3993 | 0.080843 | 0.046978 | 1 | 0 | 0 | 1 | 0.080843 | 0.046978 | 1
3994 | 0.27289 | 0.095487 | 1 | 0 | 0 | 1 | 0.27289 | 0.095487 | 1
3995 | 0.36136 | 0.13422 | 1 | 0 | 0 | 1 | 0.36136 | 0.13422 | 1
3996 | 0.29473 | 0.18096 | 1 | 0 | 0 | 1 | 0.29473 | 0.18096 | 1
3997 | 0.22753 | 0.20234 | 1 | 0 | 0 | 1 | 0.22753 | 0.20234 | 1
3998 | 0.13782 | 0.20408 | 1 | 0 | 0 | 1 | 0.13782 | 0.20408 | 1
3999 | 0.15906 | 0.20515 | 1 | 0 | 0 | 1 | 0.15906 | 0.20515 | 1
4000 | 0.075637 | 0.16743 | 1 | 0 | 0 | 1 | 0.075637 | 0.16743 | 1
4001 | 0.057363 | 0.16729 | 1 | 0 | 0 | 1 | 0.057363 | 0.16729 | 1
4002 | 0 | 0.18088 | 1 | 0 | 0 | 1 | 0 | 0.18088 | 1
4003 | 0 | 0.17076 | 1 | 0 | 0 | 1 | 0 | 0.17076 | 1
4004 | 0 | 0.15165 | 1 | 0 | 0 | 1 | 0 | 0.15165 | 1
4005 | 0 | 0.13722 | 1 | 0 | 0 | 1 | 0 | 0.13722 | 1
4006 | 0 | 0.088872 | 1 | 0 | 0 | 1 | 0 | 0.088872 | 1
4007 | 0 | 0.069924 | 1 | 0 | 0 | 1 | 0 | 0.069924 | 1
4008 | 0 | 0.042488 | 1 | 0 | 0 | 1 | 0 | 0.042488 | 1
4009 | 0 | 0.035332 | 1 | 0 | 0 | 1 | 0 | 0.035332 | 1
4010 | 0 | 0.039217 | 1 | 0 | 0 | 1 | 0 | 0.039217 | 1
4011 | 0 | 0.019349 | 1 | 0 | 0 | 1 | 0 | 0.019349 | 1
4012 | 0 | 0.0071998 | 1 | 0 | 0 | 1 | 0 | 0.0071998 | 1
4013 | 0 | 0 | 1 | 0 | 0 | 1 | 0 | 0 | 1
4014 | 0 | 0.012948 | 1 | 0 | 0 | 1 | 0 | 0.012948 | 1
4015 | 0 | 0.025214 | 1 | 0 | 0 | 1 | 0 | 0.025214 | 1
4016 | 0 | 0.037359 | 1 | 0 | 0 | 1 | 0 | 0.037359 | 1
4017 | 0.05174 | 0.061674 | 1 | 0 | 0 | 1 | 0.05174 | 0.061674 | 1
4018 | 0.24108 | 0.10545 | 1 | 0 | 0 | 1 | 0.24108 | 0.10545 | 1
4019 | 0.3016 | 0.14053 | 1 | 0 | 0 | 1 | 0.3016 | 0.14053 | 1
4020 | 0.2866 | 0.17124 | 1 | 0 | 0 | 1 | 0.2866 | 0.17124 | 1
4021 | 0.32198 | 0.19071 | 1 | 0 | 0 | 1 | 0.32198 | 0.19071 | 1
4022 | 0.27458 | 0.20411 | 1 | 0 | 0 | 1 | 0.27458 | 0.20411 | 1
4023 | 0.25814 | 0.19692 | 1 | 0 | 0 | 1 | 0.25814 | 0.19692 | 1
4024 | 0.21027 | 0.16496 | 1 | 0 | 0 | 1 | 0.21027 | 0.16496 | 1
4025 | 0.09511 | 0.18364 | 1 | 0 | 0 | 1 | 0.09511 | 0.18364 | 1
4026 | 0 | 0.16769 | 1 | 0 | 0 | 1 | 0 | 0.16769 | 1
4027 | 0 | 0.13983 | 1 | 0 | 0 | 1 | 0 | 0.13983 | 1
4028 | 0 | 0.11302 | 1 | 0 | 0 | 1 | 0 | 0.11302 | 1
4029 | 0 | 0.11264 | 1 | 0 | 0 | 1 | 0 | 0.11264 | 1
4030 | 0 | 0.092154 | 1 | 0 | 0 | 1 | 0 | 0.092154 | 1
4031 | 0 | 0.069752 | 1 | 0 | 0 | 1 | 0 | 0.069752 | 1
4032 | 0 | 0.054632 | 1 | 0 | 0 | 1 | 0 | 0.054632 | 1
4033 | 0 | 0.076628 | 1 | 0 | 0 | 1 | 0 | 0.076628 | 1
4034 | 0 | 0.029764 | 1 | 0 | 0 | 1 | 0 | 0.029764 | 1
4035 | 0 | 0.024519 | 1 | 0 | 0 | 1 | 0 | 0.024519 | 1
4036 | 0 | 0.018582 | 1 | 0 | 0 | 1 | 0 | 0.018582 | 1
4037 | 0 | 0.0079395 | 1 | 0 | 0 | 1 | 0 | 0.0079395 | 1
4038 | 0 | 0.032921 | 1 | 0 | 0 | 1 | 0 | 0.032921 | 1
4039 | 0 | 0.013391 | 1 | 0 | 0 | 1 | 0 | 0.013391 | 1
4040 | 0 | 0.046922 | 1 | 0 | 0 | 1 | 0 | 0.046922 | 1
4041 | 0.05108 | 0.051687 | 1 | 0 | 0 | 1 | 0.05108 | 0.051687 | 1
4042 | 0.24935 | 0.065365 | 1 | 0 | 0 | 1 | 0.24935 | 0.065365 | 1
4043 | 0.32383 | 0.087029 | 1 | 0 | 0 | 1 | 0.32383 | 0.087029 | 1
4044 | 0.31555 | 0.11619 | 1 | 0 | 0 | 1 | 0.31555 | 0.11619 | 1
4045 | 0.34627 | 0.11986 | 1 | 0 | 0 | 1 | 0.34627 | 0.11986 | 1
4046 | 0.34102 | 0.12925 | 1 | 0 | 0 | 1 | 0.34102 | 0.12925 | 1
4047 | 0.34685 | 0.12857 | 1 | 0 | 0 | 1 | 0.34685 | 0.12857 | 1
4048 | 0.25589 | 0.11033 | 1 | 0 | 0 | 1 | 0.25589 | 0.11033 | 1
4049 | 0.1034 | 0.10121 | 1 | 0 | 0 | 1 | 0.1034 | 0.10121 | 1
4050 | 0 | 0.08176 | 1 | 0 | 0 | 1 | 0 | 0.08176 | 1
4051 | 0 | 0.067186 | 1 | 0 | 0 | 1 | 0 | 0.067186 | 1
4052 | 0 | 0.088984 | 1 | 0 | 0 | 1 | 0 | 0.088984 | 1
4053 | 0 | 0.10313 | 1 | 0 | 0 | 1 | 0 | 0.10313 | 1
4054 | 0 | 0.074463 | 1 | 0 | 0 | 1 | 0 | 0.074463 | 1
4055 | 0 | 0.0565 | 1 | 0 | 0 | 1 | 0 | 0.0565 | 1
4056 | 0 | 0.049516 | 1 | 0 | 0 | 1 | 0 | 0.049516 | 1
4057 | 0 | 0.06141 | 1 | 0 | 0 | 1 | 0 | 0.06141 | 1
4058 | 0 | 0.022225 | 1 | 0 | 0 | 1 | 0 | 0.022225 | 1
4059 | 0 | 0.01807 | 1 | 0 | 0 | 1 | 0 | 0.01807 | 1
4060 | 0 | 0.019446 | 1 | 0 | 0 | 1 | 0 | 0.019446 | 1
4061 | 0 | 0.00548 | 1 | 0 | 0 | 1 | 0 | 0.00548 | 1
4062 | 0 | 0.011402 | 1 | 0 | 0 | 1 | 0 | 0.011402 | 1
4063 | 0 | 0.020185 | 1 | 0 | 0 | 1 | 0 | 0.020185 | 1
4064 | 0 | 0.048693 | 1 | 0 | 0 | 1 | 0 | 0.048693 | 1
4065 | 0.060597 | 0.069989 | 1 | 0 | 0 | 1 | 0.060597 | 0.069989 | 1
4066 | 0.2822 | 0.055251 | 1 | 0 | 0 | 1 | 0.2822 | 0.055251 | 1
4067 | 0.36961 | 0.065001 | 1 | 0 | 0 | 1 | 0.36961 | 0.065001 | 1
4068 | 0.27011 | 0.09531 | 1 | 0 | 0 | 1 | 0.27011 | 0.09531 | 1
4069 | 0.33748 | 0.097948 | 1 | 0 | 0 | 1 | 0.33748 | 0.097948 | 1
4070 | 0.28484 | 0.12088 | 1 | 0 | 0 | 1 | 0.28484 | 0.12088 | 1
4071 | 0.28155 | 0.12147 | 1 | 0 | 0 | 1 | 0.28155 | 0.12147 | 1
4072 | 0.23053 | 0.12049 | 1 | 0 | 0 | 1 | 0.23053 | 0.12049 | 1
4073 | 0.106 | 0.10805 | 1 | 0 | 0 | 1 | 0.106 | 0.10805 | 1
4074 | 0 | 0.079466 | 1 | 0 | 0 | 1 | 0 | 0.079466 | 1
4075 | 0 | 0.059777 | 1 | 0 | 0 | 1 | 0 | 0.059777 | 1
4076 | 0 | 0.086995 | 1 | 0 | 0 | 1 | 0 | 0.086995 | 1
4077 | 0 | 0.098737 | 1 | 0 | 0 | 1 | 0 | 0.098737 | 1
4078 | 0 | 0.081914 | 1 | 0 | 0 | 1 | 0 | 0.081914 | 1
4079 | 0 | 0.070597 | 1 | 0 | 0 | 1 | 0 | 0.070597 | 1
4080 | 0 | 0.052824 | 1 | 0 | 0 | 1 | 0 | 0.052824 | 1
4081 | 0 | 0.040105 | 1 | 0 | 0 | 1 | 0 | 0.040105 | 1
4082 | 0 | 0.029454 | 1 | 0 | 0 | 1 | 0 | 0.029454 | 1
4083 | 0 | 0.030403 | 1 | 0 | 0 | 1 | 0 | 0.030403 | 1
4084 | 0 | 0.032771 | 1 | 0 | 0 | 1 | 0 | 0.032771 | 1
4085 | 0 | 0.013417 | 1 | 0 | 0 | 1 | 0 | 0.013417 | 1
4086 | 0 | 0.0027146 | 1 | 0 | 0 | 1 | 0 | 0.0027146 | 1
4087 | 0 | 0.015323 | 1 | 0 | 0 | 1 | 0 | 0.015323 | 1
4088 | 0 | 0.012525 | 1 | 0 | 0 | 1 | 0 | 0.012525 | 1
4089 | 0.13314 | 0.02324 | 1 | 0 | 0 | 1 | 0.13314 | 0.02324 | 1
4090 | 0.35731 | 0.0041245 | 1 | 0 | 0 | 1 | 0.35731 | 0.0041245 | 1
4091 | 0.43122 | 0.026161 | 1 | 0 | 0 | 1 | 0.43122 | 0.026161 | 1
4092 | 0.29843 | 0.063699 | 1 | 0 | 0 | 1 | 0.29843 | 0.063699 | 1
4093 | 0.31487 | 0.071751 | 1 | 0 | 0 | 1 | 0.31487 | 0.071751 | 1
4094 | 0.21042 | 0.087213 | 1 | 0 | 0 | 1 | 0.21042 | 0.087213 | 1
4095 | 0.19148 | 0.097077 | 1 | 0 | 0 | 1 | 0.19148 | 0.097077 | 1
4096 | 0.15376 | 0.082647 | 1 | 0 | 0 | 1 | 0.15376 | 0.082647 | 1
4097 | 0.081181 | 0.071159 | 1 | 0 | 0 | 1 | 0.081181 | 0.071159 | 1
4098 | 0 | 0.070862 | 1 | 0 | 0 | 1 | 0 | 0.070862 | 1
4099 | 0 | 0.08441 | 1 | 0 | 0 | 1 | 0 | 0.08441 | 1
4100 | 0 | 0.099837 | 1 | 0 | 0 | 1 | 0 | 0.099837 | 1
4101 | 0 | 0.096733 | 1 | 0 | 0 | 1 | 0 | 0.096733 | 1
4102 | 0 | 0.075989 | 1 | 0 | 0 | 1 | 0 | 0.075989 | 1
4103 | 0 | 0.077134 | 1 | 0 | 0 | 1 | 0 | 0.077134 | 1
4104 | 0 | 0.075829 | 1 | 0 | 0 | 1 | 0 | 0.075829 | 1
4105 | 0 | 0.035497 | 1 | 0 | 0 | 1 | 0 | 0.035497 | 1
4106 | 0 | 0.050964 | 1 | 0 | 0 | 1 | 0 | 0.050964 | 1
4107 | 0 | 0.036418 | 1 | 0 | 0 | 1 | 0 | 0.036418 | 1
4108 | 0 | 0.042079 | 1 | 0 | 0 | 1 | 0 | 0.042079 | 1
4109 | 0 | 0.021603 | 1 | 0 | 0 | 1 | 0 | 0.021603 | 1
4110 | 0 | 0.016666 | 1 | 0 | 0 | 1 | 0 | 0.016666 | 1
4111 | 0 | 0.046976 | 1 | 0 | 0 | 1 | 0 | 0.046976 | 1
4112 | 0 | 0.027454 | 1 | 0 | 0 | 1 | 0 | 0.027454 | 1
4113 | 0.13791 | 0.038597 | 1 | 0 | 0 | 1 | 0.13791 | 0.038597 | 1
4114 | 0.34957 | 0.036269 | 1 | 0 | 0 | 1 | 0.34957 | 0.036269 | 1
4115 | 0.42667 | 0.057275 | 1 | 0 | 0 | 1 | 0.42667 | 0.057275 | 1
4116 | 0.30555 | 0.10575 | 1 | 0 | 0 | 1 | 0.30555 | 0.10575 | 1
4117 | 0.31889 | 0.12859 | 1 | 0 | 0 | 1 | 0.31889 | 0.12859 | 1
4118 | 0.13354 | 0.12736 | 1 | 0 | 0 | 1 | 0.13354 | 0.12736 | 1
4119 | 0.16267 | 0.14955 | 1 | 0 | 0 | 1 | 0.16267 | 0.14955 | 1
4120 | 0.12691 | 0.13778 | 1 | 0 | 0 | 1 | 0.12691 | 0.13778 | 1
4121 | 0.062533 | 0.13007 | 1 | 0 | 0 | 1 | 0.062533 | 0.13007 | 1
4122 | 0 | 0.12555 | 1 | 0 | 0 | 1 | 0 | 0.12555 | 1
4123 | 0 | 0.12249 | 1 | 0 | 0 | 1 | 0 | 0.12249 | 1
4124 | 0 | 0.095088 | 1 | 0 | 0 | 1 | 0 | 0.095088 | 1
4125 | 0 | 0.087869 | 1 | 0 | 0 | 1 | 0 | 0.087869 | 1
4126 | 0 | 0.08988 | 1 | 0 | 0 | 1 | 0 | 0.08988 | 1
4127 | 0 | 0.08015 | 1 | 0 | 0 | 1 | 0 | 0.08015 | 1
4128 | 0 | 0.071223 | 1 | 0 | 0 | 1 | 0 | 0.071223 | 1
4129 | 0 | 0.068031 | 1 | 0 | 0 | 1 | 0 | 0.068031 | 1
4130 | 0 | 0.066076 | 1 | 0 | 0 | 1 | 0 | 0.066076 | 1
4131 | 0 | 0.060295 | 1 | 0 | 0 | 1 | 0 | 0.060295 | 1
4132 | 0 | 0.061279 | 1 | 0 | 0 | 1 | 0 | 0.061279 | 1
4133 | 0 | 0.041192 | 1 | 0 | 0 | 1 | 0 | 0.041192 | 1
4134 | 0 | 0.035578 | 1 | 0 | 0 | 1 | 0 | 0.035578 | 1
4135 | 0 | 0.060877 | 1 | 0 | 0 | 1 | 0 | 0.060877 | 1
4136 | 0 | 0.04684 | 1 | 0 | 0 | 1 | 0 | 0.04684 | 1
4137 | 0.13655 | 0.059624 | 1 | 0 | 0 | 1 | 0.13655 | 0.059624 | 1
4138 | 0.36232 | 0.08003 | 1 | 0 | 0 | 1 | 0.36232 | 0.08003 | 1
4139 | 0.38941 | 0.10342 | 1 | 0 | 0 | 1 | 0.38941 | 0.10342 | 1
4140 | 0.40226 | 0.1474 | 1 | 0 | 0 | 1 | 0.40226 | 0.1474 | 1
4141 | 0.38477 | 0.17031 | 1 | 0 | 0 | 1 | 0.38477 | 0.17031 | 1
4142 | 0.22702 | 0.15469 | 1 | 0 | 0 | 1 | 0.22702 | 0.15469 | 1
4143 | 0.27127 | 0.18645 | 1 | 0 | 0 | 1 | 0.27127 | 0.18645 | 1
4144 | 0.19747 | 0.16637 | 1 | 0 | 0 | 1 | 0.19747 | 0.16637 | 1
4145 | 0.079877 | 0.15676 | 1 | 0 | 0 | 1 | 0.079877 | 0.15676 | 1
4146 | 0 | 0.14467 | 1 | 0 | 0 | 1 | 0 | 0.14467 | 1
4147 | 0 | 0.13613 | 1 | 0 | 0 | 1 | 0 | 0.13613 | 1
4148 | 0 | 0.10521 | 1 | 0 | 0 | 1 | 0 | 0.10521 | 1
4149 | 0 | 0.10058 | 1 | 0 | 0 | 1 | 0 | 0.10058 | 1
4150 | 0 | 0.10769 | 1 | 0 | 0 | 1 | 0 | 0.10769 | 1
4151 | 0 | 0.087894 | 1 | 0 | 0 | 1 | 0 | 0.087894 | 1
4152 | 0 | 0.092809 | 1 | 0 | 0 | 1 | 0 | 0.092809 | 1
4153 | 0 | 0.076097 | 1 | 0 | 0 | 1 | 0 | 0.076097 | 1
4154 | 0 | 0.082608 | 1 | 0 | 0 | 1 | 0 | 0.082608 | 1
4155 | 0 | 0.067621 | 1 | 0 | 0 | 1 | 0 | 0.067621 | 1
4156 | 0 | 0.068515 | 1 | 0 | 0 | 1 | 0 | 0.068515 | 1
4157 | 0 | 0.0535 | 1 | 0 | 0 | 1 | 0 | 0.0535 | 1
4158 | 0 | 0.042744 | 1 | 0 | 0 | 1 | 0 | 0.042744 | 1
4159 | 0 | 0.061464 | 1 | 0 | 0 | 1 | 0 | 0.061464 | 1
4160 | 0 | 0.09296 | 1 | 0 | 0 | 1 | 0 | 0.09296 | 1
4161 | 0.11865 | 0.11546 | 1 | 0 | 0 | 1 | 0.11865 | 0.11546 | 1
4162 | 0.33221 | 0.13137 | 1 | 0 | 0 | 1 | 0.33221 | 0.13137 | 1
4163 | 0.34619 | 0.16227 | 1 | 0 | 0 | 1 | 0.34619 | 0.16227 | 1
4164 | 0.4445 | 0.20589 | 1 | 0 | 0 | 1 | 0.4445 | 0.20589 | 1
4165 | 0.38801 | 0.22652 | 1 | 0 | 0 | 1 | 0.38801 | 0.22652 | 1
4166 | 0.2352 | 0.2184 | 1 | 0 | 0 | 1 | 0.2352 | 0.2184 | 1
4167 | 0.29074 | 0.22883 | 1 | 0 | 0 | 1 | 0.29074 | 0.22883 | 1
4168 | 0.19088 | 0.22773 | 1 | 0 | 0 | 1 | 0.19088 | 0.22773 | 1
4169 | 0.10395 | 0.20539 | 1 | 0 | 0 | 1 | 0.10395 | 0.20539 | 1
4170 | 0 | 0.18077 | 1 | 0 | 0 | 1 | 0 | 0.18077 | 1
4171 | 0 | 0.15187 | 1 | 0 | 0 | 1 | 0 | 0.15187 | 1
4172 | 0 | 0.11819 | 1 | 0 | 0 | 1 | 0 | 0.11819 | 1
4173 | 0 | 0.11928 | 1 | 0 | 0 | 1 | 0 | 0.11928 | 1
4174 | 0 | 0.12506 | 1 | 0 | 0 | 1 | 0 | 0.12506 | 1
4175 | 0 | 0.10369 | 1 | 0 | 0 | 1 | 0 | 0.10369 | 1
4176 | 0 | 0.10674 | 1 | 0 | 0 | 1 | 0 | 0.10674 | 1
4177 | 0 | 0.095806 | 1 | 0 | 0 | 1 | 0 | 0.095806 | 1
4178 | 0 | 0.075728 | 1 | 0 | 0 | 1 | 0 | 0.075728 | 1
4179 | 0 | 0.064083 | 1 | 0 | 0 | 1 | 0 | 0.064083 | 1
4180 | 0 | 0.054791 | 1 | 0 | 0 | 1 | 0 | 0.054791 | 1
4181 | 0 | 0.04964 | 1 | 0 | 0 | 1 | 0 | 0.04964 | 1
4182 | 0 | 0.036932 | 1 | 0 | 0 | 1 | 0 | 0.036932 | 1
4183 | 0 | 0.054152 | 1 | 0 | 0 | 1 | 0 | 0.054152 | 1
4184 | 0 | 0.095344 | 1 | 0 | 0 | 1 | 0 | 0.095344 | 1
4185 | 0.10544 | 0.1378 | 1 | 0 | 0 | 1 | 0.10544 | 0.1378 | 1
4186 | 0.30038 | 0.15536 | 1 | 0 | 0 | 1 | 0.30038 | 0.15536 | 1
4187 | 0.31457 | 0.19844 | 1 | 0 | 0 | 1 | 0.31457 | 0.19844 | 1
4188 | 0.4136 | 0.22993 | 1 | 0 | 0 | 1 | 0.4136 | 0.22993 | 1
4189 | 0.38599 | 0.24801 | 1 | 0 | 0 | 1 | 0.38599 | 0.24801 | 1
4190 | 0.3275 | 0.27925 | 1 | 0 | 0 | 1 | 0.3275 | 0.27925 | 1
4191 | 0.29581 | 0.26692 | 1 | 0 | 0 | 1 | 0.29581 | 0.26692 | 1
4192 | 0.19357 | 0.24953 | 1 | 0 | 0 | 1 | 0.19357 | 0.24953 | 1
4193 | 0.10347 | 0.22224 | 1 | 0 | 0 | 1 | 0.10347 | 0.22224 | 1
4194 | 0 | 0.21472 | 1 | 0 | 0 | 1 | 0 | 0.21472 | 1
4195 | 0 | 0.19473 | 1 | 0 | 0 | 1 | 0 | 0.19473 | 1
4196 | 0 | 0.17154 | 1 | 0 | 0 | 1 | 0 | 0.17154 | 1
4197 | 0 | 0.17772 | 1 | 0 | 0 | 1 | 0 | 0.17772 | 1
4198 | 0 | 0.16029 | 1 | 0 | 0 | 1 | 0 | 0.16029 | 1
4199 | 0 | 0.14197 | 1 | 0 | 0 | 1 | 0 | 0.14197 | 1
4200 | 0 | 0.15286 | 1 | 0 | 0 | 1 | 0 | 0.15286 | 1
4201 | 0 | 0.086369 | 1 | 0 | 0 | 1 | 0 | 0.086369 | 1
4202 | 0 | 0.12007 | 1 | 0 | 0 | 1 | 0 | 0.12007 | 1
4203 | 0 | 0.063466 | 1 | 0 | 0 | 1 | 0 | 0.063466 | 1
4204 | 0 | 0.043794 | 1 | 0 | 0 | 1 | 0 | 0.043794 | 1
4205 | 0 | 0.04543 | 1 | 0 | 0 | 1 | 0 | 0.04543 | 1
4206 | 0 | 0.025698 | 1 | 0 | 0 | 1 | 0 | 0.025698 | 1
4207 | 0 | 0.045331 | 1 | 0 | 0 | 1 | 0 | 0.045331 | 1
4208 | 0 | 0.073754 | 1 | 0 | 0 | 1 | 0 | 0.073754 | 1
4209 | 0.10154 | 0.13408 | 1 | 0 | 0 | 1 | 0.10154 | 0.13408 | 1
4210 | 0.25397 | 0.13983 | 1 | 0 | 0 | 1 | 0.25397 | 0.13983 | 1
4211 | 0.23306 | 0.18735 | 1 | 0 | 0 | 1 | 0.23306 | 0.18735 | 1
4212 | 0.35934 | 0.2208 | 1 | 0 | 0 | 1 | 0.35934 | 0.2208 | 1
4213 | 0.34914 | 0.24426 | 1 | 0 | 0 | 1 | 0.34914 | 0.24426 | 1
4214 | 0.29501 | 0.28655 | 1 | 0 | 0 | 1 | 0.29501 | 0.28655 | 1
4215 | 0.24518 | 0.25486 | 1 | 0 | 0 | 1 | 0.24518 | 0.25486 | 1
4216 | 0.13621 | 0.22765 | 1 | 0 | 0 | 1 | 0.13621 | 0.22765 | 1
4217 | 0.079547 | 0.18297 | 1 | 0 | 0 | 1 | 0.079547 | 0.18297 | 1
4218 | 0 | 0.19882 | 1 | 0 | 0 | 1 | 0 | 0.19882 | 1
4219 | 0 | 0.19388 | 1 | 0 | 0 | 1 | 0 | 0.19388 | 1
4220 | 0 | 0.14873 | 1 | 0 | 0 | 1 | 0 | 0.14873 | 1
4221 | 0 | 0.1295 | 1 | 0 | 0 | 1 | 0 | 0.1295 | 1
4222 | 0 | 0.11698 | 1 | 0 | 0 | 1 | 0 | 0.11698 | 1
4223 | 0 | 0.11 | 1 | 0 | 0 | 1 | 0 | 0.11 | 1
4224 | 0 | 0.12454 | 1 | 0 | 0 | 1 | 0 | 0.12454 | 1
4225 | 0 | 0.12381 | 1 | 0 | 0 | 1 | 0 | 0.12381 | 1
4226 | 0 | 0.1033 | 1 | 0 | 0 | 1 | 0 | 0.1033 | 1
4227 | 0 | 0.049468 | 1 | 0 | 0 | 1 | 0 | 0.049468 | 1
4228 | 0 | 0.033944 | 1 | 0 | 0 | 1 | 0 | 0.033944 | 1
4229 | 0 | 0.032011 | 1 | 0 | 0 | 1 | 0 | 0.032011 | 1
4230 | 0 | 0.017968 | 1 | 0 | 0 | 1 | 0 | 0.017968 | 1
4231 | 0 | 0.048989 | 1 | 0 | 0 | 1 | 0 | 0.048989 | 1
4232 | 0 | 0.060079 | 1 | 0 | 0 | 1 | 0 | 0.060079 | 1
4233 | 0.1075 | 0.10868 | 1 | 0 | 0 | 1 | 0.1075 | 0.10868 | 1
4234 | 0.27363 | 0.13544 | 1 | 0 | 0 | 1 | 0.27363 | 0.13544 | 1
4235 | 0.25826 | 0.17366 | 1 | 0 | 0 | 1 | 0.25826 | 0.17366 | 1
4236 | 0.30497 | 0.19848 | 1 | 0 | 0 | 1 | 0.30497 | 0.19848 | 1
4237 | 0.30174 | 0.2238 | 1 | 0 | 0 | 1 | 0.30174 | 0.2238 | 1
4238 | 0.27544 | 0.26049 | 1 | 0 | 0 | 1 | 0.27544 | 0.26049 | 1
4239 | 0.21098 | 0.25639 | 1 | 0 | 0 | 1 | 0.21098 | 0.25639 | 1
4240 | 0.15145 | 0.22868 | 1 | 0 | 0 | 1 | 0.15145 | 0.22868 | 1
4241 | 0.01145 | 0.21371 | 1 | 0 | 0 | 1 | 0.01145 | 0.21371 | 1
4242 | 0 | 0.21367 | 1 | 0 | 0 | 1 | 0 | 0.21367 | 1
4243 | 0 | 0.16762 | 1 | 0 | 0 | 1 | 0 | 0.16762 | 1
4244 | 0 | 0.14953 | 1 | 0 | 0 | 1 | 0 | 0.14953 | 1
4245 | 0 | 0.1187 | 1 | 0 | 0 | 1 | 0 | 0.1187 | 1
4246 | 0 | 0.077007 | 1 | 0 | 0 | 1 | 0 | 0.077007 | 1
4247 | 0 | 0.059176 | 1 | 0 | 0 | 1 | 0 | 0.059176 | 1
4248 | 0 | 0.061808 | 1 | 0 | 0 | 1 | 0 | 0.061808 | 1
4249 | 0 | 0.10126 | 1 | 0 | 0 | 1 | 0 | 0.10126 | 1
4250 | 0 | 0.071018 | 1 | 0 | 0 | 1 | 0 | 0.071018 | 1
4251 | 0 | 0.028091 | 1 | 0 | 0 | 1 | 0 | 0.028091 | 1
4252 | 0 | 0.015747 | 1 | 0 | 0 | 1 | 0 | 0.015747 | 1
4253 | 0 | 0.028656 | 1 | 0 | 0 | 1 | 0 | 0.028656 | 1
4254 | 0 | 0.012942 | 1 | 0 | 0 | 1 | 0 | 0.012942 | 1
4255 | 0 | 0.034479 | 1 | 0 | 0 | 1 | 0 | 0.034479 | 1
4256 | 0 | 0.034179 | 1 | 0 | 0 | 1 | 0 | 0.034179 | 1
4257 | 0.098363 | 0.071906 | 1 | 0 | 0 | 1 | 0.098363 | 0.071906 | 1
4258 | 0.29001 | 0.10066 | 1 | 0 | 0 | 1 | 0.29001 | 0.10066 | 1
4259 | 0.24561 | 0.14392 | 1 | 0 | 0 | 1 | 0.24561 | 0.14392 | 1
4260 | 0.23819 | 0.1778 | 1 | 0 | 0 | 1 | 0.23819 | 0.1778 | 1
4261 | 0.2087 | 0.20393 | 1 | 0 | 0 | 1 | 0.2087 | 0.20393 | 1
4262 | 0.15975 | 0.23048 | 1 | 0 | 0 | 1 | 0.15975 | 0.23048 | 1
4263 | 0.14343 | 0.22743 | 1 | 0 | 0 | 1 | 0.14343 | 0.22743 | 1
4264 | 0.10623 | 0.19519 | 1 | 0 | 0 | 1 | 0.10623 | 0.19519 | 1
4265 | 0.004948 | 0.19004 | 1 | 0 | 0 | 1 | 0.004948 | 0.19004 | 1
4266 | 0 | 0.20455 | 1 | 0 | 0 | 1 | 0 | 0.20455 | 1
4267 | 0 | 0.14605 | 1 | 0 | 0 | 1 | 0 | 0.14605 | 1
4268 | 0 | 0.10498 | 1 | 0 | 0 | 1 | 0 | 0.10498 | 1
4269 | 0 | 0.053753 | 1 | 0 | 0 | 1 | 0 | 0.053753 | 1
4270 | 0 | 0.010112 | 1 | 0 | 0 | 1 | 0 | 0.010112 | 1
4271 | 0 | 0 | 1 | 0 | 0 | 1 | 0 | 0 | 1
4272 | 0 | 0.002093 | 1 | 0 | 0 | 1 | 0 | 0.002093 | 1
4273 | 0 | 0.047223 | 1 | 0 | 0 | 1 | 0 | 0.047223 | 1
4274 | 0 | 0 | 1 | 0 | 0 | 1 | 0 | 0 | 1
4275 | 0 | 0 | 1 | 0 | 0 | 1 | 0 | 0 | 1
4276 | 0 | 0 | 1 | 0 | 0 | 1 | 0 | 0 | 1
4277 | 0 | 0 | 1 | 0 | 0 | 1 | 0 | 0 | 1
4278 | 0 | 0 | 1 | 0 | 0 | 1 | 0 | 0 | 1
4279 | 0 | 0.012102 | 1 | 0 | 0 | 1 | 0 | 0.012102 | 1
4280 | 0 | 0.0064299 | 1 | 0 | 0 | 1 | 0 | 0.0064299 | 1
4281 | 0.10963 | 0.025343 | 1 | 0 | 0 | 1 | 0.10963 | 0.025343 | 1
4282 | 0.32472 | 0.070471 | 1 | 0 | 0 | 1 | 0.32472 | 0.070471 | 1
4283 | 0.33165 | 0.10583 | 1 | 0 | 0 | 1 | 0.33165 | 0.10583 | 1
4284 | 0.22384 | 0.1369 | 1 | 0 | 0 | 1 | 0.22384 | 0.1369 | 1
4285 | 0.16593 | 0.15161 | 1 | 0 | 0 | 1 | 0.16593 | 0.15161 | 1
4286 | 0.11876 | 0.16986 | 1 | 0 | 0 | 1 | 0.11876 | 0.16986 | 1
4287 | 0.14723 | 0.16405 | 1 | 0 | 0 | 1 | 0.14723 | 0.16405 | 1
4288 | 0.13295 | 0.15151 | 1 | 0 | 0 | 1 | 0.13295 | 0.15151 | 1
4289 | 0.017689 | 0.15214 | 1 | 0 | 0 | 1 | 0.017689 | 0.15214 | 1
4290 | 0 | 0.14896 | 1 | 0 | 0 | 1 | 0 | 0.14896 | 1
4291 | 0 | 0.10017 | 1 | 0 | 0 | 1 | 0 | 0.10017 | 1
4292 | 0 | 0.070602 | 1 | 0 | 0 | 1 | 0 | 0.070602 | 1
4293 | 0 | 0.040826 | 1 | 0 | 0 | 1 | 0 | 0.040826 | 1
4294 | 0 | 0 | 1 | 0 | 0 | 1 | 0 | 0 | 1
4295 | 0 | 0 | 1 | 0 | 0 | 1 | 0 | 0 | 1
4296 | 0 | 0 | 1 | 0 | 0 | 1 | 0 | 0 | 1
4297 | 0 | 0 | 1 | 0 | 0 | 1 | 0 | 0 | 1
4298 | 0 | 0 | 1 | 0 | 0 | 1 | 0 | 0 | 1
4299 | 0 | 0 | 1 | 0 | 0 | 1 | 0 | 0 | 1
4300 | 0 | 0 | 1 | 0 | 0 | 1 | 0 | 0 | 1
4301 | 0 | 0.0023913 | 1 | 0 | 0 | 1 | 0 | 0.0023913 | 1
4302 | 0 | 0 | 1 | 0 | 0 | 1 | 0 | 0 | 1
4303 | 0 | 0.014868 | 1 | 0 | 0 | 1 | 0 | 0.014868 | 1
4304 | 0 | 0.013487 | 1 | 0 | 0 | 1 | 0 | 0.013487 | 1
4305 | 0.11341 | 0.026014 | 1 | 0 | 0 | 1 | 0.11341 | 0.026014 | 1
4306 | 0.23185 | 0.060239 | 1 | 0 | 0 | 1 | 0.23185 | 0.060239 | 1
4307 | 0.33811 | 0.09279 | 1 | 0 | 0 | 1 | 0.33811 | 0.09279 | 1
4308 | 0.27143 | 0.1338 | 1 | 0 | 0 | 1 | 0.27143 | 0.1338 | 1
4309 | 0.20638 | 0.14728 | 1 | 0 | 0 | 1 | 0.20638 | 0.14728 | 1
4310 | 0.18506 | 0.15582 | 1 | 0 | 0 | 1 | 0.18506 | 0.15582 | 1
4311 | 0.19615 | 0.14264 | 1 | 0 | 0 | 1 | 0.19615 | 0.14264 | 1
4312 | 0.13481 | 0.1271 | 1 | 0 | 0 | 1 | 0.13481 | 0.1271 | 1
4313 | 0.058228 | 0.10764 | 1 | 0 | 0 | 1 | 0.058228 | 0.10764 | 1
4314 | 0 | 0.10012 | 1 | 0 | 0 | 1 | 0 | 0.10012 | 1
4315 | 0 | 0.065432 | 1 | 0 | 0 | 1 | 0 | 0.065432 | 1
4316 | 0 | 0.024386 | 1 | 0 | 0 | 1 | 0 | 0.024386 | 1
4317 | 0 | 0.002836 | 1 | 0 | 0 | 1 | 0 | 0.002836 | 1
4318 | 0 | 0 | 1 | 0 | 0 | 1 | 0 | 0 | 1
4319 | 0 | 0 | 1 | 0 | 0 | 1 | 0 | 0 | 1
4320 | 0 | 0 | 1 | 0 | 0 | 1 | 0 | 0 | 1
4321 | 0 | 0 | 1 | 0 | 0 | 1 | 0 | 0 | 1
4322 | 0 | 0 | 1 | 0 | 0 | 1 | 0 | 0 | 1
4323 | 0 | 0 | 1 | 0 | 0 | 1 | 0 | 0 | 1
4324 | 0 | 0 | 1 | 0 | 0 | 1 | 0 | 0 | 1
4325 | 0 | 0 | 1 | 0 | 0 | 1 | 0 | 0 | 1
4326 | 0 | 0 | 1 | 0 | 0 | 1 | 0 | 0 | 1
4327 | 0 | 0.007891 | 1 | 0 | 0 | 1 | 0 | 0.007891 | 1
4328 | 0 | 0.012145 | 1 | 0 | 0 | 1 | 0 | 0.012145 | 1
4329 | 0.11142 | 0.01923 | 1 | 0 | 0 | 1 | 0.11142 | 0.01923 | 1
4330 | 0.15917 | 0.050702 | 1 | 0 | 0 | 1 | 0.15917 | 0.050702 | 1
4331 | 0.29728 | 0.08824 | 1 | 0 | 0 | 1 | 0.29728 | 0.08824 | 1
4332 | 0.29685 | 0.10542 | 1 | 0 | 0 | 1 | 0.29685 | 0.10542 | 1
4333 | 0.21044 | 0.12444 | 1 | 0 | 0 | 1 | 0.21044 | 0.12444 | 1
4334 | 0.23282 | 0.12173 | 1 | 0 | 0 | 1 | 0.23282 | 0.12173 | 1
4335 | 0.18756 | 0.10119 | 1 | 0 | 0 | 1 | 0.18756 | 0.10119 | 1
4336 | 0.13833 | 0.095358 | 1 | 0 | 0 | 1 | 0.13833 | 0.095358 | 1
4337 | 0.043511 | 0.062827 | 1 | 0 | 0 | 1 | 0.043511 | 0.062827 | 1
4338 | 0 | 0.05117 | 1 | 0 | 0 | 1 | 0 | 0.05117 | 1
4339 | 0 | 0.043215 | 1 | 0 | 0 | 1 | 0 | 0.043215 | 1
4340 | 0 | 0.0077586 | 1 | 0 | 0 | 1 | 0 | 0.0077586 | 1
4341 | 0 | 0.0015927 | 1 | 0 | 0 | 1 | 0 | 0.0015927 | 1
4342 | 0 | 0.0048556 | 1 | 0 | 0 | 1 | 0 | 0.0048556 | 1
4343 | 0 | 0.0032103 | 1 | 0 | 0 | 1 | 0 | 0.0032103 | 1
4344 | 0 | 0 | 1 | 0 | 0 | 1 | 0 | 0 | 1
4345 | 0 | 0 | 1 | 0 | 0 | 1 | 0 | 0 | 1
4346 | 0 | 0 | 1 | 0 | 0 | 1 | 0 | 0 | 1
4347 | 0 | 0 | 1 | 0 | 0 | 1 | 0 | 0 | 1
4348 | 0 | 0 | 1 | 0 | 0 | 1 | 0 | 0 | 1
4349 | 0 | 0 | 1 | 0 | 0 | 1 | 0 | 0 | 1
4350 | 0 | 0 | 1 | 0 | 0 | 1 | 0 | 0 | 1
4351 | 0 | 0.0099996 | 1 | 0 | 0 | 1 | 0 | 0.0099996 | 1
4352 | 0 | 0.011283 | 1 | 0 | 0 | 1 | 0 | 0.011283 | 1
4353 | 0.13084 | 0.016927 | 1 | 0 | 0 | 1 | 0.13084 | 0.016927 | 1
4354 | 0.14279 | 0.046506 | 1 | 0 | 0 | 1 | 0.14279 | 0.046506 | 1
4355 | 0.26356 | 0.070925 | 1 | 0 | 0 | 1 | 0.26356 | 0.070925 | 1
4356 | 0.29066 | 0.083506 | 1 | 0 | 0 | 1 | 0.29066 | 0.083506 | 1
4357 | 0.231 | 0.11132 | 1 | 0 | 0 | 1 | 0.231 | 0.11132 | 1
4358 | 0.255 | 0.097945 | 1 | 0 | 0 | 1 | 0.255 | 0.097945 | 1
4359 | 0.20207 | 0.09906 | 1 | 0 | 0 | 1 | 0.20207 | 0.09906 | 1
4360 | 0.12721 | 0.10805 | 1 | 0 | 0 | 1 | 0.12721 | 0.10805 | 1
4361 | 0.047101 | 0.076223 | 1 | 0 | 0 | 1 | 0.047101 | 0.076223 | 1
4362 | 0 | 0.058923 | 1 | 0 | 0 | 1 | 0 | 0.058923 | 1
4363 | 0 | 0.054586 | 1 | 0 | 0 | 1 | 0 | 0.054586 | 1
4364 | 0 | 0.012571 | 1 | 0 | 0 | 1 | 0 | 0.012571 | 1
4365 | 0 | 0.015142 | 1 | 0 | 0 | 1 | 0 | 0.015142 | 1
4366 | 0 | 0.016528 | 1 | 0 | 0 | 1 | 0 | 0.016528 | 1
4367 | 0 | 0.038983 | 1 | 0 | 0 | 1 | 0 | 0.038983 | 1
4368 | 0 | 0.028019 | 1 | 0 | 0 | 1 | 0 | 0.028019 | 1
4369 | 0 | 0 | 1 | 0 | 0 | 1 | 0 | 0 | 1
4370 | 0 | 0.0061443 | 1 | 0 | 0 | 1 | 0 | 0.0061443 | 1
4371 | 0 | 0 | 1 | 0 | 0 | 1 | 0 | 0 | 1
4372 | 0 | 0 | 1 | 0 | 0 | 1 | 0 | 0 | 1
4373 | 0 | 0 | 1 | 0 | 0 | 1 | 0 | 0 | 1
4374 | 0 | 0.0060446 | 1 | 0 | 0 | 1 | 0 | 0.0060446 | 1
4375 | 0 | 0.05407 | 1 | 0 | 0 | 1 | 0 | 0.05407 | 1
4376 | 0 | 0.048185 | 1 | 0 | 0 | 1 | 0 | 0.048185 | 1
4377 | 0.069735 | 0.059049 | 1 | 0 | 0 | 1 | 0.069735 | 0.059049 | 1
4378 | 0.10741 | 0.086226 | 1 | 0 | 0 | 1 | 0.10741 | 0.086226 | 1
4379 | 0.16367 | 0.10647 | 1 | 0 | 0 | 1 | 0.16367 | 0.10647 | 1
4380 | 0.2602 | 0.1073 | 1 | 0 | 0 | 1 | 0.2602 | 0.1073 | 1
4381 | 0.21637 | 0.14022 | 1 | 0 | 0 | 1 | 0.21637 | 0.14022 | 1
4382 | 0.20982 | 0.12975 | 1 | 0 | 0 | 1 | 0.20982 | 0.12975 | 1
4383 | 0.18257 | 0.13433 | 1 | 0 | 0 | 1 | 0.18257 | 0.13433 | 1
4384 | 0.13263 | 0.14168 | 1 | 0 | 0 | 1 | 0.13263 | 0.14168 | 1
4385 | 0.053714 | 0.11985 | 1 | 0 | 0 | 1 | 0.053714 | 0.11985 | 1
4386 | 0 | 0.10447 | 1 | 0 | 0 | 1 | 0 | 0.10447 | 1
4387 | 0 | 0.10657 | 1 | 0 | 0 | 1 | 0 | 0.10657 | 1
4388 | 0 | 0.062674 | 1 | 0 | 0 | 1 | 0 | 0.062674 | 1
4389 | 0 | 0.067593 | 1 | 0 | 0 | 1 | 0 | 0.067593 | 1
4390 | 0 | 0.063453 | 1 | 0 | 0 | 1 | 0 | 0.063453 | 1
4391 | 0 | 0.077223 | 1 | 0 | 0 | 1 | 0 | 0.077223 | 1
4392 | 0 | 0.054604 | 1 | 0 | 0 | 1 | 0 | 0.054604 | 1
4393 | 0 | 0 | 1 | 0 | 0 | 1 | 0 | 0 | 1
4394 | 0 | 0.025126 | 1 | 0 | 0 | 1 | 0 | 0.025126 | 1
4395 | 0 | 0.011896 | 1 | 0 | 0 | 1 | 0 | 0.011896 | 1
4396 | 0 | 0.013141 | 1 | 0 | 0 | 1 | 0 | 0.013141 | 1
4397 | 0 | 0.024325 | 1 | 0 | 0 | 1 | 0 | 0.024325 | 1
4398 | 0 | 0.036308 | 1 | 0 | 0 | 1 | 0 | 0.036308 | 1
4399 | 0 | 0.0864 | 1 | 0 | 0 | 1 | 0 | 0.0864 | 1
4400 | 0 | 0.075277 | 1 | 0 | 0 | 1 | 0 | 0.075277 | 1
4401 | 0.044916 | 0.10416 | 1 | 0 | 0 | 1 | 0.044916 | 0.10416 | 1
4402 | 0.12703 | 0.13386 | 1 | 0 | 0 | 1 | 0.12703 | 0.13386 | 1
4403 | 0.17512 | 0.13915 | 1 | 0 | 0 | 1 | 0.17512 | 0.13915 | 1
4404 | 0.23525 | 0.16327 | 1 | 0 | 0 | 1 | 0.23525 | 0.16327 | 1
4405 | 0.25234 | 0.189 | 1 | 0 | 0 | 1 | 0.25234 | 0.189 | 1
4406 | 0.22977 | 0.17478 | 1 | 0 | 0 | 1 | 0.22977 | 0.17478 | 1
4407 | 0.20738 | 0.20241 | 1 | 0 | 0 | 1 | 0.20738 | 0.20241 | 1
4408 | 0.15272 | 0.21233 | 1 | 0 | 0 | 1 | 0.15272 | 0.21233 | 1
4409 | 0.059058 | 0.19686 | 1 | 0 | 0 | 1 | 0.059058 | 0.19686 | 1
4410 | 0 | 0.16127 | 1 | 0 | 0 | 1 | 0 | 0.16127 | 1
4411 | 0 | 0.13799 | 1 | 0 | 0 | 1 | 0 | 0.13799 | 1
4412 | 0 | 0.097933 | 1 | 0 | 0 | 1 | 0 | 0.097933 | 1
4413 | 0 | 0.099399 | 1 | 0 | 0 | 1 | 0 | 0.099399 | 1
4414 | 0 | 0.099841 | 1 | 0 | 0 | 1 | 0 | 0.099841 | 1
4415 | 0 | 0.10451 | 1 | 0 | 0 | 1 | 0 | 0.10451 | 1
4416 | 0 | 0.10642 | 1 | 0 | 0 | 1 | 0 | 0.10642 | 1
4417 | 0 | 0.023249 | 1 | 0 | 0 | 1 | 0 | 0.023249 | 1
4418 | 0 | 0.069001 | 1 | 0 | 0 | 1 | 0 | 0.069001 | 1
4419 | 0 | 0.053244 | 1 | 0 | 0 | 1 | 0 | 0.053244 | 1
4420 | 0 | 0.05012 | 1 | 0 | 0 | 1 | 0 | 0.05012 | 1
4421 | 0 | 0.058092 | 1 | 0 | 0 | 1 | 0 | 0.058092 | 1
4422 | 0 | 0.063543 | 1 | 0 | 0 | 1 | 0 | 0.063543 | 1
4423 | 0 | 0.10567 | 1 | 0 | 0 | 1 | 0 | 0.10567 | 1
4424 | 0 | 0.10259 | 1 | 0 | 0 | 1 | 0 | 0.10259 | 1
4425 | 0.026086 | 0.10443 | 1 | 0 | 0 | 1 | 0.026086 | 0.10443 | 1
4426 | 0.11973 | 0.131 | 1 | 0 | 0 | 1 | 0.11973 | 0.131 | 1
4427 | 0.18359 | 0.15502 | 1 | 0 | 0 | 1 | 0.18359 | 0.15502 | 1
4428 | 0.23555 | 0.18162 | 1 | 0 | 0 | 1 | 0.23555 | 0.18162 | 1
4429 | 0.24922 | 0.1899 | 1 | 0 | 0 | 1 | 0.24922 | 0.1899 | 1
4430 | 0.22963 | 0.19765 | 1 | 0 | 0 | 1 | 0.22963 | 0.19765 | 1
4431 | 0.17512 | 0.21155 | 1 | 0 | 0 | 1 | 0.17512 | 0.21155 | 1
4432 | 0.15254 | 0.21416 | 1 | 0 | 0 | 1 | 0.15254 | 0.21416 | 1
4433 | 0.058696 | 0.18472 | 1 | 0 | 0 | 1 | 0.058696 | 0.18472 | 1
4434 | 0 | 0.18139 | 1 | 0 | 0 | 1 | 0 | 0.18139 | 1
4435 | 0 | 0.14022 | 1 | 0 | 0 | 1 | 0 | 0.14022 | 1
4436 | 0 | 0.11354 | 1 | 0 | 0 | 1 | 0 | 0.11354 | 1
4437 | 0 | 0.10416 | 1 | 0 | 0 | 1 | 0 | 0.10416 | 1
4438 | 0 | 0.10067 | 1 | 0 | 0 | 1 | 0 | 0.10067 | 1
4439 | 0 | 0.08441 | 1 | 0 | 0 | 1 | 0 | 0.08441 | 1
4440 | 0 | 0.06941 | 1 | 0 | 0 | 1 | 0 | 0.06941 | 1
4441 | 0 | 0.083083 | 1 | 0 | 0 | 1 | 0 | 0.083083 | 1
4442 | 0 | 0.034613 | 1 | 0 | 0 | 1 | 0 | 0.034613 | 1
4443 | 0 | 0.034323 | 1 | 0 | 0 | 1 | 0 | 0.034323 | 1
4444 | 0 | 0.032757 | 1 | 0 | 0 | 1 | 0 | 0.032757 | 1
4445 | 0 | 0.030765 | 1 | 0 | 0 | 1 | 0 | 0.030765 | 1
4446 | 0 | 0.01979 | 1 | 0 | 0 | 1 | 0 | 0.01979 | 1
4447 | 0 | 0.055764 | 1 | 0 | 0 | 1 | 0 | 0.055764 | 1
4448 | 0 | 0.071526 | 1 | 0 | 0 | 1 | 0 | 0.071526 | 1
4449 | 0.038409 | 0.068319 | 1 | 0 | 0 | 1 | 0.038409 | 0.068319 | 1
4450 | 0.15515 | 0.10092 | 1 | 0 | 0 | 1 | 0.15515 | 0.10092 | 1
4451 | 0.25901 | 0.12337 | 1 | 0 | 0 | 1 | 0.25901 | 0.12337 | 1
4452 | 0.24635 | 0.16395 | 1 | 0 | 0 | 1 | 0.24635 | 0.16395 | 1
4453 | 0.29544 | 0.17568 | 1 | 0 | 0 | 1 | 0.29544 | 0.17568 | 1
4454 | 0.28015 | 0.1794 | 1 | 0 | 0 | 1 | 0.28015 | 0.1794 | 1
4455 | 0.23957 | 0.17513 | 1 | 0 | 0 | 1 | 0.23957 | 0.17513 | 1
4456 | 0.17359 | 0.17988 | 1 | 0 | 0 | 1 | 0.17359 | 0.17988 | 1
4457 | 0.037887 | 0.15348 | 1 | 0 | 0 | 1 | 0.037887 | 0.15348 | 1
4458 | 0 | 0.14043 | 1 | 0 | 0 | 1 | 0 | 0.14043 | 1
4459 | 0 | 0.10739 | 1 | 0 | 0 | 1 | 0 | 0.10739 | 1
4460 | 0 | 0.095558 | 1 | 0 | 0 | 1 | 0 | 0.095558 | 1
4461 | 0 | 0.094212 | 1 | 0 | 0 | 1 | 0 | 0.094212 | 1
4462 | 0 | 0.085991 | 1 | 0 | 0 | 1 | 0 | 0.085991 | 1
4463 | 0 | 0.082769 | 1 | 0 | 0 | 1 | 0 | 0.082769 | 1
4464 | 0 | 0.077737 | 1 | 0 | 0 | 1 | 0 | 0.077737 | 1
4465 | 0 | 0.048229 | 1 | 0 | 0 | 1 | 0 | 0.048229 | 1
4466 | 0 | 0.055375 | 1 | 0 | 0 | 1 | 0 | 0.055375 | 1
4467 | 0 | 0.060519 | 1 | 0 | 0 | 1 | 0 | 0.060519 | 1
4468 | 0 | 0.056053 | 1 | 0 | 0 | 1 | 0 | 0.056053 | 1
4469 | 0 | 0.053013 | 1 | 0 | 0 | 1 | 0 | 0.053013 | 1
4470 | 0 | 0.056143 | 1 | 0 | 0 | 1 | 0 | 0.056143 | 1
4471 | 0 | 0.057857 | 1 | 0 | 0 | 1 | 0 | 0.057857 | 1
4472 | 0 | 0.085083 | 1 | 0 | 0 | 1 | 0 | 0.085083 | 1
4473 | 0.057023 | 0.064652 | 1 | 0 | 0 | 1 | 0.057023 | 0.064652 | 1
4474 | 0.13739 | 0.080891 | 1 | 0 | 0 | 1 | 0.13739 | 0.080891 | 1
4475 | 0.29362 | 0.10527 | 1 | 0 | 0 | 1 | 0.29362 | 0.10527 | 1
4476 | 0.31176 | 0.13657 | 1 | 0 | 0 | 1 | 0.31176 | 0.13657 | 1
4477 | 0.33907 | 0.15969 | 1 | 0 | 0 | 1 | 0.33907 | 0.15969 | 1
4478 | 0.2994 | 0.17449 | 1 | 0 | 0 | 1 | 0.2994 | 0.17449 | 1
4479 | 0.29493 | 0.16659 | 1 | 0 | 0 | 1 | 0.29493 | 0.16659 | 1
4480 | 0.18997 | 0.14924 | 1 | 0 | 0 | 1 | 0.18997 | 0.14924 | 1
4481 | 0.086344 | 0.1278 | 1 | 0 | 0 | 1 | 0.086344 | 0.1278 | 1
4482 | 0 | 0.14203 | 1 | 0 | 0 | 1 | 0 | 0.14203 | 1
4483 | 0 | 0.1265 | 1 | 0 | 0 | 1 | 0 | 0.1265 | 1
4484 | 0 | 0.11346 | 1 | 0 | 0 | 1 | 0 | 0.11346 | 1
4485 | 0 | 0.11273 | 1 | 0 | 0 | 1 | 0 | 0.11273 | 1
4486 | 0 | 0.092707 | 1 | 0 | 0 | 1 | 0 | 0.092707 | 1
4487 | 0 | 0.088747 | 1 | 0 | 0 | 1 | 0 | 0.088747 | 1
4488 | 0 | 0.068647 | 1 | 0 | 0 | 1 | 0 | 0.068647 | 1
4489 | 0 | 0.048479 | 1 | 0 | 0 | 1 | 0 | 0.048479 | 1
4490 | 0 | 0.036456 | 1 | 0 | 0 | 1 | 0 | 0.036456 | 1
4491 | 0 | 0.041808 | 1 | 0 | 0 | 1 | 0 | 0.041808 | 1
4492 | 0 | 0.04532 | 1 | 0 | 0 | 1 | 0 | 0.04532 | 1
4493 | 0 | 0.054066 | 1 | 0 | 0 | 1 | 0 | 0.054066 | 1
4494 | 0 | 0.054944 | 1 | 0 | 0 | 1 | 0 | 0.054944 | 1
4495 | 0 | 0.051758 | 1 | 0 | 0 | 1 | 0 | 0.051758 | 1
4496 | 0 | 0.081533 | 1 | 0 | 0 | 1 | 0 | 0.081533 | 1
4497 | 0.040556 | 0.094164 | 1 | 0 | 0 | 1 | 0.040556 | 0.094164 | 1
4498 | 0.10292 | 0.10996 | 1 | 0 | 0 | 1 | 0.10292 | 0.10996 | 1
4499 | 0.31965 | 0.12596 | 1 | 0 | 0 | 1 | 0.31965 | 0.12596 | 1
4500 | 0.31218 | 0.15595 | 1 | 0 | 0 | 1 | 0.31218 | 0.15595 | 1
4501 | 0.35269 | 0.19081 | 1 | 0 | 0 | 1 | 0.35269 | 0.19081 | 1
4502 | 0.31629 | 0.20111 | 1 | 0 | 0 | 1 | 0.31629 | 0.20111 | 1
4503 | 0.32113 | 0.18867 | 1 | 0 | 0 | 1 | 0.32113 | 0.18867 | 1
4504 | 0.16891 | 0.16912 | 1 | 0 | 0 | 1 | 0.16891 | 0.16912 | 1
4505 | 0.066689 | 0.16151 | 1 | 0 | 0 | 1 | 0.066689 | 0.16151 | 1
4506 | 0 | 0.14843 | 1 | 0 | 0 | 1 | 0 | 0.14843 | 1
4507 | 0 | 0.14565 | 1 | 0 | 0 | 1 | 0 | 0.14565 | 1
4508 | 0 | 0.13898 | 1 | 0 | 0 | 1 | 0 | 0.13898 | 1
4509 | 0 | 0.14391 | 1 | 0 | 0 | 1 | 0 | 0.14391 | 1
4510 | 0 | 0.1402 | 1 | 0 | 0 | 1 | 0 | 0.1402 | 1
4511 | 0 | 0.15124 | 1 | 0 | 0 | 1 | 0 | 0.15124 | 1
4512 | 0 | 0.13942 | 1 | 0 | 0 | 1 | 0 | 0.13942 | 1
4513 | 0 | 0.030284 | 1 | 0 | 0 | 1 | 0 | 0.030284 | 1
4514 | 0 | 0.092623 | 1 | 0 | 0 | 1 | 0 | 0.092623 | 1
4515 | 0 | 0.088088 | 1 | 0 | 0 | 1 | 0 | 0.088088 | 1
4516 | 0 | 0.092045 | 1 | 0 | 0 | 1 | 0 | 0.092045 | 1
4517 | 0 | 0.090764 | 1 | 0 | 0 | 1 | 0 | 0.090764 | 1
4518 | 0 | 0.090059 | 1 | 0 | 0 | 1 | 0 | 0.090059 | 1
4519 | 0 | 0.095187 | 1 | 0 | 0 | 1 | 0 | 0.095187 | 1
4520 | 0 | 0.10017 | 1 | 0 | 0 | 1 | 0 | 0.10017 | 1
4521 | 0.097807 | 0.12478 | 1 | 0 | 0 | 1 | 0.097807 | 0.12478 | 1
4522 | 0.16889 | 0.14487 | 1 | 0 | 0 | 1 | 0.16889 | 0.14487 | 1
4523 | 0.28458 | 0.16681 | 1 | 0 | 0 | 1 | 0.28458 | 0.16681 | 1
4524 | 0.27927 | 0.19421 | 1 | 0 | 0 | 1 | 0.27927 | 0.19421 | 1
4525 | 0.28274 | 0.22719 | 1 | 0 | 0 | 1 | 0.28274 | 0.22719 | 1
4526 | 0.29786 | 0.2485 | 1 | 0 | 0 | 1 | 0.29786 | 0.2485 | 1
4527 | 0.31596 | 0.24626 | 1 | 0 | 0 | 1 | 0.31596 | 0.24626 | 1
4528 | 0.16764 | 0.22124 | 1 | 0 | 0 | 1 | 0.16764 | 0.22124 | 1
4529 | 0.10059 | 0.21286 | 1 | 0 | 0 | 1 | 0.10059 | 0.21286 | 1
4530 | 0 | 0.21511 | 1 | 0 | 0 | 1 | 0 | 0.21511 | 1
4531 | 0 | 0.20131 | 1 | 0 | 0 | 1 | 0 | 0.20131 | 1
4532 | 0 | 0.18971 | 1 | 0 | 0 | 1 | 0 | 0.18971 | 1
4533 | 0 | 0.1832 | 1 | 0 | 0 | 1 | 0 | 0.1832 | 1
4534 | 0 | 0.17406 | 1 | 0 | 0 | 1 | 0 | 0.17406 | 1
4535 | 0 | 0.17009 | 1 | 0 | 0 | 1 | 0 | 0.17009 | 1
4536 | 0 | 0.1588 | 1 | 0 | 0 | 1 | 0 | 0.1588 | 1
4537 | 0 | 0.090375 | 1 | 0 | 0 | 1 | 0 | 0.090375 | 1
4538 | 0 | 0.07441 | 1 | 0 | 0 | 1 | 0 | 0.07441 | 1
4539 | 0 | 0.080307 | 1 | 0 | 0 | 1 | 0 | 0.080307 | 1
4540 | 0 | 0.069932 | 1 | 0 | 0 | 1 | 0 | 0.069932 | 1
4541 | 0 | 0.07463 | 1 | 0 | 0 | 1 | 0 | 0.07463 | 1
4542 | 0 | 0.086877 | 1 | 0 | 0 | 1 | 0 | 0.086877 | 1
4543 | 0 | 0.089295 | 1 | 0 | 0 | 1 | 0 | 0.089295 | 1
4544 | 0 | 0.1026 | 1 | 0 | 0 | 1 | 0 | 0.1026 | 1
4545 | 0.10276 | 0.12647 | 1 | 0 | 0 | 1 | 0.10276 | 0.12647 | 1
4546 | 0.20288 | 0.16431 | 1 | 0 | 0 | 1 | 0.20288 | 0.16431 | 1
4547 | 0.27956 | 0.18653 | 1 | 0 | 0 | 1 | 0.27956 | 0.18653 | 1
4548 | 0.27685 | 0.21807 | 1 | 0 | 0 | 1 | 0.27685 | 0.21807 | 1
4549 | 0.27249 | 0.24932 | 1 | 0 | 0 | 1 | 0.27249 | 0.24932 | 1
4550 | 0.37077 | 0.26139 | 1 | 0 | 0 | 1 | 0.37077 | 0.26139 | 1
4551 | 0.38512 | 0.24172 | 1 | 0 | 0 | 1 | 0.38512 | 0.24172 | 1
4552 | 0.22166 | 0.23259 | 1 | 0 | 0 | 1 | 0.22166 | 0.23259 | 1
4553 | 0.088532 | 0.21154 | 1 | 0 | 0 | 1 | 0.088532 | 0.21154 | 1
4554 | 0 | 0.2008 | 1 | 0 | 0 | 1 | 0 | 0.2008 | 1
4555 | 0 | 0.19341 | 1 | 0 | 0 | 1 | 0 | 0.19341 | 1
4556 | 0 | 0.1765 | 1 | 0 | 0 | 1 | 0 | 0.1765 | 1
4557 | 0 | 0.15948 | 1 | 0 | 0 | 1 | 0 | 0.15948 | 1
4558 | 0 | 0.15737 | 1 | 0 | 0 | 1 | 0 | 0.15737 | 1
4559 | 0 | 0.15235 | 1 | 0 | 0 | 1 | 0 | 0.15235 | 1
4560 | 0 | 0.13888 | 1 | 0 | 0 | 1 | 0 | 0.13888 | 1
4561 | 0 | 0.098448 | 1 | 0 | 0 | 1 | 0 | 0.098448 | 1
4562 | 0 | 0.04914 | 1 | 0 | 0 | 1 | 0 | 0.04914 | 1
4563 | 0 | 0.059779 | 1 | 0 | 0 | 1 | 0 | 0.059779 | 1
4564 | 0 | 0.053367 | 1 | 0 | 0 | 1 | 0 | 0.053367 | 1
4565 | 0 | 0.045955 | 1 | 0 | 0 | 1 | 0 | 0.045955 | 1
4566 | 0 | 0.044452 | 1 | 0 | 0 | 1 | 0 | 0.044452 | 1
4567 | 0 | 0.038361 | 1 | 0 | 0 | 1 | 0 | 0.038361 | 1
4568 | 0 | 0.062426 | 1 | 0 | 0 | 1 | 0 | 0.062426 | 1
4569 | 0.085009 | 0.080747 | 1 | 0 | 0 | 1 | 0.085009 | 0.080747 | 1
4570 | 0.23543 | 0.1148 | 1 | 0 | 0 | 1 | 0.23543 | 0.1148 | 1
4571 | 0.2222 | 0.14048 | 1 | 0 | 0 | 1 | 0.2222 | 0.14048 | 1
4572 | 0.25585 | 0.17464 | 1 | 0 | 0 | 1 | 0.25585 | 0.17464 | 1
4573 | 0.24397 | 0.19411 | 1 | 0 | 0 | 1 | 0.24397 | 0.19411 | 1
4574 | 0.33581 | 0.20805 | 1 | 0 | 0 | 1 | 0.33581 | 0.20805 | 1
4575 | 0.33322 | 0.19161 | 1 | 0 | 0 | 1 | 0.33322 | 0.19161 | 1
4576 | 0.23233 | 0.18788 | 1 | 0 | 0 | 1 | 0.23233 | 0.18788 | 1
4577 | 0.14388 | 0.12055 | 1 | 0 | 0 | 1 | 0.14388 | 0.12055 | 1
4578 | 0 | 0.15416 | 1 | 0 | 0 | 1 | 0 | 0.15416 | 1
4579 | 0 | 0.15567 | 1 | 0 | 0 | 1 | 0 | 0.15567 | 1
4580 | 0 | 0.12769 | 1 | 0 | 0 | 1 | 0 | 0.12769 | 1
4581 | 0 | 0.11203 | 1 | 0 | 0 | 1 | 0 | 0.11203 | 1
4582 | 0 | 0.095443 | 1 | 0 | 0 | 1 | 0 | 0.095443 | 1
4583 | 0 | 0.088328 | 1 | 0 | 0 | 1 | 0 | 0.088328 | 1
4584 | 0 | 0.077302 | 1 | 0 | 0 | 1 | 0 | 0.077302 | 1
4585 | 0 | 0.071113 | 1 | 0 | 0 | 1 | 0 | 0.071113 | 1
4586 | 0 | 0 | 1 | 0 | 0 | 1 | 0 | 0 | 1
4587 | 0 | 0.0060272 | 1 | 0 | 0 | 1 | 0 | 0.0060272 | 1
4588 | 0 | 0.00088237 | 1 | 0 | 0 | 1 | 0 | 0.00088237 | 1
4589 | 0 | 0.007461 | 1 | 0 | 0 | 1 | 0 | 0.007461 | 1
4590 | 0 | 0.011496 | 1 | 0 | 0 | 1 | 0 | 0.011496 | 1
4591 | 0 | 0 | 1 | 0 | 0 | 1 | 0 | 0 | 1
4592 | 0 | 0.012224 | 1 | 0 | 0 | 1 | 0 | 0.012224 | 1
4593 | 0.078241 | 0.034023 | 1 | 0 | 0 | 1 | 0.078241 | 0.034023 | 1
4594 | 0.22017 | 0.057738 | 1 | 0 | 0 | 1 | 0.22017 | 0.057738 | 1
4595 | 0.23416 | 0.073885 | 1 | 0 | 0 | 1 | 0.23416 | 0.073885 | 1
4596 | 0.27266 | 0.065769 | 1 | 0 | 0 | 1 | 0.27266 | 0.065769 | 1
4597 | 0.22159 | 0.07909 | 1 | 0 | 0 | 1 | 0.22159 | 0.07909 | 1
4598 | 0.26617 | 0.10508 | 1 | 0 | 0 | 1 | 0.26617 | 0.10508 | 1
4599 | 0.31958 | 0.10767 | 1 | 0 | 0 | 1 | 0.31958 | 0.10767 | 1
4600 | 0.21986 | 0.098038 | 1 | 0 | 0 | 1 | 0.21986 | 0.098038 | 1
4601 | 0.12197 | 0.056988 | 1 | 0 | 0 | 1 | 0.12197 | 0.056988 | 1
4602 | 0 | 0.061008 | 1 | 0 | 0 | 1 | 0 | 0.061008 | 1
4603 | 0 | 0.064093 | 1 | 0 | 0 | 1 | 0 | 0.064093 | 1
4604 | 0 | 0.060507 | 1 | 0 | 0 | 1 | 0 | 0.060507 | 1
4605 | 0 | 0.059187 | 1 | 0 | 0 | 1 | 0 | 0.059187 | 1
4606 | 0 | 0.063492 | 1 | 0 | 0 | 1 | 0 | 0.063492 | 1
4607 | 0 | 0.054984 | 1 | 0 | 0 | 1 | 0 | 0.054984 | 1
4608 | 0 | 0.054054 | 1 | 0 | 0 | 1 | 0 | 0.054054 | 1
4609 | 0 | 0.023907 | 1 | 0 | 0 | 1 | 0 | 0.023907 | 1
4610 | 0 | 0.00028863 | 1 | 0 | 0 | 1 | 0 | 0.00028863 | 1
4611 | 0 | 0.013669 | 1 | 0 | 0 | 1 | 0 | 0.013669 | 1
4612 | 0 | 0.00079168 | 1 | 0 | 0 | 1 | 0 | 0.00079168 | 1
4613 | 0 | 0.0042414 | 1 | 0 | 0 | 1 | 0 | 0.0042414 | 1
4614 | 0 | 0.0024554 | 1 | 0 | 0 | 1 | 0 | 0.0024554 | 1
4615 | 0 | 0 | 1 | 0 | 0 | 1 | 0 | 0 | 1
4616 | 0 | 0.0072383 | 1 | 0 | 0 | 1 | 0 | 0.0072383 | 1
4617 | 0.070453 | 0.024225 | 1 | 0 | 0 | 1 | 0.070453 | 0.024225 | 1
4618 | 0.15146 | 0.036503 | 1 | 0 | 0 | 1 | 0.15146 | 0.036503 | 1
4619 | 0.19027 | 0.063256 | 1 | 0 | 0 | 1 | 0.19027 | 0.063256 | 1
4620 | 0.23794 | 0.051476 | 1 | 0 | 0 | 1 | 0.23794 | 0.051476 | 1
4621 | 0.2383 | 0.059941 | 1 | 0 | 0 | 1 | 0.2383 | 0.059941 | 1
4622 | 0.24678 | 0.094623 | 1 | 0 | 0 | 1 | 0.24678 | 0.094623 | 1
4623 | 0.28095 | 0.11368 | 1 | 0 | 0 | 1 | 0.28095 | 0.11368 | 1
4624 | 0.22138 | 0.11744 | 1 | 0 | 0 | 1 | 0.22138 | 0.11744 | 1
4625 | 0.12143 | 0.082145 | 1 | 0 | 0 | 1 | 0.12143 | 0.082145 | 1
4626 | 0 | 0.080829 | 1 | 0 | 0 | 1 | 0 | 0.080829 | 1
4627 | 0 | 0.065104 | 1 | 0 | 0 | 1 | 0 | 0.065104 | 1
4628 | 0 | 0.063285 | 1 | 0 | 0 | 1 | 0 | 0.063285 | 1
4629 | 0 | 0.061625 | 1 | 0 | 0 | 1 | 0 | 0.061625 | 1
4630 | 0 | 0.070056 | 1 | 0 | 0 | 1 | 0 | 0.070056 | 1
4631 | 0 | 0.069122 | 1 | 0 | 0 | 1 | 0 | 0.069122 | 1
4632 | 0 | 0.064958 | 1 | 0 | 0 | 1 | 0 | 0.064958 | 1
4633 | 0 | 0.030188 | 1 | 0 | 0 | 1 | 0 | 0.030188 | 1
4634 | 0 | 0.043704 | 1 | 0 | 0 | 1 | 0 | 0.043704 | 1
4635 | 0 | 0.052845 | 1 | 0 | 0 | 1 | 0 | 0.052845 | 1
4636 | 0 | 0.023519 | 1 | 0 | 0 | 1 | 0 | 0.023519 | 1
4637 | 0 | 0.032991 | 1 | 0 | 0 | 1 | 0 | 0.032991 | 1
4638 | 0 | 0.030646 | 1 | 0 | 0 | 1 | 0 | 0.030646 | 1
4639 | 0 | 0.028174 | 1 | 0 | 0 | 1 | 0 | 0.028174 | 1
4640 | 0 | 0.015837 | 1 | 0 | 0 | 1 | 0 | 0.015837 | 1
4641 | 0.10034 | 0.04032 | 1 | 0 | 0 | 1 | 0.10034 | 0.04032 | 1
4642 | 0.12175 | 0.052275 | 1 | 0 | 0 | 1 | 0.12175 | 0.052275 | 1
4643 | 0.19505 | 0.075548 | 1 | 0 | 0 | 1 | 0.19505 | 0.075548 | 1
4644 | 0.22305 | 0.056009 | 1 | 0 | 0 | 1 | 0.22305 | 0.056009 | 1
4645 | 0.21307 | 0.078738 | 1 | 0 | 0 | 1 | 0.21307 | 0.078738 | 1
4646 | 0.2175 | 0.10666 | 1 | 0 | 0 | 1 | 0.2175 | 0.10666 | 1
4647 | 0.30007 | 0.14029 | 1 | 0 | 0 | 1 | 0.30007 | 0.14029 | 1
4648 | 0.19127 | 0.13717 | 1 | 0 | 0 | 1 | 0.19127 | 0.13717 | 1
4649 | 0.092831 | 0.1232 | 1 | 0 | 0 | 1 | 0.092831 | 0.1232 | 1
4650 | 0 | 0.10195 | 1 | 0 | 0 | 1 | 0 | 0.10195 | 1
4651 | 0 | 0.081283 | 1 | 0 | 0 | 1 | 0 | 0.081283 | 1
4652 | 0 | 0.088534 | 1 | 0 | 0 | 1 | 0 | 0.088534 | 1
4653 | 0 | 0.10023 | 1 | 0 | 0 | 1 | 0 | 0.10023 | 1
4654 | 0 | 0.11935 | 1 | 0 | 0 | 1 | 0 | 0.11935 | 1
4655 | 0 | 0.10323 | 1 | 0 | 0 | 1 | 0 | 0.10323 | 1
4656 | 0 | 0.090045 | 1 | 0 | 0 | 1 | 0 | 0.090045 | 1
4657 | 0 | 0.067975 | 1 | 0 | 0 | 1 | 0 | 0.067975 | 1
4658 | 0 | 0.10045 | 1 | 0 | 0 | 1 | 0 | 0.10045 | 1
4659 | 0 | 0.086304 | 1 | 0 | 0 | 1 | 0 | 0.086304 | 1
4660 | 0 | 0.061439 | 1 | 0 | 0 | 1 | 0 | 0.061439 | 1
4661 | 0 | 0.082403 | 1 | 0 | 0 | 1 | 0 | 0.082403 | 1
4662 | 0 | 0.052175 | 1 | 0 | 0 | 1 | 0 | 0.052175 | 1
4663 | 0 | 0.058685 | 1 | 0 | 0 | 1 | 0 | 0.058685 | 1
4664 | 0 | 0.052537 | 1 | 0 | 0 | 1 | 0 | 0.052537 | 1
4665 | 0.11697 | 0.078365 | 1 | 0 | 0 | 1 | 0.11697 | 0.078365 | 1
4666 | 0.13861 | 0.099125 | 1 | 0 | 0 | 1 | 0.13861 | 0.099125 | 1
4667 | 0.22158 | 0.13887 | 1 | 0 | 0 | 1 | 0.22158 | 0.13887 | 1
4668 | 0.22655 | 0.14934 | 1 | 0 | 0 | 1 | 0.22655 | 0.14934 | 1
4669 | 0.256 | 0.16921 | 1 | 0 | 0 | 1 | 0.256 | 0.16921 | 1
4670 | 0.23297 | 0.17136 | 1 | 0 | 0 | 1 | 0.23297 | 0.17136 | 1
4671 | 0.22197 | 0.20668 | 1 | 0 | 0 | 1 | 0.22197 | 0.20668 | 1
4672 | 0.1935 | 0.19717 | 1 | 0 | 0 | 1 | 0.1935 | 0.19717 | 1
4673 | 0.10313 | 0.17383 | 1 | 0 | 0 | 1 | 0.10313 | 0.17383 | 1
4674 | 0 | 0.18138 | 1 | 0 | 0 | 1 | 0 | 0.18138 | 1
4675 | 0 | 0.16539 | 1 | 0 | 0 | 1 | 0 | 0.16539 | 1
4676 | 0 | 0.14748 | 1 | 0 | 0 | 1 | 0 | 0.14748 | 1
4677 | 0 | 0.14834 | 1 | 0 | 0 | 1 | 0 | 0.14834 | 1
4678 | 0 | 0.12923 | 1 | 0 | 0 | 1 | 0 | 0.12923 | 1
4679 | 0 | 0.11986 | 1 | 0 | 0 | 1 | 0 | 0.11986 | 1
4680 | 0 | 0.10904 | 1 | 0 | 0 | 1 | 0 | 0.10904 | 1
4681 | 0 | 0.096744 | 1 | 0 | 0 | 1 | 0 | 0.096744 | 1
4682 | 0 | 0.10588 | 1 | 0 | 0 | 1 | 0 | 0.10588 | 1
4683 | 0 | 0.096509 | 1 | 0 | 0 | 1 | 0 | 0.096509 | 1
4684 | 0 | 0.076553 | 1 | 0 | 0 | 1 | 0 | 0.076553 | 1
4685 | 0 | 0.11796 | 1 | 0 | 0 | 1 | 0 | 0.11796 | 1
4686 | 0 | 0.085343 | 1 | 0 | 0 | 1 | 0 | 0.085343 | 1
4687 | 0 | 0.095856 | 1 | 0 | 0 | 1 | 0 | 0.095856 | 1
4688 | 0 | 0.082011 | 1 | 0 | 0 | 1 | 0 | 0.082011 | 1
4689 | 0.11188 | 0.10995 | 1 | 0 | 0 | 1 | 0.11188 | 0.10995 | 1
4690 | 0.20444 | 0.11781 | 1 | 0 | 0 | 1 | 0.20444 | 0.11781 | 1
4691 | 0.24026 | 0.15866 | 1 | 0 | 0 | 1 | 0.24026 | 0.15866 | 1
4692 | 0.26748 | 0.16457 | 1 | 0 | 0 | 1 | 0.26748 | 0.16457 | 1
4693 | 0.27792 | 0.18934 | 1 | 0 | 0 | 1 | 0.27792 | 0.18934 | 1
4694 | 0.23344 | 0.18641 | 1 | 0 | 0 | 1 | 0.23344 | 0.18641 | 1
4695 | 0.22409 | 0.19995 | 1 | 0 | 0 | 1 | 0.22409 | 0.19995 | 1
4696 | 0.15911 | 0.20179 | 1 | 0 | 0 | 1 | 0.15911 | 0.20179 | 1
4697 | 0.07664 | 0.17069 | 1 | 0 | 0 | 1 | 0.07664 | 0.17069 | 1
4698 | 0 | 0.18104 | 1 | 0 | 0 | 1 | 0 | 0.18104 | 1
4699 | 0 | 0.16341 | 1 | 0 | 0 | 1 | 0 | 0.16341 | 1
4700 | 0 | 0.15906 | 1 | 0 | 0 | 1 | 0 | 0.15906 | 1
4701 | 0 | 0.14827 | 1 | 0 | 0 | 1 | 0 | 0.14827 | 1
4702 | 0 | 0.12436 | 1 | 0 | 0 | 1 | 0 | 0.12436 | 1
4703 | 0 | 0.10734 | 1 | 0 | 0 | 1 | 0 | 0.10734 | 1
4704 | 0 | 0.10335 | 1 | 0 | 0 | 1 | 0 | 0.10335 | 1
4705 | 0 | 0.1164 | 1 | 0 | 0 | 1 | 0 | 0.1164 | 1
4706 | 0 | 0.097711 | 1 | 0 | 0 | 1 | 0 | 0.097711 | 1
4707 | 0 | 0.075463 | 1 | 0 | 0 | 1 | 0 | 0.075463 | 1
4708 | 0 | 0.075079 | 1 | 0 | 0 | 1 | 0 | 0.075079 | 1
4709 | 0 | 0.094121 | 1 | 0 | 0 | 1 | 0 | 0.094121 | 1
4710 | 0 | 0.075059 | 1 | 0 | 0 | 1 | 0 | 0.075059 | 1
4711 | 0 | 0.10695 | 1 | 0 | 0 | 1 | 0 | 0.10695 | 1
4712 | 0 | 0.11363 | 1 | 0 | 0 | 1 | 0 | 0.11363 | 1
4713 | 0.083412 | 0.14436 | 1 | 0 | 0 | 1 | 0.083412 | 0.14436 | 1
4714 | 0.21103 | 0.17201 | 1 | 0 | 0 | 1 | 0.21103 | 0.17201 | 1
4715 | 0.24606 | 0.21082 | 1 | 0 | 0 | 1 | 0.24606 | 0.21082 | 1
4716 | 0.32441 | 0.22427 | 1 | 0 | 0 | 1 | 0.32441 | 0.22427 | 1
4717 | 0.3682 | 0.22542 | 1 | 0 | 0 | 1 | 0.3682 | 0.22542 | 1
4718 | 0.29702 | 0.21885 | 1 | 0 | 0 | 1 | 0.29702 | 0.21885 | 1
4719 | 0.22148 | 0.21669 | 1 | 0 | 0 | 1 | 0.22148 | 0.21669 | 1
4720 | 0.19933 | 0.22075 | 1 | 0 | 0 | 1 | 0.19933 | 0.22075 | 1
4721 | 0.066184 | 0.20367 | 1 | 0 | 0 | 1 | 0.066184 | 0.20367 | 1
4722 | 0 | 0.20635 | 1 | 0 | 0 | 1 | 0 | 0.20635 | 1
4723 | 0 | 0.18491 | 1 | 0 | 0 | 1 | 0 | 0.18491 | 1
4724 | 0 | 0.16808 | 1 | 0 | 0 | 1 | 0 | 0.16808 | 1
4725 | 0 | 0.13147 | 1 | 0 | 0 | 1 | 0 | 0.13147 | 1
4726 | 0 | 0.11577 | 1 | 0 | 0 | 1 | 0 | 0.11577 | 1
4727 | 0 | 0.12986 | 1 | 0 | 0 | 1 | 0 | 0.12986 | 1
4728 | 0 | 0.12277 | 1 | 0 | 0 | 1 | 0 | 0.12277 | 1
4729 | 0 | 0.10562 | 1 | 0 | 0 | 1 | 0 | 0.10562 | 1
4730 | 0 | 0.095922 | 1 | 0 | 0 | 1 | 0 | 0.095922 | 1
4731 | 0 | 0.099263 | 1 | 0 | 0 | 1 | 0 | 0.099263 | 1
4732 | 0 | 0.093856 | 1 | 0 | 0 | 1 | 0 | 0.093856 | 1
4733 | 0 | 0.085534 | 1 | 0 | 0 | 1 | 0 | 0.085534 | 1
4734 | 0 | 0.0849 | 1 | 0 | 0 | 1 | 0 | 0.0849 | 1
4735 | 0 | 0.10387 | 1 | 0 | 0 | 1 | 0 | 0.10387 | 1
4736 | 0 | 0.089207 | 1 | 0 | 0 | 1 | 0 | 0.089207 | 1
4737 | 0.04191 | 0.13014 | 1 | 0 | 0 | 1 | 0.04191 | 0.13014 | 1
4738 | 0.18017 | 0.16172 | 1 | 0 | 0 | 1 | 0.18017 | 0.16172 | 1
4739 | 0.18123 | 0.16748 | 1 | 0 | 0 | 1 | 0.18123 | 0.16748 | 1
4740 | 0.26538 | 0.15714 | 1 | 0 | 0 | 1 | 0.26538 | 0.15714 | 1
4741 | 0.35186 | 0.16929 | 1 | 0 | 0 | 1 | 0.35186 | 0.16929 | 1
4742 | 0.33659 | 0.17248 | 1 | 0 | 0 | 1 | 0.33659 | 0.17248 | 1
4743 | 0.25538 | 0.16569 | 1 | 0 | 0 | 1 | 0.25538 | 0.16569 | 1
4744 | 0.14506 | 0.1624 | 1 | 0 | 0 | 1 | 0.14506 | 0.1624 | 1
4745 | 0.025519 | 0.14852 | 1 | 0 | 0 | 1 | 0.025519 | 0.14852 | 1
4746 | 0 | 0.16626 | 1 | 0 | 0 | 1 | 0 | 0.16626 | 1
4747 | 0 | 0.15266 | 1 | 0 | 0 | 1 | 0 | 0.15266 | 1
4748 | 0 | 0.11267 | 1 | 0 | 0 | 1 | 0 | 0.11267 | 1
4749 | 0 | 0.088177 | 1 | 0 | 0 | 1 | 0 | 0.088177 | 1
4750 | 0 | 0.089424 | 1 | 0 | 0 | 1 | 0 | 0.089424 | 1
4751 | 0 | 0.10316 | 1 | 0 | 0 | 1 | 0 | 0.10316 | 1
4752 | 0 | 0.08908 | 1 | 0 | 0 | 1 | 0 | 0.08908 | 1
4753 | 0 | 0.10488 | 1 | 0 | 0 | 1 | 0 | 0.10488 | 1
4754 | 0 | 0.073561 | 1 | 0 | 0 | 1 | 0 | 0.073561 | 1
4755 | 0 | 0.069217 | 1 | 0 | 0 | 1 | 0 | 0.069217 | 1
4756 | 0 | 0.056062 | 1 | 0 | 0 | 1 | 0 | 0.056062 | 1
4757 | 0 | 0.034456 | 1 | 0 | 0 | 1 | 0 | 0.034456 | 1
4758 | 0 | 0.027332 | 1 | 0 | 0 | 1 | 0 | 0.027332 | 1
4759 | 0 | 0.053634 | 1 | 0 | 0 | 1 | 0 | 0.053634 | 1
4760 | 0 | 0.030849 | 1 | 0 | 0 | 1 | 0 | 0.030849 | 1
4761 | 0.061406 | 0.090491 | 1 | 0 | 0 | 1 | 0.061406 | 0.090491 | 1
4762 | 0.18047 | 0.13864 | 1 | 0 | 0 | 1 | 0.18047 | 0.13864 | 1
4763 | 0.23564 | 0.14979 | 1 | 0 | 0 | 1 | 0.23564 | 0.14979 | 1
4764 | 0.28985 | 0.15852 | 1 | 0 | 0 | 1 | 0.28985 | 0.15852 | 1
4765 | 0.34507 | 0.16943 | 1 | 0 | 0 | 1 | 0.34507 | 0.16943 | 1
4766 | 0.32058 | 0.18074 | 1 | 0 | 0 | 1 | 0.32058 | 0.18074 | 1
4767 | 0.22995 | 0.17323 | 1 | 0 | 0 | 1 | 0.22995 | 0.17323 | 1
4768 | 0.17673 | 0.14357 | 1 | 0 | 0 | 1 | 0.17673 | 0.14357 | 1
4769 | 0.060091 | 0.14249 | 1 | 0 | 0 | 1 | 0.060091 | 0.14249 | 1
4770 | 0 | 0.15604 | 1 | 0 | 0 | 1 | 0 | 0.15604 | 1
4771 | 0 | 0.14734 | 1 | 0 | 0 | 1 | 0 | 0.14734 | 1
4772 | 0 | 0.099007 | 1 | 0 | 0 | 1 | 0 | 0.099007 | 1
4773 | 0 | 0.083921 | 1 | 0 | 0 | 1 | 0 | 0.083921 | 1
4774 | 0 | 0.10669 | 1 | 0 | 0 | 1 | 0 | 0.10669 | 1
4775 | 0 | 0.10839 | 1 | 0 | 0 | 1 | 0 | 0.10839 | 1
4776 | 0 | 0.095247 | 1 | 0 | 0 | 1 | 0 | 0.095247 | 1
4777 | 0 | 0.071448 | 1 | 0 | 0 | 1 | 0 | 0.071448 | 1
4778 | 0 | 0.067681 | 1 | 0 | 0 | 1 | 0 | 0.067681 | 1
4779 | 0 | 0.068121 | 1 | 0 | 0 | 1 | 0 | 0.068121 | 1
4780 | 0 | 0.043453 | 1 | 0 | 0 | 1 | 0 | 0.043453 | 1
4781 | 0 | 0.032034 | 1 | 0 | 0 | 1 | 0 | 0.032034 | 1
4782 | 0 | 0.024808 | 1 | 0 | 0 | 1 | 0 | 0.024808 | 1
4783 | 0 | 0.028465 | 1 | 0 | 0 | 1 | 0 | 0.028465 | 1
4784 | 0 | 0.021912 | 1 | 0 | 0 | 1 | 0 | 0.021912 | 1
4785 | 0.10198 | 0.071336 | 1 | 0 | 0 | 1 | 0.10198 | 0.071336 | 1
4786 | 0.25155 | 0.1221 | 1 | 0 | 0 | 1 | 0.25155 | 0.1221 | 1
4787 | 0.24343 | 0.14423 | 1 | 0 | 0 | 1 | 0.24343 | 0.14423 | 1
4788 | 0.28565 | 0.15556 | 1 | 0 | 0 | 1 | 0.28565 | 0.15556 | 1
4789 | 0.29315 | 0.15971 | 1 | 0 | 0 | 1 | 0.29315 | 0.15971 | 1
4790 | 0.24119 | 0.17086 | 1 | 0 | 0 | 1 | 0.24119 | 0.17086 | 1
4791 | 0.20737 | 0.1715 | 1 | 0 | 0 | 1 | 0.20737 | 0.1715 | 1
4792 | 0.15991 | 0.15225 | 1 | 0 | 0 | 1 | 0.15991 | 0.15225 | 1
4793 | 0.073855 | 0.15507 | 1 | 0 | 0 | 1 | 0.073855 | 0.15507 | 1
4794 | 0 | 0.17108 | 1 | 0 | 0 | 1 | 0 | 0.17108 | 1
4795 | 0 | 0.16798 | 1 | 0 | 0 | 1 | 0 | 0.16798 | 1
4796 | 0 | 0.091339 | 1 | 0 | 0 | 1 | 0 | 0.091339 | 1
4797 | 0 | 0.06472 | 1 | 0 | 0 | 1 | 0 | 0.06472 | 1
4798 | 0 | 0.088739 | 1 | 0 | 0 | 1 | 0 | 0.088739 | 1
4799 | 0 | 0.090491 | 1 | 0 | 0 | 1 | 0 | 0.090491 | 1
4800 | 0 | 0.073062 | 1 | 0 | 0 | 1 | 0 | 0.073062 | 1
4801 | 0 | 0.073934 | 1 | 0 | 0 | 1 | 0 | 0.073934 | 1
4802 | 0 | 0.050044 | 1 | 0 | 0 | 1 | 0 | 0.050044 | 1
4803 | 0 | 0.056111 | 1 | 0 | 0 | 1 | 0 | 0.056111 | 1
4804 | 0 | 0.027719 | 1 | 0 | 0 | 1 | 0 | 0.027719 | 1
4805 | 0 | 0.034358 | 1 | 0 | 0 | 1 | 0 | 0.034358 | 1
4806 | 0 | 0 | 1 | 0 | 0 | 1 | 0 | 0 | 1
4807 | 0 | 0.023348 | 1 | 0 | 0 | 1 | 0 | 0.023348 | 1
4808 | 0 | 0.032932 | 1 | 0 | 0 | 1 | 0 | 0.032932 | 1
4809 | 0.14217 | 0.084278 | 1 | 0 | 0 | 1 | 0.14217 | 0.084278 | 1
4810 | 0.28549 | 0.14873 | 1 | 0 | 0 | 1 | 0.28549 | 0.14873 | 1
4811 | 0.28837 | 0.19052 | 1 | 0 | 0 | 1 | 0.28837 | 0.19052 | 1
4812 | 0.40296 | 0.21735 | 1 | 0 | 0 | 1 | 0.40296 | 0.21735 | 1
4813 | 0.32754 | 0.22283 | 1 | 0 | 0 | 1 | 0.32754 | 0.22283 | 1
4814 | 0.24167 | 0.2254 | 1 | 0 | 0 | 1 | 0.24167 | 0.2254 | 1
4815 | 0.21883 | 0.2141 | 1 | 0 | 0 | 1 | 0.21883 | 0.2141 | 1
4816 | 0.19137 | 0.19513 | 1 | 0 | 0 | 1 | 0.19137 | 0.19513 | 1
4817 | 0.12854 | 0.20593 | 1 | 0 | 0 | 1 | 0.12854 | 0.20593 | 1
4818 | 0 | 0.18916 | 1 | 0 | 0 | 1 | 0 | 0.18916 | 1
4819 | 0 | 0.1602 | 1 | 0 | 0 | 1 | 0 | 0.1602 | 1
4820 | 0 | 0.090223 | 1 | 0 | 0 | 1 | 0 | 0.090223 | 1
4821 | 0 | 0.068308 | 1 | 0 | 0 | 1 | 0 | 0.068308 | 1
4822 | 0 | 0.086598 | 1 | 0 | 0 | 1 | 0 | 0.086598 | 1
4823 | 0 | 0.097101 | 1 | 0 | 0 | 1 | 0 | 0.097101 | 1
4824 | 0 | 0.074983 | 1 | 0 | 0 | 1 | 0 | 0.074983 | 1
4825 | 0 | 0.061051 | 1 | 0 | 0 | 1 | 0 | 0.061051 | 1
4826 | 0 | 0.04519 | 1 | 0 | 0 | 1 | 0 | 0.04519 | 1
4827 | 0 | 0.043095 | 1 | 0 | 0 | 1 | 0 | 0.043095 | 1
4828 | 0 | 0.024116 | 1 | 0 | 0 | 1 | 0 | 0.024116 | 1
4829 | 0 | 0.039126 | 1 | 0 | 0 | 1 | 0 | 0.039126 | 1
4830 | 0 | 0.0023632 | 1 | 0 | 0 | 1 | 0 | 0.0023632 | 1
4831 | 0 | 0.025545 | 1 | 0 | 0 | 1 | 0 | 0.025545 | 1
4832 | 0 | 0.057174 | 1 | 0 | 0 | 1 | 0 | 0.057174 | 1
4833 | 0.096611 | 0.08948 | 1 | 0 | 0 | 1 | 0.096611 | 0.08948 | 1
4834 | 0.28007 | 0.11356 | 1 | 0 | 0 | 1 | 0.28007 | 0.11356 | 1
4835 | 0.27616 | 0.15728 | 1 | 0 | 0 | 1 | 0.27616 | 0.15728 | 1
4836 | 0.34087 | 0.17823 | 1 | 0 | 0 | 1 | 0.34087 | 0.17823 | 1
4837 | 0.27857 | 0.19572 | 1 | 0 | 0 | 1 | 0.27857 | 0.19572 | 1
4838 | 0.19756 | 0.21564 | 1 | 0 | 0 | 1 | 0.19756 | 0.21564 | 1
4839 | 0.17867 | 0.21755 | 1 | 0 | 0 | 1 | 0.17867 | 0.21755 | 1
4840 | 0.12786 | 0.20884 | 1 | 0 | 0 | 1 | 0.12786 | 0.20884 | 1
4841 | 0.044701 | 0.19978 | 1 | 0 | 0 | 1 | 0.044701 | 0.19978 | 1
4842 | 0 | 0.17103 | 1 | 0 | 0 | 1 | 0 | 0.17103 | 1
4843 | 0 | 0.15089 | 1 | 0 | 0 | 1 | 0 | 0.15089 | 1
4844 | 0 | 0.084888 | 1 | 0 | 0 | 1 | 0 | 0.084888 | 1
4845 | 0 | 0.06253 | 1 | 0 | 0 | 1 | 0 | 0.06253 | 1
4846 | 0 | 0.071526 | 1 | 0 | 0 | 1 | 0 | 0.071526 | 1
4847 | 0 | 0.099529 | 1 | 0 | 0 | 1 | 0 | 0.099529 | 1
4848 | 0 | 0.072479 | 1 | 0 | 0 | 1 | 0 | 0.072479 | 1
4849 | 0 | 0.056126 | 1 | 0 | 0 | 1 | 0 | 0.056126 | 1
4850 | 0 | 0.057211 | 1 | 0 | 0 | 1 | 0 | 0.057211 | 1
4851 | 0 | 0.047478 | 1 | 0 | 0 | 1 | 0 | 0.047478 | 1
4852 | 0 | 0.03388 | 1 | 0 | 0 | 1 | 0 | 0.03388 | 1
4853 | 0 | 0.036787 | 1 | 0 | 0 | 1 | 0 | 0.036787 | 1
4854 | 0 | 0.0051408 | 1 | 0 | 0 | 1 | 0 | 0.0051408 | 1
4855 | 0 | 0.039073 | 1 | 0 | 0 | 1 | 0 | 0.039073 | 1
4856 | 0 | 0.060361 | 1 | 0 | 0 | 1 | 0 | 0.060361 | 1
4857 | 0.041749 | 0.11156 | 1 | 0 | 0 | 1 | 0.041749 | 0.11156 | 1
4858 | 0.16848 | 0.12281 | 1 | 0 | 0 | 1 | 0.16848 | 0.12281 | 1
4859 | 0.22556 | 0.16384 | 1 | 0 | 0 | 1 | 0.22556 | 0.16384 | 1
4860 | 0.33156 | 0.18171 | 1 | 0 | 0 | 1 | 0.33156 | 0.18171 | 1
4861 | 0.29501 | 0.21924 | 1 | 0 | 0 | 1 | 0.29501 | 0.21924 | 1
4862 | 0.25078 | 0.23157 | 1 | 0 | 0 | 1 | 0.25078 | 0.23157 | 1
4863 | 0.2384 | 0.22125 | 1 | 0 | 0 | 1 | 0.2384 | 0.22125 | 1
4864 | 0.12159 | 0.20012 | 1 | 0 | 0 | 1 | 0.12159 | 0.20012 | 1
4865 | 0.025609 | 0.18932 | 1 | 0 | 0 | 1 | 0.025609 | 0.18932 | 1
4866 | 0 | 0.17056 | 1 | 0 | 0 | 1 | 0 | 0.17056 | 1
4867 | 0 | 0.13942 | 1 | 0 | 0 | 1 | 0 | 0.13942 | 1
4868 | 0 | 0.10253 | 1 | 0 | 0 | 1 | 0 | 0.10253 | 1
4869 | 0 | 0.089877 | 1 | 0 | 0 | 1 | 0 | 0.089877 | 1
4870 | 0 | 0.097627 | 1 | 0 | 0 | 1 | 0 | 0.097627 | 1
4871 | 0 | 0.10567 | 1 | 0 | 0 | 1 | 0 | 0.10567 | 1
4872 | 0 | 0.08063 | 1 | 0 | 0 | 1 | 0 | 0.08063 | 1
4873 | 0 | 0.046505 | 1 | 0 | 0 | 1 | 0 | 0.046505 | 1
4874 | 0 | 0.077811 | 1 | 0 | 0 | 1 | 0 | 0.077811 | 1
4875 | 0 | 0.056031 | 1 | 0 | 0 | 1 | 0 | 0.056031 | 1
4876 | 0 | 0.036203 | 1 | 0 | 0 | 1 | 0 | 0.036203 | 1
4877 | 0 | 0.031651 | 1 | 0 | 0 | 1 | 0 | 0.031651 | 1
4878 | 0 | 0.020926 | 1 | 0 | 0 | 1 | 0 | 0.020926 | 1
4879 | 0 | 0.048097 | 1 | 0 | 0 | 1 | 0 | 0.048097 | 1
4880 | 0 | 0.068112 | 1 | 0 | 0 | 1 | 0 | 0.068112 | 1
4881 | 0 | 0.10496 | 1 | 0 | 0 | 1 | 0 | 0.10496 | 1
4882 | 0.11075 | 0.11546 | 1 | 0 | 0 | 1 | 0.11075 | 0.11546 | 1
4883 | 0.16559 | 0.15353 | 1 | 0 | 0 | 1 | 0.16559 | 0.15353 | 1
4884 | 0.18882 | 0.14637 | 1 | 0 | 0 | 1 | 0.18882 | 0.14637 | 1
4885 | 0.2269 | 0.186 | 1 | 0 | 0 | 1 | 0.2269 | 0.186 | 1
4886 | 0.2212 | 0.21006 | 1 | 0 | 0 | 1 | 0.2212 | 0.21006 | 1
4887 | 0.21188 | 0.22875 | 1 | 0 | 0 | 1 | 0.21188 | 0.22875 | 1
4888 | 0.11873 | 0.23386 | 1 | 0 | 0 | 1 | 0.11873 | 0.23386 | 1
4889 | 0.0041791 | 0.19919 | 1 | 0 | 0 | 1 | 0.0041791 | 0.19919 | 1
4890 | 0 | 0.17169 | 1 | 0 | 0 | 1 | 0 | 0.17169 | 1
4891 | 0 | 0.12066 | 1 | 0 | 0 | 1 | 0 | 0.12066 | 1
4892 | 0 | 0.076432 | 1 | 0 | 0 | 1 | 0 | 0.076432 | 1
4893 | 0 | 0.068798 | 1 | 0 | 0 | 1 | 0 | 0.068798 | 1
4894 | 0 | 0.081149 | 1 | 0 | 0 | 1 | 0 | 0.081149 | 1
4895 | 0 | 0.09908 | 1 | 0 | 0 | 1 | 0 | 0.09908 | 1
4896 | 0 | 0.063825 | 1 | 0 | 0 | 1 | 0 | 0.063825 | 1
4897 | 0 | 0.06834 | 1 | 0 | 0 | 1 | 0 | 0.06834 | 1
4898 | 0 | 0.0729 | 1 | 0 | 0 | 1 | 0 | 0.0729 | 1
4899 | 0 | 0.053088 | 1 | 0 | 0 | 1 | 0 | 0.053088 | 1
4900 | 0 | 0.041069 | 1 | 0 | 0 | 1 | 0 | 0.041069 | 1
4901 | 0 | 0.033366 | 1 | 0 | 0 | 1 | 0 | 0.033366 | 1
4902 | 0 | 0.024133 | 1 | 0 | 0 | 1 | 0 | 0.024133 | 1
4903 | 0 | 0.048847 | 1 | 0 | 0 | 1 | 0 | 0.048847 | 1
4904 | 0 | 0.074675 | 1 | 0 | 0 | 1 | 0 | 0.074675 | 1
4905 | 0 | 0.084712 | 1 | 0 | 0 | 1 | 0 | 0.084712 | 1
4906 | 0.12608 | 0.12333 | 1 | 0 | 0 | 1 | 0.12608 | 0.12333 | 1
4907 | 0.17616 | 0.14026 | 1 | 0 | 0 | 1 | 0.17616 | 0.14026 | 1
4908 | 0.23533 | 0.13481 | 1 | 0 | 0 | 1 | 0.23533 | 0.13481 | 1
4909 | 0.2664 | 0.16292 | 1 | 0 | 0 | 1 | 0.2664 | 0.16292 | 1
4910 | 0.25275 | 0.16277 | 1 | 0 | 0 | 1 | 0.25275 | 0.16277 | 1
4911 | 0.28456 | 0.18055 | 1 | 0 | 0 | 1 | 0.28456 | 0.18055 | 1
4912 | 0.18414 | 0.16073 | 1 | 0 | 0 | 1 | 0.18414 | 0.16073 | 1
4913 | 0.067474 | 0.14027 | 1 | 0 | 0 | 1 | 0.067474 | 0.14027 | 1
4914 | 0 | 0.11743 | 1 | 0 | 0 | 1 | 0 | 0.11743 | 1
4915 | 0 | 0.087959 | 1 | 0 | 0 | 1 | 0 | 0.087959 | 1
4916 | 0 | 0.047606 | 1 | 0 | 0 | 1 | 0 | 0.047606 | 1
4917 | 0 | 0.038936 | 1 | 0 | 0 | 1 | 0 | 0.038936 | 1
4918 | 0 | 0.038908 | 1 | 0 | 0 | 1 | 0 | 0.038908 | 1
4919 | 0 | 0.063659 | 1 | 0 | 0 | 1 | 0 | 0.063659 | 1
4920 | 0 | 0.034621 | 1 | 0 | 0 | 1 | 0 | 0.034621 | 1
4921 | 0 | 0.062404 | 1 | 0 | 0 | 1 | 0 | 0.062404 | 1
4922 | 0 | 0.050646 | 1 | 0 | 0 | 1 | 0 | 0.050646 | 1
4923 | 0 | 0.038663 | 1 | 0 | 0 | 1 | 0 | 0.038663 | 1
4924 | 0 | 0.0058103 | 1 | 0 | 0 | 1 | 0 | 0.0058103 | 1
4925 | 0 | 0.014604 | 1 | 0 | 0 | 1 | 0 | 0.014604 | 1
4926 | 0 | 0.012345 | 1 | 0 | 0 | 1 | 0 | 0.012345 | 1
4927 | 0 | 0.030741 | 1 | 0 | 0 | 1 | 0 | 0.030741 | 1
4928 | 0 | 0.029966 | 1 | 0 | 0 | 1 | 0 | 0.029966 | 1
4929 | 0 | 0.050314 | 1 | 0 | 0 | 1 | 0 | 0.050314 | 1
4930 | 0.14703 | 0.087293 | 1 | 0 | 0 | 1 | 0.14703 | 0.087293 | 1
4931 | 0.19682 | 0.12209 | 1 | 0 | 0 | 1 | 0.19682 | 0.12209 | 1
4932 | 0.23759 | 0.12105 | 1 | 0 | 0 | 1 | 0.23759 | 0.12105 | 1
4933 | 0.29819 | 0.13677 | 1 | 0 | 0 | 1 | 0.29819 | 0.13677 | 1
4934 | 0.29711 | 0.14228 | 1 | 0 | 0 | 1 | 0.29711 | 0.14228 | 1
4935 | 0.26529 | 0.14913 | 1 | 0 | 0 | 1 | 0.26529 | 0.14913 | 1
4936 | 0.25704 | 0.13046 | 1 | 0 | 0 | 1 | 0.25704 | 0.13046 | 1
4937 | 0.094365 | 0.10632 | 1 | 0 | 0 | 1 | 0.094365 | 0.10632 | 1
4938 | 0 | 0.08193 | 1 | 0 | 0 | 1 | 0 | 0.08193 | 1
4939 | 0 | 0.064322 | 1 | 0 | 0 | 1 | 0 | 0.064322 | 1
4940 | 0 | 0.0060231 | 1 | 0 | 0 | 1 | 0 | 0.0060231 | 1
4941 | 0 | 0.0047676 | 1 | 0 | 0 | 1 | 0 | 0.0047676 | 1
4942 | 0 | 0.0053538 | 1 | 0 | 0 | 1 | 0 | 0.0053538 | 1
4943 | 0 | 0.037301 | 1 | 0 | 0 | 1 | 0 | 0.037301 | 1
4944 | 0 | 0.0035736 | 1 | 0 | 0 | 1 | 0 | 0.0035736 | 1
4945 | 0 | 0.027379 | 1 | 0 | 0 | 1 | 0 | 0.027379 | 1
4946 | 0 | 0.0039331 | 1 | 0 | 0 | 1 | 0 | 0.0039331 | 1
4947 | 0 | 0 | 1 | 0 | 0 | 1 | 0 | 0 | 1
4948 | 0 | 0 | 1 | 0 | 0 | 1 | 0 | 0 | 1
4949 | 0 | 0.0031428 | 1 | 0 | 0 | 1 | 0 | 0.0031428 | 1
4950 | 0 | 0.012762 | 1 | 0 | 0 | 1 | 0 | 0.012762 | 1
4951 | 0 | 0.010968 | 1 | 0 | 0 | 1 | 0 | 0.010968 | 1
4952 | 0 | 0.009654 | 1 | 0 | 0 | 1 | 0 | 0.009654 | 1
4953 | 0.059711 | 0.047096 | 1 | 0 | 0 | 1 | 0.059711 | 0.047096 | 1
4954 | 0.22573 | 0.068621 | 1 | 0 | 0 | 1 | 0.22573 | 0.068621 | 1
4955 | 0.31958 | 0.10897 | 1 | 0 | 0 | 1 | 0.31958 | 0.10897 | 1
4956 | 0.36191 | 0.14052 | 1 | 0 | 0 | 1 | 0.36191 | 0.14052 | 1
4957 | 0.39012 | 0.15365 | 1 | 0 | 0 | 1 | 0.39012 | 0.15365 | 1
4958 | 0.37893 | 0.1552 | 1 | 0 | 0 | 1 | 0.37893 | 0.1552 | 1
4959 | 0.33523 | 0.12224 | 1 | 0 | 0 | 1 | 0.33523 | 0.12224 | 1
4960 | 0.22688 | 0.10012 | 1 | 0 | 0 | 1 | 0.22688 | 0.10012 | 1
4961 | 0.074394 | 0.08562 | 1 | 0 | 0 | 1 | 0.074394 | 0.08562 | 1
4962 | 0 | 0.063128 | 1 | 0 | 0 | 1 | 0 | 0.063128 | 1
4963 | 0 | 0.05297 | 1 | 0 | 0 | 1 | 0 | 0.05297 | 1
4964 | 0 | 0.011362 | 1 | 0 | 0 | 1 | 0 | 0.011362 | 1
4965 | 0 | 0.0010298 | 1 | 0 | 0 | 1 | 0 | 0.0010298 | 1
4966 | 0 | 0 | 1 | 0 | 0 | 1 | 0 | 0 | 1
4967 | 0 | 0.013138 | 1 | 0 | 0 | 1 | 0 | 0.013138 | 1
4968 | 0 | 0 | 1 | 0 | 0 | 1 | 0 | 0 | 1
4969 | 0 | 0 | 1 | 0 | 0 | 1 | 0 | 0 | 1
4970 | 0 | 0.0018955 | 1 | 0 | 0 | 1 | 0 | 0.0018955 | 1
4971 | 0 | 0 | 1 | 0 | 0 | 1 | 0 | 0 | 1
4972 | 0 | 0 | 1 | 0 | 0 | 1 | 0 | 0 | 1
4973 | 0 | 0.0030875 | 1 | 0 | 0 | 1 | 0 | 0.0030875 | 1
4974 | 0 | 0.010052 | 1 | 0 | 0 | 1 | 0 | 0.010052 | 1
4975 | 0 | 0.016989 | 1 | 0 | 0 | 1 | 0 | 0.016989 | 1
4976 | 0 | 0.019463 | 1 | 0 | 0 | 1 | 0 | 0.019463 | 1
4977 | 0.052615 | 0.068754 | 1 | 0 | 0 | 1 | 0.052615 | 0.068754 | 1
4978 | 0.21495 | 0.11139 | 1 | 0 | 0 | 1 | 0.21495 | 0.11139 | 1
4979 | 0.29852 | 0.15831 | 1 | 0 | 0 | 1 | 0.29852 | 0.15831 | 1
4980 | 0.32749 | 0.18644 | 1 | 0 | 0 | 1 | 0.32749 | 0.18644 | 1
4981 | 0.34724 | 0.2033 | 1 | 0 | 0 | 1 | 0.34724 | 0.2033 | 1
4982 | 0.36916 | 0.22048 | 1 | 0 | 0 | 1 | 0.36916 | 0.22048 | 1
4983 | 0.31536 | 0.16739 | 1 | 0 | 0 | 1 | 0.31536 | 0.16739 | 1
4984 | 0.22867 | 0.16933 | 1 | 0 | 0 | 1 | 0.22867 | 0.16933 | 1
4985 | 0.10139 | 0.14929 | 1 | 0 | 0 | 1 | 0.10139 | 0.14929 | 1
4986 | 0 | 0.12604 | 1 | 0 | 0 | 1 | 0 | 0.12604 | 1
4987 | 0 | 0.095903 | 1 | 0 | 0 | 1 | 0 | 0.095903 | 1
4988 | 0 | 0.079596 | 1 | 0 | 0 | 1 | 0 | 0.079596 | 1
4989 | 0 | 0.057295 | 1 | 0 | 0 | 1 | 0 | 0.057295 | 1
4990 | 0 | 0.061047 | 1 | 0 | 0 | 1 | 0 | 0.061047 | 1
4991 | 0 | 0.061898 | 1 | 0 | 0 | 1 | 0 | 0.061898 | 1
4992 | 0 | 0.054963 | 1 | 0 | 0 | 1 | 0 | 0.054963 | 1
4993 | 0 | 0 | 1 | 0 | 0 | 1 | 0 | 0 | 1
4994 | 0 | 0.046452 | 1 | 0 | 0 | 1 | 0 | 0.046452 | 1
4995 | 0 | 0.026659 | 1 | 0 | 0 | 1 | 0 | 0.026659 | 1
4996 | 0 | 0.0097674 | 1 | 0 | 0 | 1 | 0 | 0.0097674 | 1
4997 | 0 | 0.027831 | 1 | 0 | 0 | 1 | 0 | 0.027831 | 1
4998 | 0 | 0.043872 | 1 | 0 | 0 | 1 | 0 | 0.043872 | 1
4999 | 0 | 0.055218 | 1 | 0 | 0 | 1 | 0 | 0.055218 | 1
5000 | 0 | 0.061559 | 1 | 0 | 0 | 1 | 0 | 0.061559 | 1
5001 | 0.108 | 0.12441 | 1 | 0 | 0 | 1 | 0.108 | 0.12441 | 1
5002 | 0.31462 | 0.18867 | 1 | 0 | 0 | 1 | 0.31462 | 0.18867 | 1
5003 | 0.39227 | 0.20163 | 1 | 0 | 0 | 1 | 0.39227 | 0.20163 | 1
5004 | 0.38023 | 0.22946 | 1 | 0 | 0 | 1 | 0.38023 | 0.22946 | 1
5005 | 0.36137 | 0.24898 | 1 | 0 | 0 | 1 | 0.36137 | 0.24898 | 1
5006 | 0.36242 | 0.27329 | 1 | 0 | 0 | 1 | 0.36242 | 0.27329 | 1
5007 | 0.3556 | 0.21255 | 1 | 0 | 0 | 1 | 0.3556 | 0.21255 | 1
5008 | 0.21421 | 0.22344 | 1 | 0 | 0 | 1 | 0.21421 | 0.22344 | 1
5009 | 0.10066 | 0.22044 | 1 | 0 | 0 | 1 | 0.10066 | 0.22044 | 1
5010 | 0 | 0.18176 | 1 | 0 | 0 | 1 | 0 | 0.18176 | 1
5011 | 0 | 0.13487 | 1 | 0 | 0 | 1 | 0 | 0.13487 | 1
5012 | 0 | 0.14169 | 1 | 0 | 0 | 1 | 0 | 0.14169 | 1
5013 | 0 | 0.12225 | 1 | 0 | 0 | 1 | 0 | 0.12225 | 1
5014 | 0 | 0.12177 | 1 | 0 | 0 | 1 | 0 | 0.12177 | 1
5015 | 0 | 0.1042 | 1 | 0 | 0 | 1 | 0 | 0.1042 | 1
5016 | 0 | 0.1136 | 1 | 0 | 0 | 1 | 0 | 0.1136 | 1
5017 | 0 | 0.038204 | 1 | 0 | 0 | 1 | 0 | 0.038204 | 1
5018 | 0 | 0.092111 | 1 | 0 | 0 | 1 | 0 | 0.092111 | 1
5019 | 0 | 0.066655 | 1 | 0 | 0 | 1 | 0 | 0.066655 | 1
5020 | 0 | 0.050228 | 1 | 0 | 0 | 1 | 0 | 0.050228 | 1
5021 | 0 | 0.053767 | 1 | 0 | 0 | 1 | 0 | 0.053767 | 1
5022 | 0 | 0.056125 | 1 | 0 | 0 | 1 | 0 | 0.056125 | 1
5023 | 0 | 0.082971 | 1 | 0 | 0 | 1 | 0 | 0.082971 | 1
5024 | 0 | 0.10644 | 1 | 0 | 0 | 1 | 0 | 0.10644 | 1
5025 | 0.076809 | 0.15917 | 1 | 0 | 0 | 1 | 0.076809 | 0.15917 | 1
5026 | 0.28442 | 0.21935 | 1 | 0 | 0 | 1 | 0.28442 | 0.21935 | 1
5027 | 0.33811 | 0.22402 | 1 | 0 | 0 | 1 | 0.33811 | 0.22402 | 1
5028 | 0.38012 | 0.23735 | 1 | 0 | 0 | 1 | 0.38012 | 0.23735 | 1
5029 | 0.39412 | 0.28165 | 1 | 0 | 0 | 1 | 0.39412 | 0.28165 | 1
5030 | 0.39474 | 0.31101 | 1 | 0 | 0 | 1 | 0.39474 | 0.31101 | 1
5031 | 0.33191 | 0.28821 | 1 | 0 | 0 | 1 | 0.33191 | 0.28821 | 1
5032 | 0.28988 | 0.2693 | 1 | 0 | 0 | 1 | 0.28988 | 0.2693 | 1
5033 | 0.13358 | 0.27689 | 1 | 0 | 0 | 1 | 0.13358 | 0.27689 | 1
5034 | 0 | 0.25575 | 1 | 0 | 0 | 1 | 0 | 0.25575 | 1
5035 | 0 | 0.20743 | 1 | 0 | 0 | 1 | 0 | 0.20743 | 1
5036 | 0 | 0.19739 | 1 | 0 | 0 | 1 | 0 | 0.19739 | 1
5037 | 0 | 0.18223 | 1 | 0 | 0 | 1 | 0 | 0.18223 | 1
5038 | 0 | 0.1769 | 1 | 0 | 0 | 1 | 0 | 0.1769 | 1
5039 | 0 | 0.15842 | 1 | 0 | 0 | 1 | 0 | 0.15842 | 1
5040 | 0 | 0.18739 | 1 | 0 | 0 | 1 | 0 | 0.18739 | 1
5041 | 0 | 0.083338 | 1 | 0 | 0 | 1 | 0 | 0.083338 | 1
5042 | 0 | 0.11801 | 1 | 0 | 0 | 1 | 0 | 0.11801 | 1
5043 | 0 | 0.10029 | 1 | 0 | 0 | 1 | 0 | 0.10029 | 1
5044 | 0 | 0.075264 | 1 | 0 | 0 | 1 | 0 | 0.075264 | 1
5045 | 0 | 0.076593 | 1 | 0 | 0 | 1 | 0 | 0.076593 | 1
5046 | 0 | 0.090423 | 1 | 0 | 0 | 1 | 0 | 0.090423 | 1
5047 | 0 | 0.1082 | 1 | 0 | 0 | 1 | 0 | 0.1082 | 1
5048 | 0 | 0.11508 | 1 | 0 | 0 | 1 | 0 | 0.11508 | 1
5049 | 0.085745 | 0.17231 | 1 | 0 | 0 | 1 | 0.085745 | 0.17231 | 1
5050 | 0.27951 | 0.20612 | 1 | 0 | 0 | 1 | 0.27951 | 0.20612 | 1
5051 | 0.30589 | 0.21492 | 1 | 0 | 0 | 1 | 0.30589 | 0.21492 | 1
5052 | 0.32661 | 0.22946 | 1 | 0 | 0 | 1 | 0.32661 | 0.22946 | 1
5053 | 0.4083 | 0.24343 | 1 | 0 | 0 | 1 | 0.4083 | 0.24343 | 1
5054 | 0.41093 | 0.23974 | 1 | 0 | 0 | 1 | 0.41093 | 0.23974 | 1
5055 | 0.2536 | 0.25232 | 1 | 0 | 0 | 1 | 0.2536 | 0.25232 | 1
5056 | 0.21692 | 0.2638 | 1 | 0 | 0 | 1 | 0.21692 | 0.2638 | 1
5057 | 0.087093 | 0.27769 | 1 | 0 | 0 | 1 | 0.087093 | 0.27769 | 1
5058 | 0 | 0.20904 | 1 | 0 | 0 | 1 | 0 | 0.20904 | 1
5059 | 0 | 0.16277 | 1 | 0 | 0 | 1 | 0 | 0.16277 | 1
5060 | 0 | 0.15784 | 1 | 0 | 0 | 1 | 0 | 0.15784 | 1
5061 | 0 | 0.1525 | 1 | 0 | 0 | 1 | 0 | 0.1525 | 1
5062 | 0 | 0.16058 | 1 | 0 | 0 | 1 | 0 | 0.16058 | 1
5063 | 0 | 0.15604 | 1 | 0 | 0 | 1 | 0 | 0.15604 | 1
5064 | 0 | 0.15826 | 1 | 0 | 0 | 1 | 0 | 0.15826 | 1
5065 | 0 | 0.14583 | 1 | 0 | 0 | 1 | 0 | 0.14583 | 1
5066 | 0 | 0.092838 | 1 | 0 | 0 | 1 | 0 | 0.092838 | 1
5067 | 0 | 0.087881 | 1 | 0 | 0 | 1 | 0 | 0.087881 | 1
5068 | 0 | 0.098852 | 1 | 0 | 0 | 1 | 0 | 0.098852 | 1
5069 | 0 | 0.084853 | 1 | 0 | 0 | 1 | 0 | 0.084853 | 1
5070 | 0 | 0.069903 | 1 | 0 | 0 | 1 | 0 | 0.069903 | 1
5071 | 0 | 0.066884 | 1 | 0 | 0 | 1 | 0 | 0.066884 | 1
5072 | 0 | 0.098003 | 1 | 0 | 0 | 1 | 0 | 0.098003 | 1
5073 | 0.00041796 | 0.136 | 1 | 0 | 0 | 1 | 0.00041796 | 0.136 | 1
5074 | 0.12531 | 0.16592 | 1 | 0 | 0 | 1 | 0.12531 | 0.16592 | 1
5075 | 0.15654 | 0.18703 | 1 | 0 | 0 | 1 | 0.15654 | 0.18703 | 1
5076 | 0.2267 | 0.20004 | 1 | 0 | 0 | 1 | 0.2267 | 0.20004 | 1
5077 | 0.25342 | 0.20308 | 1 | 0 | 0 | 1 | 0.25342 | 0.20308 | 1
5078 | 0.27642 | 0.21859 | 1 | 0 | 0 | 1 | 0.27642 | 0.21859 | 1
5079 | 0.18059 | 0.23992 | 1 | 0 | 0 | 1 | 0.18059 | 0.23992 | 1
5080 | 0.17193 | 0.23873 | 1 | 0 | 0 | 1 | 0.17193 | 0.23873 | 1
5081 | 0.068863 | 0.24433 | 1 | 0 | 0 | 1 | 0.068863 | 0.24433 | 1
5082 | 0 | 0.19929 | 1 | 0 | 0 | 1 | 0 | 0.19929 | 1
5083 | 0 | 0.16756 | 1 | 0 | 0 | 1 | 0 | 0.16756 | 1
5084 | 0 | 0.16025 | 1 | 0 | 0 | 1 | 0 | 0.16025 | 1
5085 | 0 | 0.15789 | 1 | 0 | 0 | 1 | 0 | 0.15789 | 1
5086 | 0 | 0.15875 | 1 | 0 | 0 | 1 | 0 | 0.15875 | 1
5087 | 0 | 0.12207 | 1 | 0 | 0 | 1 | 0 | 0.12207 | 1
5088 | 0 | 0.10191 | 1 | 0 | 0 | 1 | 0 | 0.10191 | 1
5089 | 0 | 0.14283 | 1 | 0 | 0 | 1 | 0 | 0.14283 | 1
5090 | 0 | 0.050845 | 1 | 0 | 0 | 1 | 0 | 0.050845 | 1
5091 | 0 | 0.059297 | 1 | 0 | 0 | 1 | 0 | 0.059297 | 1
5092 | 0 | 0.061997 | 1 | 0 | 0 | 1 | 0 | 0.061997 | 1
5093 | 0 | 0.046391 | 1 | 0 | 0 | 1 | 0 | 0.046391 | 1
5094 | 0 | 0.037232 | 1 | 0 | 0 | 1 | 0 | 0.037232 | 1
5095 | 0 | 0.040312 | 1 | 0 | 0 | 1 | 0 | 0.040312 | 1
5096 | 0 | 0.068875 | 1 | 0 | 0 | 1 | 0 | 0.068875 | 1
5097 | 0 | 0.098721 | 1 | 0 | 0 | 1 | 0 | 0.098721 | 1
5098 | 0.084774 | 0.14349 | 1 | 0 | 0 | 1 | 0.084774 | 0.14349 | 1
5099 | 0.1152 | 0.16978 | 1 | 0 | 0 | 1 | 0.1152 | 0.16978 | 1
5100 | 0.16239 | 0.2116 | 1 | 0 | 0 | 1 | 0.16239 | 0.2116 | 1
5101 | 0.16967 | 0.19752 | 1 | 0 | 0 | 1 | 0.16967 | 0.19752 | 1
5102 | 0.18792 | 0.19473 | 1 | 0 | 0 | 1 | 0.18792 | 0.19473 | 1
5103 | 0.12841 | 0.19816 | 1 | 0 | 0 | 1 | 0.12841 | 0.19816 | 1
5104 | 0.092615 | 0.21049 | 1 | 0 | 0 | 1 | 0.092615 | 0.21049 | 1
5105 | 0.0086046 | 0.22987 | 1 | 0 | 0 | 1 | 0.0086046 | 0.22987 | 1
5106 | 0 | 0.17943 | 1 | 0 | 0 | 1 | 0 | 0.17943 | 1
5107 | 0 | 0.15347 | 1 | 0 | 0 | 1 | 0 | 0.15347 | 1
5108 | 0 | 0.17185 | 1 | 0 | 0 | 1 | 0 | 0.17185 | 1
5109 | 0 | 0.16462 | 1 | 0 | 0 | 1 | 0 | 0.16462 | 1
5110 | 0 | 0.15632 | 1 | 0 | 0 | 1 | 0 | 0.15632 | 1
5111 | 0 | 0.11854 | 1 | 0 | 0 | 1 | 0 | 0.11854 | 1
5112 | 0 | 0.090141 | 1 | 0 | 0 | 1 | 0 | 0.090141 | 1
5113 | 0 | 0.1005 | 1 | 0 | 0 | 1 | 0 | 0.1005 | 1
5114 | 0 | 0.060474 | 1 | 0 | 0 | 1 | 0 | 0.060474 | 1
5115 | 0 | 0.028919 | 1 | 0 | 0 | 1 | 0 | 0.028919 | 1
5116 | 0 | 0.039401 | 1 | 0 | 0 | 1 | 0 | 0.039401 | 1
5117 | 0 | 0.039962 | 1 | 0 | 0 | 1 | 0 | 0.039962 | 1
5118 | 0 | 0.034626 | 1 | 0 | 0 | 1 | 0 | 0.034626 | 1
5119 | 0 | 0.045566 | 1 | 0 | 0 | 1 | 0 | 0.045566 | 1
5120 | 0 | 0.067767 | 1 | 0 | 0 | 1 | 0 | 0.067767 | 1
5121 | 0 | 0.081287 | 1 | 0 | 0 | 1 | 0 | 0.081287 | 1
5122 | 0.038425 | 0.12368 | 1 | 0 | 0 | 1 | 0.038425 | 0.12368 | 1
5123 | 0.082785 | 0.1519 | 1 | 0 | 0 | 1 | 0.082785 | 0.1519 | 1
5124 | 0.13653 | 0.19735 | 1 | 0 | 0 | 1 | 0.13653 | 0.19735 | 1
5125 | 0.096092 | 0.19369 | 1 | 0 | 0 | 1 | 0.096092 | 0.19369 | 1
5126 | 0.1304 | 0.20136 | 1 | 0 | 0 | 1 | 0.1304 | 0.20136 | 1
5127 | 0.078084 | 0.19417 | 1 | 0 | 0 | 1 | 0.078084 | 0.19417 | 1
5128 | 0.047162 | 0.20041 | 1 | 0 | 0 | 1 | 0.047162 | 0.20041 | 1
5129 | 0 | 0.21006 | 1 | 0 | 0 | 1 | 0 | 0.21006 | 1
5130 | 0 | 0.16683 | 1 | 0 | 0 | 1 | 0 | 0.16683 | 1
5131 | 0 | 0.16143 | 1 | 0 | 0 | 1 | 0 | 0.16143 | 1
5132 | 0 | 0.14312 | 1 | 0 | 0 | 1 | 0 | 0.14312 | 1
5133 | 0 | 0.15435 | 1 | 0 | 0 | 1 | 0 | 0.15435 | 1
5134 | 0 | 0.13224 | 1 | 0 | 0 | 1 | 0 | 0.13224 | 1
5135 | 0 | 0.097701 | 1 | 0 | 0 | 1 | 0 | 0.097701 | 1
5136 | 0 | 0.071106 | 1 | 0 | 0 | 1 | 0 | 0.071106 | 1
5137 | 0 | 0.096965 | 1 | 0 | 0 | 1 | 0 | 0.096965 | 1
5138 | 0 | 0.063796 | 1 | 0 | 0 | 1 | 0 | 0.063796 | 1
5139 | 0 | 0.022631 | 1 | 0 | 0 | 1 | 0 | 0.022631 | 1
5140 | 0 | 0.025783 | 1 | 0 | 0 | 1 | 0 | 0.025783 | 1
5141 | 0 | 0.024696 | 1 | 0 | 0 | 1 | 0 | 0.024696 | 1
5142 | 0 | 0.019387 | 1 | 0 | 0 | 1 | 0 | 0.019387 | 1
5143 | 0 | 0.050661 | 1 | 0 | 0 | 1 | 0 | 0.050661 | 1
5144 | 0 | 0.058973 | 1 | 0 | 0 | 1 | 0 | 0.058973 | 1
5145 | 0.021725 | 0.064857 | 1 | 0 | 0 | 1 | 0.021725 | 0.064857 | 1
5146 | 0.11076 | 0.11099 | 1 | 0 | 0 | 1 | 0.11076 | 0.11099 | 1
5147 | 0.13752 | 0.14575 | 1 | 0 | 0 | 1 | 0.13752 | 0.14575 | 1
5148 | 0.19082 | 0.19341 | 1 | 0 | 0 | 1 | 0.19082 | 0.19341 | 1
5149 | 0.1644 | 0.21414 | 1 | 0 | 0 | 1 | 0.1644 | 0.21414 | 1
5150 | 0.16925 | 0.20857 | 1 | 0 | 0 | 1 | 0.16925 | 0.20857 | 1
5151 | 0.086059 | 0.20103 | 1 | 0 | 0 | 1 | 0.086059 | 0.20103 | 1
5152 | 0.040922 | 0.21406 | 1 | 0 | 0 | 1 | 0.040922 | 0.21406 | 1
5153 | 0 | 0.21151 | 1 | 0 | 0 | 1 | 0 | 0.21151 | 1
5154 | 0 | 0.15736 | 1 | 0 | 0 | 1 | 0 | 0.15736 | 1
5155 | 0 | 0.1625 | 1 | 0 | 0 | 1 | 0 | 0.1625 | 1
5156 | 0 | 0.15225 | 1 | 0 | 0 | 1 | 0 | 0.15225 | 1
5157 | 0 | 0.16794 | 1 | 0 | 0 | 1 | 0 | 0.16794 | 1
5158 | 0 | 0.14994 | 1 | 0 | 0 | 1 | 0 | 0.14994 | 1
5159 | 0 | 0.13799 | 1 | 0 | 0 | 1 | 0 | 0.13799 | 1
5160 | 0 | 0.13586 | 1 | 0 | 0 | 1 | 0 | 0.13586 | 1
5161 | 0 | 0.077216 | 1 | 0 | 0 | 1 | 0 | 0.077216 | 1
5162 | 0 | 0.12262 | 1 | 0 | 0 | 1 | 0 | 0.12262 | 1
5163 | 0 | 0.068685 | 1 | 0 | 0 | 1 | 0 | 0.068685 | 1
5164 | 0 | 0.07014 | 1 | 0 | 0 | 1 | 0 | 0.07014 | 1
5165 | 0 | 0.069925 | 1 | 0 | 0 | 1 | 0 | 0.069925 | 1
5166 | 0 | 0.065395 | 1 | 0 | 0 | 1 | 0 | 0.065395 | 1
5167 | 0 | 0.085869 | 1 | 0 | 0 | 1 | 0 | 0.085869 | 1
5168 | 0 | 0.086544 | 1 | 0 | 0 | 1 | 0 | 0.086544 | 1
5169 | 0.05022 | 0.11896 | 1 | 0 | 0 | 1 | 0.05022 | 0.11896 | 1
5170 | 0.15903 | 0.13183 | 1 | 0 | 0 | 1 | 0.15903 | 0.13183 | 1
5171 | 0.21065 | 0.19031 | 1 | 0 | 0 | 1 | 0.21065 | 0.19031 | 1
5172 | 0.25809 | 0.22004 | 1 | 0 | 0 | 1 | 0.25809 | 0.22004 | 1
5173 | 0.24353 | 0.23726 | 1 | 0 | 0 | 1 | 0.24353 | 0.23726 | 1
5174 | 0.25901 | 0.24492 | 1 | 0 | 0 | 1 | 0.25901 | 0.24492 | 1
5175 | 0.17785 | 0.23272 | 1 | 0 | 0 | 1 | 0.17785 | 0.23272 | 1
5176 | 0.11599 | 0.23319 | 1 | 0 | 0 | 1 | 0.11599 | 0.23319 | 1
5177 | 0.0035835 | 0.2382 | 1 | 0 | 0 | 1 | 0.0035835 | 0.2382 | 1
5178 | 0 | 0.17022 | 1 | 0 | 0 | 1 | 0 | 0.17022 | 1
5179 | 0 | 0.14005 | 1 | 0 | 0 | 1 | 0 | 0.14005 | 1
5180 | 0 | 0.14763 | 1 | 0 | 0 | 1 | 0 | 0.14763 | 1
5181 | 0 | 0.16432 | 1 | 0 | 0 | 1 | 0 | 0.16432 | 1
5182 | 0 | 0.13921 | 1 | 0 | 0 | 1 | 0 | 0.13921 | 1
5183 | 0 | 0.1472 | 1 | 0 | 0 | 1 | 0 | 0.1472 | 1
5184 | 0 | 0.14611 | 1 | 0 | 0 | 1 | 0 | 0.14611 | 1
5185 | 0 | 0.14552 | 1 | 0 | 0 | 1 | 0 | 0.14552 | 1
5186 | 0 | 0.13473 | 1 | 0 | 0 | 1 | 0 | 0.13473 | 1
5187 | 0 | 0.098714 | 1 | 0 | 0 | 1 | 0 | 0.098714 | 1
5188 | 0 | 0.072962 | 1 | 0 | 0 | 1 | 0 | 0.072962 | 1
5189 | 0 | 0.036865 | 1 | 0 | 0 | 1 | 0 | 0.036865 | 1
5190 | 0 | 0.044731 | 1 | 0 | 0 | 1 | 0 | 0.044731 | 1
5191 | 0 | 0.079338 | 1 | 0 | 0 | 1 | 0 | 0.079338 | 1
5192 | 0 | 0.079343 | 1 | 0 | 0 | 1 | 0 | 0.079343 | 1
5193 | 0.057378 | 0.12928 | 1 | 0 | 0 | 1 | 0.057378 | 0.12928 | 1
5194 | 0.19991 | 0.14511 | 1 | 0 | 0 | 1 | 0.19991 | 0.14511 | 1
5195 | 0.25765 | 0.19142 | 1 | 0 | 0 | 1 | 0.25765 | 0.19142 | 1
5196 | 0.3477 | 0.2272 | 1 | 0 | 0 | 1 | 0.3477 | 0.2272 | 1
5197 | 0.37396 | 0.24434 | 1 | 0 | 0 | 1 | 0.37396 | 0.24434 | 1
5198 | 0.36772 | 0.24269 | 1 | 0 | 0 | 1 | 0.36772 | 0.24269 | 1
5199 | 0.32112 | 0.23357 | 1 | 0 | 0 | 1 | 0.32112 | 0.23357 | 1
5200 | 0.22576 | 0.22508 | 1 | 0 | 0 | 1 | 0.22576 | 0.22508 | 1
5201 | 0.084389 | 0.22574 | 1 | 0 | 0 | 1 | 0.084389 | 0.22574 | 1
5202 | 0 | 0.18782 | 1 | 0 | 0 | 1 | 0 | 0.18782 | 1
5203 | 0 | 0.14784 | 1 | 0 | 0 | 1 | 0 | 0.14784 | 1
5204 | 0 | 0.13596 | 1 | 0 | 0 | 1 | 0 | 0.13596 | 1
5205 | 0 | 0.14268 | 1 | 0 | 0 | 1 | 0 | 0.14268 | 1
5206 | 0 | 0.11125 | 1 | 0 | 0 | 1 | 0 | 0.11125 | 1
5207 | 0 | 0.11244 | 1 | 0 | 0 | 1 | 0 | 0.11244 | 1
5208 | 0 | 0.11885 | 1 | 0 | 0 | 1 | 0 | 0.11885 | 1
5209 | 0 | 0.1566 | 1 | 0 | 0 | 1 | 0 | 0.1566 | 1
5210 | 0 | 0.10626 | 1 | 0 | 0 | 1 | 0 | 0.10626 | 1
5211 | 0 | 0.087659 | 1 | 0 | 0 | 1 | 0 | 0.087659 | 1
5212 | 0 | 0.066543 | 1 | 0 | 0 | 1 | 0 | 0.066543 | 1
5213 | 0 | 0.032142 | 1 | 0 | 0 | 1 | 0 | 0.032142 | 1
5214 | 0 | 0.046796 | 1 | 0 | 0 | 1 | 0 | 0.046796 | 1
5215 | 0 | 0.067653 | 1 | 0 | 0 | 1 | 0 | 0.067653 | 1
5216 | 0 | 0.056533 | 1 | 0 | 0 | 1 | 0 | 0.056533 | 1
5217 | 0.067594 | 0.11596 | 1 | 0 | 0 | 1 | 0.067594 | 0.11596 | 1
5218 | 0.2115 | 0.13423 | 1 | 0 | 0 | 1 | 0.2115 | 0.13423 | 1
5219 | 0.28914 | 0.15934 | 1 | 0 | 0 | 1 | 0.28914 | 0.15934 | 1
5220 | 0.36909 | 0.18081 | 1 | 0 | 0 | 1 | 0.36909 | 0.18081 | 1
5221 | 0.44176 | 0.17714 | 1 | 0 | 0 | 1 | 0.44176 | 0.17714 | 1
5222 | 0.47788 | 0.17266 | 1 | 0 | 0 | 1 | 0.47788 | 0.17266 | 1
5223 | 0.43698 | 0.17688 | 1 | 0 | 0 | 1 | 0.43698 | 0.17688 | 1
5224 | 0.27531 | 0.17212 | 1 | 0 | 0 | 1 | 0.27531 | 0.17212 | 1
5225 | 0.084616 | 0.17983 | 1 | 0 | 0 | 1 | 0.084616 | 0.17983 | 1
5226 | 0 | 0.15581 | 1 | 0 | 0 | 1 | 0 | 0.15581 | 1
5227 | 0 | 0.12684 | 1 | 0 | 0 | 1 | 0 | 0.12684 | 1
5228 | 0 | 0.090927 | 1 | 0 | 0 | 1 | 0 | 0.090927 | 1
5229 | 0 | 0.098788 | 1 | 0 | 0 | 1 | 0 | 0.098788 | 1
5230 | 0 | 0.070731 | 1 | 0 | 0 | 1 | 0 | 0.070731 | 1
5231 | 0 | 0.070199 | 1 | 0 | 0 | 1 | 0 | 0.070199 | 1
5232 | 0 | 0.066532 | 1 | 0 | 0 | 1 | 0 | 0.066532 | 1
5233 | 0 | 0.12735 | 1 | 0 | 0 | 1 | 0 | 0.12735 | 1
5234 | 0 | 0.078275 | 1 | 0 | 0 | 1 | 0 | 0.078275 | 1
5235 | 0 | 0.062055 | 1 | 0 | 0 | 1 | 0 | 0.062055 | 1
5236 | 0 | 0.03545 | 1 | 0 | 0 | 1 | 0 | 0.03545 | 1
5237 | 0 | 0 | 1 | 0 | 0 | 1 | 0 | 0 | 1
5238 | 0 | 0.018617 | 1 | 0 | 0 | 1 | 0 | 0.018617 | 1
5239 | 0 | 0.051791 | 1 | 0 | 0 | 1 | 0 | 0.051791 | 1
5240 | 0 | 0.044943 | 1 | 0 | 0 | 1 | 0 | 0.044943 | 1
5241 | 0.051484 | 0.058235 | 1 | 0 | 0 | 1 | 0.051484 | 0.058235 | 1
5242 | 0.17123 | 0.087439 | 1 | 0 | 0 | 1 | 0.17123 | 0.087439 | 1
5243 | 0.26087 | 0.1124 | 1 | 0 | 0 | 1 | 0.26087 | 0.1124 | 1
5244 | 0.37129 | 0.14239 | 1 | 0 | 0 | 1 | 0.37129 | 0.14239 | 1
5245 | 0.4438 | 0.14559 | 1 | 0 | 0 | 1 | 0.4438 | 0.14559 | 1
5246 | 0.4732 | 0.14185 | 1 | 0 | 0 | 1 | 0.4732 | 0.14185 | 1
5247 | 0.44178 | 0.16173 | 1 | 0 | 0 | 1 | 0.44178 | 0.16173 | 1
5248 | 0.26988 | 0.16434 | 1 | 0 | 0 | 1 | 0.26988 | 0.16434 | 1
5249 | 0.087669 | 0.15849 | 1 | 0 | 0 | 1 | 0.087669 | 0.15849 | 1
5250 | 0 | 0.13751 | 1 | 0 | 0 | 1 | 0 | 0.13751 | 1
5251 | 0 | 0.15636 | 1 | 0 | 0 | 1 | 0 | 0.15636 | 1
5252 | 0 | 0.080071 | 1 | 0 | 0 | 1 | 0 | 0.080071 | 1
5253 | 0 | 0.090979 | 1 | 0 | 0 | 1 | 0 | 0.090979 | 1
5254 | 0 | 0.088734 | 1 | 0 | 0 | 1 | 0 | 0.088734 | 1
5255 | 0 | 0.076821 | 1 | 0 | 0 | 1 | 0 | 0.076821 | 1
5256 | 0 | 0.062714 | 1 | 0 | 0 | 1 | 0 | 0.062714 | 1
5257 | 0 | 0.081765 | 1 | 0 | 0 | 1 | 0 | 0.081765 | 1
5258 | 0 | 0.062212 | 1 | 0 | 0 | 1 | 0 | 0.062212 | 1
5259 | 0 | 0.064345 | 1 | 0 | 0 | 1 | 0 | 0.064345 | 1
5260 | 0 | 0.053002 | 1 | 0 | 0 | 1 | 0 | 0.053002 | 1
5261 | 0 | 0.025982 | 1 | 0 | 0 | 1 | 0 | 0.025982 | 1
5262 | 0 | 0.038685 | 1 | 0 | 0 | 1 | 0 | 0.038685 | 1
5263 | 0 | 0.053602 | 1 | 0 | 0 | 1 | 0 | 0.053602 | 1
5264 | 0 | 0.035463 | 1 | 0 | 0 | 1 | 0 | 0.035463 | 1
5265 | 0.014039 | 0.031807 | 1 | 0 | 0 | 1 | 0.014039 | 0.031807 | 1
5266 | 0.13563 | 0.052196 | 1 | 0 | 0 | 1 | 0.13563 | 0.052196 | 1
5267 | 0.22799 | 0.09407 | 1 | 0 | 0 | 1 | 0.22799 | 0.09407 | 1
5268 | 0.31864 | 0.11488 | 1 | 0 | 0 | 1 | 0.31864 | 0.11488 | 1
5269 | 0.3912 | 0.12514 | 1 | 0 | 0 | 1 | 0.3912 | 0.12514 | 1
5270 | 0.39754 | 0.12522 | 1 | 0 | 0 | 1 | 0.39754 | 0.12522 | 1
5271 | 0.37281 | 0.15147 | 1 | 0 | 0 | 1 | 0.37281 | 0.15147 | 1
5272 | 0.23371 | 0.15666 | 1 | 0 | 0 | 1 | 0.23371 | 0.15666 | 1
5273 | 0.039972 | 0.14699 | 1 | 0 | 0 | 1 | 0.039972 | 0.14699 | 1
5274 | 0 | 0.1218 | 1 | 0 | 0 | 1 | 0 | 0.1218 | 1
5275 | 0 | 0.16179 | 1 | 0 | 0 | 1 | 0 | 0.16179 | 1
5276 | 0 | 0.11692 | 1 | 0 | 0 | 1 | 0 | 0.11692 | 1
5277 | 0 | 0.13398 | 1 | 0 | 0 | 1 | 0 | 0.13398 | 1
5278 | 0 | 0.14944 | 1 | 0 | 0 | 1 | 0 | 0.14944 | 1
5279 | 0 | 0.1356 | 1 | 0 | 0 | 1 | 0 | 0.1356 | 1
5280 | 0 | 0.1011 | 1 | 0 | 0 | 1 | 0 | 0.1011 | 1
5281 | 0 | 0.059048 | 1 | 0 | 0 | 1 | 0 | 0.059048 | 1
5282 | 0 | 0.068071 | 1 | 0 | 0 | 1 | 0 | 0.068071 | 1
5283 | 0 | 0.075203 | 1 | 0 | 0 | 1 | 0 | 0.075203 | 1
5284 | 0 | 0.059261 | 1 | 0 | 0 | 1 | 0 | 0.059261 | 1
5285 | 0 | 0.043242 | 1 | 0 | 0 | 1 | 0 | 0.043242 | 1
5286 | 0 | 0.048237 | 1 | 0 | 0 | 1 | 0 | 0.048237 | 1
5287 | 0 | 0.076536 | 1 | 0 | 0 | 1 | 0 | 0.076536 | 1
5288 | 0 | 0.068017 | 1 | 0 | 0 | 1 | 0 | 0.068017 | 1
5289 | 0.017173 | 0.068263 | 1 | 0 | 0 | 1 | 0.017173 | 0.068263 | 1
5290 | 0.14819 | 0.068212 | 1 | 0 | 0 | 1 | 0.14819 | 0.068212 | 1
5291 | 0.25221 | 0.10009 | 1 | 0 | 0 | 1 | 0.25221 | 0.10009 | 1
5292 | 0.33741 | 0.11936 | 1 | 0 | 0 | 1 | 0.33741 | 0.11936 | 1
5293 | 0.41358 | 0.13415 | 1 | 0 | 0 | 1 | 0.41358 | 0.13415 | 1
5294 | 0.38245 | 0.13087 | 1 | 0 | 0 | 1 | 0.38245 | 0.13087 | 1
5295 | 0.34792 | 0.14911 | 1 | 0 | 0 | 1 | 0.34792 | 0.14911 | 1
5296 | 0.19568 | 0.16048 | 1 | 0 | 0 | 1 | 0.19568 | 0.16048 | 1
5297 | 0.05114 | 0.14431 | 1 | 0 | 0 | 1 | 0.05114 | 0.14431 | 1
5298 | 0 | 0.1056 | 1 | 0 | 0 | 1 | 0 | 0.1056 | 1
5299 | 0 | 0.11066 | 1 | 0 | 0 | 1 | 0 | 0.11066 | 1
5300 | 0 | 0.11367 | 1 | 0 | 0 | 1 | 0 | 0.11367 | 1
5301 | 0 | 0.12358 | 1 | 0 | 0 | 1 | 0 | 0.12358 | 1
5302 | 0 | 0.13963 | 1 | 0 | 0 | 1 | 0 | 0.13963 | 1
5303 | 0 | 0.1419 | 1 | 0 | 0 | 1 | 0 | 0.1419 | 1
5304 | 0 | 0.10757 | 1 | 0 | 0 | 1 | 0 | 0.10757 | 1
5305 | 0 | 0.063905 | 1 | 0 | 0 | 1 | 0 | 0.063905 | 1
5306 | 0 | 0.068149 | 1 | 0 | 0 | 1 | 0 | 0.068149 | 1
5307 | 0 | 0.063288 | 1 | 0 | 0 | 1 | 0 | 0.063288 | 1
5308 | 0 | 0.045005 | 1 | 0 | 0 | 1 | 0 | 0.045005 | 1
5309 | 0 | 0.030211 | 1 | 0 | 0 | 1 | 0 | 0.030211 | 1
5310 | 0 | 0.024488 | 1 | 0 | 0 | 1 | 0 | 0.024488 | 1
5311 | 0 | 0.046185 | 1 | 0 | 0 | 1 | 0 | 0.046185 | 1
5312 | 0 | 0.033796 | 1 | 0 | 0 | 1 | 0 | 0.033796 | 1
5313 | 0.046904 | 0.050579 | 1 | 0 | 0 | 1 | 0.046904 | 0.050579 | 1
5314 | 0.20595 | 0.06147 | 1 | 0 | 0 | 1 | 0.20595 | 0.06147 | 1
5315 | 0.27208 | 0.074597 | 1 | 0 | 0 | 1 | 0.27208 | 0.074597 | 1
5316 | 0.35491 | 0.098662 | 1 | 0 | 0 | 1 | 0.35491 | 0.098662 | 1
5317 | 0.3946 | 0.1161 | 1 | 0 | 0 | 1 | 0.3946 | 0.1161 | 1
5318 | 0.3538 | 0.11323 | 1 | 0 | 0 | 1 | 0.3538 | 0.11323 | 1
5319 | 0.31886 | 0.12152 | 1 | 0 | 0 | 1 | 0.31886 | 0.12152 | 1
5320 | 0.14372 | 0.11251 | 1 | 0 | 0 | 1 | 0.14372 | 0.11251 | 1
5321 | 0 | 0.11876 | 1 | 0 | 0 | 1 | 0 | 0.11876 | 1
5322 | 0 | 0.093163 | 1 | 0 | 0 | 1 | 0 | 0.093163 | 1
5323 | 0 | 0.092414 | 1 | 0 | 0 | 1 | 0 | 0.092414 | 1
5324 | 0 | 0.10898 | 1 | 0 | 0 | 1 | 0 | 0.10898 | 1
5325 | 0 | 0.11655 | 1 | 0 | 0 | 1 | 0 | 0.11655 | 1
5326 | 0 | 0.10815 | 1 | 0 | 0 | 1 | 0 | 0.10815 | 1
5327 | 0 | 0.10189 | 1 | 0 | 0 | 1 | 0 | 0.10189 | 1
5328 | 0 | 0.085366 | 1 | 0 | 0 | 1 | 0 | 0.085366 | 1
5329 | 0 | 0.065142 | 1 | 0 | 0 | 1 | 0 | 0.065142 | 1
5330 | 0 | 0.054653 | 1 | 0 | 0 | 1 | 0 | 0.054653 | 1
5331 | 0 | 0.049868 | 1 | 0 | 0 | 1 | 0 | 0.049868 | 1
5332 | 0 | 0.027125 | 1 | 0 | 0 | 1 | 0 | 0.027125 | 1
5333 | 0 | 0.026258 | 1 | 0 | 0 | 1 | 0 | 0.026258 | 1
5334 | 0 | 0.017261 | 1 | 0 | 0 | 1 | 0 | 0.017261 | 1
5335 | 0 | 0.045436 | 1 | 0 | 0 | 1 | 0 | 0.045436 | 1
5336 | 0 | 0.03696 | 1 | 0 | 0 | 1 | 0 | 0.03696 | 1
5337 | 0.071207 | 0.060039 | 1 | 0 | 0 | 1 | 0.071207 | 0.060039 | 1
5338 | 0.24074 | 0.077515 | 1 | 0 | 0 | 1 | 0.24074 | 0.077515 | 1
5339 | 0.28888 | 0.081984 | 1 | 0 | 0 | 1 | 0.28888 | 0.081984 | 1
5340 | 0.33494 | 0.1049 | 1 | 0 | 0 | 1 | 0.33494 | 0.1049 | 1
5341 | 0.38039 | 0.12147 | 1 | 0 | 0 | 1 | 0.38039 | 0.12147 | 1
5342 | 0.36794 | 0.12963 | 1 | 0 | 0 | 1 | 0.36794 | 0.12963 | 1
5343 | 0.33166 | 0.1263 | 1 | 0 | 0 | 1 | 0.33166 | 0.1263 | 1
5344 | 0.11726 | 0.12374 | 1 | 0 | 0 | 1 | 0.11726 | 0.12374 | 1
5345 | 0.0048847 | 0.13797 | 1 | 0 | 0 | 1 | 0.0048847 | 0.13797 | 1
5346 | 0 | 0.11469 | 1 | 0 | 0 | 1 | 0 | 0.11469 | 1
5347 | 0 | 0.08658 | 1 | 0 | 0 | 1 | 0 | 0.08658 | 1
5348 | 0 | 0.085094 | 1 | 0 | 0 | 1 | 0 | 0.085094 | 1
5349 | 0 | 0.077791 | 1 | 0 | 0 | 1 | 0 | 0.077791 | 1
5350 | 0 | 0.06884 | 1 | 0 | 0 | 1 | 0 | 0.06884 | 1
5351 | 0 | 0.072469 | 1 | 0 | 0 | 1 | 0 | 0.072469 | 1
5352 | 0 | 0.073025 | 1 | 0 | 0 | 1 | 0 | 0.073025 | 1
5353 | 0 | 0.0631 | 1 | 0 | 0 | 1 | 0 | 0.0631 | 1
5354 | 0 | 0.064254 | 1 | 0 | 0 | 1 | 0 | 0.064254 | 1
5355 | 0 | 0.05003 | 1 | 0 | 0 | 1 | 0 | 0.05003 | 1
5356 | 0 | 0.024192 | 1 | 0 | 0 | 1 | 0 | 0.024192 | 1
5357 | 0 | 0.023264 | 1 | 0 | 0 | 1 | 0 | 0.023264 | 1
5358 | 0 | 0.013733 | 1 | 0 | 0 | 1 | 0 | 0.013733 | 1
5359 | 0 | 0.0313 | 1 | 0 | 0 | 1 | 0 | 0.0313 | 1
5360 | 0 | 0.041337 | 1 | 0 | 0 | 1 | 0 | 0.041337 | 1
5361 | 0.089825 | 0.072224 | 1 | 0 | 0 | 1 | 0.089825 | 0.072224 | 1
5362 | 0.23065 | 0.12657 | 1 | 0 | 0 | 1 | 0.23065 | 0.12657 | 1
5363 | 0.28672 | 0.12901 | 1 | 0 | 0 | 1 | 0.28672 | 0.12901 | 1
5364 | 0.32447 | 0.16469 | 1 | 0 | 0 | 1 | 0.32447 | 0.16469 | 1
5365 | 0.31153 | 0.18318 | 1 | 0 | 0 | 1 | 0.31153 | 0.18318 | 1
5366 | 0.36132 | 0.18933 | 1 | 0 | 0 | 1 | 0.36132 | 0.18933 | 1
5367 | 0.29777 | 0.17578 | 1 | 0 | 0 | 1 | 0.29777 | 0.17578 | 1
5368 | 0.12922 | 0.17804 | 1 | 0 | 0 | 1 | 0.12922 | 0.17804 | 1
5369 | 0.023069 | 0.1947 | 1 | 0 | 0 | 1 | 0.023069 | 0.1947 | 1
5370 | 0 | 0.16652 | 1 | 0 | 0 | 1 | 0 | 0.16652 | 1
5371 | 0 | 0.15269 | 1 | 0 | 0 | 1 | 0 | 0.15269 | 1
5372 | 0 | 0.12581 | 1 | 0 | 0 | 1 | 0 | 0.12581 | 1
5373 | 0 | 0.12755 | 1 | 0 | 0 | 1 | 0 | 0.12755 | 1
5374 | 0 | 0.10092 | 1 | 0 | 0 | 1 | 0 | 0.10092 | 1
5375 | 0 | 0.10074 | 1 | 0 | 0 | 1 | 0 | 0.10074 | 1
5376 | 0 | 0.10102 | 1 | 0 | 0 | 1 | 0 | 0.10102 | 1
5377 | 0 | 0.078018 | 1 | 0 | 0 | 1 | 0 | 0.078018 | 1
5378 | 0 | 0.079133 | 1 | 0 | 0 | 1 | 0 | 0.079133 | 1
5379 | 0 | 0.069668 | 1 | 0 | 0 | 1 | 0 | 0.069668 | 1
5380 | 0 | 0.065372 | 1 | 0 | 0 | 1 | 0 | 0.065372 | 1
5381 | 0 | 0.075759 | 1 | 0 | 0 | 1 | 0 | 0.075759 | 1
5382 | 0 | 0.059708 | 1 | 0 | 0 | 1 | 0 | 0.059708 | 1
5383 | 0 | 0.08114 | 1 | 0 | 0 | 1 | 0 | 0.08114 | 1
5384 | 0 | 0.09579 | 1 | 0 | 0 | 1 | 0 | 0.09579 | 1
5385 | 0.09781 | 0.10228 | 1 | 0 | 0 | 1 | 0.09781 | 0.10228 | 1
5386 | 0.19183 | 0.16185 | 1 | 0 | 0 | 1 | 0.19183 | 0.16185 | 1
5387 | 0.27131 | 0.18749 | 1 | 0 | 0 | 1 | 0.27131 | 0.18749 | 1
5388 | 0.28782 | 0.22348 | 1 | 0 | 0 | 1 | 0.28782 | 0.22348 | 1
5389 | 0.29795 | 0.21898 | 1 | 0 | 0 | 1 | 0.29795 | 0.21898 | 1
5390 | 0.33733 | 0.23028 | 1 | 0 | 0 | 1 | 0.33733 | 0.23028 | 1
5391 | 0.28929 | 0.21196 | 1 | 0 | 0 | 1 | 0.28929 | 0.21196 | 1
5392 | 0.16503 | 0.22425 | 1 | 0 | 0 | 1 | 0.16503 | 0.22425 | 1
5393 | 0.092326 | 0.21973 | 1 | 0 | 0 | 1 | 0.092326 | 0.21973 | 1
5394 | 0 | 0.17185 | 1 | 0 | 0 | 1 | 0 | 0.17185 | 1
5395 | 0 | 0.14615 | 1 | 0 | 0 | 1 | 0 | 0.14615 | 1
5396 | 0 | 0.1211 | 1 | 0 | 0 | 1 | 0 | 0.1211 | 1
5397 | 0 | 0.10939 | 1 | 0 | 0 | 1 | 0 | 0.10939 | 1
5398 | 0 | 0.09526 | 1 | 0 | 0 | 1 | 0 | 0.09526 | 1
5399 | 0 | 0.095912 | 1 | 0 | 0 | 1 | 0 | 0.095912 | 1
5400 | 0 | 0.07414 | 1 | 0 | 0 | 1 | 0 | 0.07414 | 1
5401 | 0 | 0.096246 | 1 | 0 | 0 | 1 | 0 | 0.096246 | 1
5402 | 0 | 0.072488 | 1 | 0 | 0 | 1 | 0 | 0.072488 | 1
5403 | 0 | 0.065997 | 1 | 0 | 0 | 1 | 0 | 0.065997 | 1
5404 | 0 | 0.071618 | 1 | 0 | 0 | 1 | 0 | 0.071618 | 1
5405 | 0 | 0.086263 | 1 | 0 | 0 | 1 | 0 | 0.086263 | 1
5406 | 0 | 0.061602 | 1 | 0 | 0 | 1 | 0 | 0.061602 | 1
5407 | 0 | 0.082302 | 1 | 0 | 0 | 1 | 0 | 0.082302 | 1
5408 | 0 | 0.10303 | 1 | 0 | 0 | 1 | 0 | 0.10303 | 1
5409 | 0.1538 | 0.11334 | 1 | 0 | 0 | 1 | 0.1538 | 0.11334 | 1
5410 | 0.23919 | 0.17463 | 1 | 0 | 0 | 1 | 0.23919 | 0.17463 | 1
5411 | 0.29469 | 0.21346 | 1 | 0 | 0 | 1 | 0.29469 | 0.21346 | 1
5412 | 0.3249 | 0.26641 | 1 | 0 | 0 | 1 | 0.3249 | 0.26641 | 1
5413 | 0.34765 | 0.24935 | 1 | 0 | 0 | 1 | 0.34765 | 0.24935 | 1
5414 | 0.38971 | 0.25639 | 1 | 0 | 0 | 1 | 0.38971 | 0.25639 | 1
5415 | 0.32261 | 0.23615 | 1 | 0 | 0 | 1 | 0.32261 | 0.23615 | 1
5416 | 0.20919 | 0.25229 | 1 | 0 | 0 | 1 | 0.20919 | 0.25229 | 1
5417 | 0.1006 | 0.2398 | 1 | 0 | 0 | 1 | 0.1006 | 0.2398 | 1
5418 | 0 | 0.16971 | 1 | 0 | 0 | 1 | 0 | 0.16971 | 1
5419 | 0 | 0.16237 | 1 | 0 | 0 | 1 | 0 | 0.16237 | 1
5420 | 0 | 0.16162 | 1 | 0 | 0 | 1 | 0 | 0.16162 | 1
5421 | 0 | 0.15215 | 1 | 0 | 0 | 1 | 0 | 0.15215 | 1
5422 | 0 | 0.13229 | 1 | 0 | 0 | 1 | 0 | 0.13229 | 1
5423 | 0 | 0.11829 | 1 | 0 | 0 | 1 | 0 | 0.11829 | 1
5424 | 0 | 0.077873 | 1 | 0 | 0 | 1 | 0 | 0.077873 | 1
5425 | 0 | 0.062097 | 1 | 0 | 0 | 1 | 0 | 0.062097 | 1
5426 | 0 | 0.066541 | 1 | 0 | 0 | 1 | 0 | 0.066541 | 1
5427 | 0 | 0.054755 | 1 | 0 | 0 | 1 | 0 | 0.054755 | 1
5428 | 0 | 0.060809 | 1 | 0 | 0 | 1 | 0 | 0.060809 | 1
5429 | 0 | 0.071975 | 1 | 0 | 0 | 1 | 0 | 0.071975 | 1
5430 | 0 | 0.058827 | 1 | 0 | 0 | 1 | 0 | 0.058827 | 1
5431 | 0 | 0.065635 | 1 | 0 | 0 | 1 | 0 | 0.065635 | 1
5432 | 0 | 0.071146 | 1 | 0 | 0 | 1 | 0 | 0.071146 | 1
5433 | 0.15831 | 0.084461 | 1 | 0 | 0 | 1 | 0.15831 | 0.084461 | 1
5434 | 0.2617 | 0.12148 | 1 | 0 | 0 | 1 | 0.2617 | 0.12148 | 1
5435 | 0.2608 | 0.16785 | 1 | 0 | 0 | 1 | 0.2608 | 0.16785 | 1
5436 | 0.27779 | 0.20681 | 1 | 0 | 0 | 1 | 0.27779 | 0.20681 | 1
5437 | 0.34062 | 0.19601 | 1 | 0 | 0 | 1 | 0.34062 | 0.19601 | 1
5438 | 0.37037 | 0.21631 | 1 | 0 | 0 | 1 | 0.37037 | 0.21631 | 1
5439 | 0.3068 | 0.20142 | 1 | 0 | 0 | 1 | 0.3068 | 0.20142 | 1
5440 | 0.16817 | 0.2065 | 1 | 0 | 0 | 1 | 0.16817 | 0.2065 | 1
5441 | 0.053118 | 0.19096 | 1 | 0 | 0 | 1 | 0.053118 | 0.19096 | 1
5442 | 0 | 0.11892 | 1 | 0 | 0 | 1 | 0 | 0.11892 | 1
5443 | 0 | 0.11822 | 1 | 0 | 0 | 1 | 0 | 0.11822 | 1
5444 | 0 | 0.12039 | 1 | 0 | 0 | 1 | 0 | 0.12039 | 1
5445 | 0 | 0.10663 | 1 | 0 | 0 | 1 | 0 | 0.10663 | 1
5446 | 0 | 0.097638 | 1 | 0 | 0 | 1 | 0 | 0.097638 | 1
5447 | 0 | 0.065668 | 1 | 0 | 0 | 1 | 0 | 0.065668 | 1
5448 | 0 | 0.026502 | 1 | 0 | 0 | 1 | 0 | 0.026502 | 1
5449 | 0 | 0.068945 | 1 | 0 | 0 | 1 | 0 | 0.068945 | 1
5450 | 0 | 0.025709 | 1 | 0 | 0 | 1 | 0 | 0.025709 | 1
5451 | 0 | 0.020262 | 1 | 0 | 0 | 1 | 0 | 0.020262 | 1
5452 | 0 | 0.018028 | 1 | 0 | 0 | 1 | 0 | 0.018028 | 1
5453 | 0 | 0.021486 | 1 | 0 | 0 | 1 | 0 | 0.021486 | 1
5454 | 0 | 0.002759 | 1 | 0 | 0 | 1 | 0 | 0.002759 | 1
5455 | 0 | 0 | 1 | 0 | 0 | 1 | 0 | 0 | 1
5456 | 0 | 0.018835 | 1 | 0 | 0 | 1 | 0 | 0.018835 | 1
5457 | 0.11051 | 0.060151 | 1 | 0 | 0 | 1 | 0.11051 | 0.060151 | 1
5458 | 0.24507 | 0.099478 | 1 | 0 | 0 | 1 | 0.24507 | 0.099478 | 1
5459 | 0.2777 | 0.13183 | 1 | 0 | 0 | 1 | 0.2777 | 0.13183 | 1
5460 | 0.26334 | 0.16399 | 1 | 0 | 0 | 1 | 0.26334 | 0.16399 | 1
5461 | 0.36967 | 0.14734 | 1 | 0 | 0 | 1 | 0.36967 | 0.14734 | 1
5462 | 0.39572 | 0.17087 | 1 | 0 | 0 | 1 | 0.39572 | 0.17087 | 1
5463 | 0.30239 | 0.17197 | 1 | 0 | 0 | 1 | 0.30239 | 0.17197 | 1
5464 | 0.18127 | 0.19973 | 1 | 0 | 0 | 1 | 0.18127 | 0.19973 | 1
5465 | 0.06713 | 0.18977 | 1 | 0 | 0 | 1 | 0.06713 | 0.18977 | 1
5466 | 0 | 0.13814 | 1 | 0 | 0 | 1 | 0 | 0.13814 | 1
5467 | 0 | 0.13882 | 1 | 0 | 0 | 1 | 0 | 0.13882 | 1
5468 | 0 | 0.12369 | 1 | 0 | 0 | 1 | 0 | 0.12369 | 1
5469 | 0 | 0.1136 | 1 | 0 | 0 | 1 | 0 | 0.1136 | 1
5470 | 0 | 0.097637 | 1 | 0 | 0 | 1 | 0 | 0.097637 | 1
5471 | 0 | 0.066016 | 1 | 0 | 0 | 1 | 0 | 0.066016 | 1
5472 | 0 | 0.033158 | 1 | 0 | 0 | 1 | 0 | 0.033158 | 1
5473 | 0 | 0.019037 | 1 | 0 | 0 | 1 | 0 | 0.019037 | 1
5474 | 0 | 0.020064 | 1 | 0 | 0 | 1 | 0 | 0.020064 | 1
5475 | 0 | 0.013387 | 1 | 0 | 0 | 1 | 0 | 0.013387 | 1
5476 | 0 | 0.0052234 | 1 | 0 | 0 | 1 | 0 | 0.0052234 | 1
5477 | 0 | 0.0091413 | 1 | 0 | 0 | 1 | 0 | 0.0091413 | 1
5478 | 0 | 0 | 1 | 0 | 0 | 1 | 0 | 0 | 1
5479 | 0 | 0 | 1 | 0 | 0 | 1 | 0 | 0 | 1
5480 | 0 | 0 | 1 | 0 | 0 | 1 | 0 | 0 | 1
5481 | 0.084121 | 0.023599 | 1 | 0 | 0 | 1 | 0.084121 | 0.023599 | 1
5482 | 0.22771 | 0.057458 | 1 | 0 | 0 | 1 | 0.22771 | 0.057458 | 1
5483 | 0.33049 | 0.078152 | 1 | 0 | 0 | 1 | 0.33049 | 0.078152 | 1
5484 | 0.3011 | 0.10293 | 1 | 0 | 0 | 1 | 0.3011 | 0.10293 | 1
5485 | 0.35344 | 0.08911 | 1 | 0 | 0 | 1 | 0.35344 | 0.08911 | 1
5486 | 0.37173 | 0.10767 | 1 | 0 | 0 | 1 | 0.37173 | 0.10767 | 1
5487 | 0.27389 | 0.10572 | 1 | 0 | 0 | 1 | 0.27389 | 0.10572 | 1
5488 | 0.14946 | 0.12718 | 1 | 0 | 0 | 1 | 0.14946 | 0.12718 | 1
5489 | 0.044162 | 0.13814 | 1 | 0 | 0 | 1 | 0.044162 | 0.13814 | 1
5490 | 0 | 0.10285 | 1 | 0 | 0 | 1 | 0 | 0.10285 | 1
5491 | 0 | 0.093046 | 1 | 0 | 0 | 1 | 0 | 0.093046 | 1
5492 | 0 | 0.058012 | 1 | 0 | 0 | 1 | 0 | 0.058012 | 1
5493 | 0 | 0.059676 | 1 | 0 | 0 | 1 | 0 | 0.059676 | 1
5494 | 0 | 0.037658 | 1 | 0 | 0 | 1 | 0 | 0.037658 | 1
5495 | 0 | 0.020606 | 1 | 0 | 0 | 1 | 0 | 0.020606 | 1
5496 | 0 | 0.015492 | 1 | 0 | 0 | 1 | 0 | 0.015492 | 1
5497 | 0 | 0.031612 | 1 | 0 | 0 | 1 | 0 | 0.031612 | 1
5498 | 0 | 0.014228 | 1 | 0 | 0 | 1 | 0 | 0.014228 | 1
5499 | 0 | 0.0098434 | 1 | 0 | 0 | 1 | 0 | 0.0098434 | 1
5500 | 0 | 0 | 1 | 0 | 0 | 1 | 0 | 0 | 1
5501 | 0 | 0 | 1 | 0 | 0 | 1 | 0 | 0 | 1
5502 | 0 | 0 | 1 | 0 | 0 | 1 | 0 | 0 | 1
5503 | 0 | 0 | 1 | 0 | 0 | 1 | 0 | 0 | 1
5504 | 0 | 0 | 1 | 0 | 0 | 1 | 0 | 0 | 1
5505 | 0.096583 | 0.011766 | 1 | 0 | 0 | 1 | 0.096583 | 0.011766 | 1
5506 | 0.22934 | 0.048123 | 1 | 0 | 0 | 1 | 0.22934 | 0.048123 | 1
5507 | 0.39746 | 0.077364 | 1 | 0 | 0 | 1 | 0.39746 | 0.077364 | 1
5508 | 0.31204 | 0.10067 | 1 | 0 | 0 | 1 | 0.31204 | 0.10067 | 1
5509 | 0.4046 | 0.10712 | 1 | 0 | 0 | 1 | 0.4046 | 0.10712 | 1
5510 | 0.35222 | 0.11006 | 1 | 0 | 0 | 1 | 0.35222 | 0.11006 | 1
5511 | 0.27702 | 0.10532 | 1 | 0 | 0 | 1 | 0.27702 | 0.10532 | 1
5512 | 0.1934 | 0.12464 | 1 | 0 | 0 | 1 | 0.1934 | 0.12464 | 1
5513 | 0.053928 | 0.11638 | 1 | 0 | 0 | 1 | 0.053928 | 0.11638 | 1
5514 | 0 | 0.090942 | 1 | 0 | 0 | 1 | 0 | 0.090942 | 1
5515 | 0 | 0.064148 | 1 | 0 | 0 | 1 | 0 | 0.064148 | 1
5516 | 0 | 0.022065 | 1 | 0 | 0 | 1 | 0 | 0.022065 | 1
5517 | 0 | 0.027793 | 1 | 0 | 0 | 1 | 0 | 0.027793 | 1
5518 | 0 | 0.0032312 | 1 | 0 | 0 | 1 | 0 | 0.0032312 | 1
5519 | 0 | 0.010275 | 1 | 0 | 0 | 1 | 0 | 0.010275 | 1
5520 | 0 | 0.0034813 | 1 | 0 | 0 | 1 | 0 | 0.0034813 | 1
5521 | 0 | 0.014104 | 1 | 0 | 0 | 1 | 0 | 0.014104 | 1
5522 | 0 | 0.008331 | 1 | 0 | 0 | 1 | 0 | 0.008331 | 1
5523 | 0 | 0 | 1 | 0 | 0 | 1 | 0 | 0 | 1
5524 | 0 | 0 | 1 | 0 | 0 | 1 | 0 | 0 | 1
5525 | 0 | 0 | 1 | 0 | 0 | 1 | 0 | 0 | 1
5526 | 0 | 0 | 1 | 0 | 0 | 1 | 0 | 0 | 1
5527 | 0 | 0 | 1 | 0 | 0 | 1 | 0 | 0 | 1
5528 | 0 | 0.00073429 | 1 | 0 | 0 | 1 | 0 | 0.00073429 | 1
5529 | 0.11854 | 0.016651 | 1 | 0 | 0 | 1 | 0.11854 | 0.016651 | 1
5530 | 0.25143 | 0.047761 | 1 | 0 | 0 | 1 | 0.25143 | 0.047761 | 1
5531 | 0.37661 | 0.07015 | 1 | 0 | 0 | 1 | 0.37661 | 0.07015 | 1
5532 | 0.35884 | 0.075441 | 1 | 0 | 0 | 1 | 0.35884 | 0.075441 | 1
5533 | 0.39826 | 0.090297 | 1 | 0 | 0 | 1 | 0.39826 | 0.090297 | 1
5534 | 0.36035 | 0.09652 | 1 | 0 | 0 | 1 | 0.36035 | 0.09652 | 1
5535 | 0.29552 | 0.080856 | 1 | 0 | 0 | 1 | 0.29552 | 0.080856 | 1
5536 | 0.17512 | 0.085757 | 1 | 0 | 0 | 1 | 0.17512 | 0.085757 | 1
5537 | 0.010354 | 0.0925 | 1 | 0 | 0 | 1 | 0.010354 | 0.0925 | 1
5538 | 0 | 0.061098 | 1 | 0 | 0 | 1 | 0 | 0.061098 | 1
5539 | 0 | 0.042053 | 1 | 0 | 0 | 1 | 0 | 0.042053 | 1
5540 | 0 | 0.0079282 | 1 | 0 | 0 | 1 | 0 | 0.0079282 | 1
5541 | 0 | 0.015889 | 1 | 0 | 0 | 1 | 0 | 0.015889 | 1
5542 | 0 | 0.00018213 | 1 | 0 | 0 | 1 | 0 | 0.00018213 | 1
5543 | 0 | 0.011814 | 1 | 0 | 0 | 1 | 0 | 0.011814 | 1
5544 | 0 | 0 | 1 | 0 | 0 | 1 | 0 | 0 | 1
5545 | 0 | 0.0047219 | 1 | 0 | 0 | 1 | 0 | 0.0047219 | 1
5546 | 0 | 0.01396 | 1 | 0 | 0 | 1 | 0 | 0.01396 | 1
5547 | 0 | 0.00046786 | 1 | 0 | 0 | 1 | 0 | 0.00046786 | 1
5548 | 0 | 0 | 1 | 0 | 0 | 1 | 0 | 0 | 1
5549 | 0 | 0 | 1 | 0 | 0 | 1 | 0 | 0 | 1
5550 | 0 | 0 | 1 | 0 | 0 | 1 | 0 | 0 | 1
5551 | 0 | 0 | 1 | 0 | 0 | 1 | 0 | 0 | 1
5552 | 0 | 0.018428 | 1 | 0 | 0 | 1 | 0 | 0.018428 | 1
5553 | 0.11663 | 0.01111 | 1 | 0 | 0 | 1 | 0.11663 | 0.01111 | 1
5554 | 0.1882 | 0.027894 | 1 | 0 | 0 | 1 | 0.1882 | 0.027894 | 1
5555 | 0.21736 | 0.058275 | 1 | 0 | 0 | 1 | 0.21736 | 0.058275 | 1
5556 | 0.29945 | 0.065423 | 1 | 0 | 0 | 1 | 0.29945 | 0.065423 | 1
5557 | 0.32787 | 0.084108 | 1 | 0 | 0 | 1 | 0.32787 | 0.084108 | 1
5558 | 0.32693 | 0.094929 | 1 | 0 | 0 | 1 | 0.32693 | 0.094929 | 1
5559 | 0.31852 | 0.087181 | 1 | 0 | 0 | 1 | 0.31852 | 0.087181 | 1
5560 | 0.18395 | 0.089628 | 1 | 0 | 0 | 1 | 0.18395 | 0.089628 | 1
5561 | 0.0094506 | 0.087824 | 1 | 0 | 0 | 1 | 0.0094506 | 0.087824 | 1
5562 | 0 | 0.063298 | 1 | 0 | 0 | 1 | 0 | 0.063298 | 1
5563 | 0 | 0.046438 | 1 | 0 | 0 | 1 | 0 | 0.046438 | 1
5564 | 0 | 0.015221 | 1 | 0 | 0 | 1 | 0 | 0.015221 | 1
5565 | 0 | 0.025379 | 1 | 0 | 0 | 1 | 0 | 0.025379 | 1
5566 | 0 | 0.023945 | 1 | 0 | 0 | 1 | 0 | 0.023945 | 1
5567 | 0 | 0.032347 | 1 | 0 | 0 | 1 | 0 | 0.032347 | 1
5568 | 0 | 0.02265 | 1 | 0 | 0 | 1 | 0 | 0.02265 | 1
5569 | 0 | 0.0064049 | 1 | 0 | 0 | 1 | 0 | 0.0064049 | 1
5570 | 0 | 0.030484 | 1 | 0 | 0 | 1 | 0 | 0.030484 | 1
5571 | 0 | 0.014912 | 1 | 0 | 0 | 1 | 0 | 0.014912 | 1
5572 | 0 | 0.0081873 | 1 | 0 | 0 | 1 | 0 | 0.0081873 | 1
5573 | 0 | 0.0023907 | 1 | 0 | 0 | 1 | 0 | 0.0023907 | 1
5574 | 0 | 0.011597 | 1 | 0 | 0 | 1 | 0 | 0.011597 | 1
5575 | 0 | 0.032797 | 1 | 0 | 0 | 1 | 0 | 0.032797 | 1
5576 | 0 | 0.040226 | 1 | 0 | 0 | 1 | 0 | 0.040226 | 1
5577 | 0.076102 | 0.029758 | 1 | 0 | 0 | 1 | 0.076102 | 0.029758 | 1
5578 | 0.17183 | 0.051802 | 1 | 0 | 0 | 1 | 0.17183 | 0.051802 | 1
5579 | 0.21376 | 0.068819 | 1 | 0 | 0 | 1 | 0.21376 | 0.068819 | 1
5580 | 0.34042 | 0.079255 | 1 | 0 | 0 | 1 | 0.34042 | 0.079255 | 1
5581 | 0.25333 | 0.096214 | 1 | 0 | 0 | 1 | 0.25333 | 0.096214 | 1
5582 | 0.2304 | 0.099534 | 1 | 0 | 0 | 1 | 0.2304 | 0.099534 | 1
5583 | 0.30299 | 0.083487 | 1 | 0 | 0 | 1 | 0.30299 | 0.083487 | 1
5584 | 0.16607 | 0.098458 | 1 | 0 | 0 | 1 | 0.16607 | 0.098458 | 1
5585 | 0.0037374 | 0.10473 | 1 | 0 | 0 | 1 | 0.0037374 | 0.10473 | 1
5586 | 0 | 0.083185 | 1 | 0 | 0 | 1 | 0 | 0.083185 | 1
5587 | 0 | 0.059732 | 1 | 0 | 0 | 1 | 0 | 0.059732 | 1
5588 | 0 | 0.039223 | 1 | 0 | 0 | 1 | 0 | 0.039223 | 1
5589 | 0 | 0.049944 | 1 | 0 | 0 | 1 | 0 | 0.049944 | 1
5590 | 0 | 0.074702 | 1 | 0 | 0 | 1 | 0 | 0.074702 | 1
5591 | 0 | 0.064077 | 1 | 0 | 0 | 1 | 0 | 0.064077 | 1
5592 | 0 | 0.056389 | 1 | 0 | 0 | 1 | 0 | 0.056389 | 1
5593 | 0 | 0.026066 | 1 | 0 | 0 | 1 | 0 | 0.026066 | 1
5594 | 0 | 0.041775 | 1 | 0 | 0 | 1 | 0 | 0.041775 | 1
5595 | 0 | 0.029732 | 1 | 0 | 0 | 1 | 0 | 0.029732 | 1
5596 | 0 | 0.01637 | 1 | 0 | 0 | 1 | 0 | 0.01637 | 1
5597 | 0 | 0.0034676 | 1 | 0 | 0 | 1 | 0 | 0.0034676 | 1
5598 | 0 | 0.022176 | 1 | 0 | 0 | 1 | 0 | 0.022176 | 1
5599 | 0 | 0.0058 | 1 | 0 | 0 | 1 | 0 | 0.0058 | 1
5600 | 0 | 0.023556 | 1 | 0 | 0 | 1 | 0 | 0.023556 | 1
5601 | 0 | 0.026527 | 1 | 0 | 0 | 1 | 0 | 0.026527 | 1
5602 | 0.04489 | 0.062257 | 1 | 0 | 0 | 1 | 0.04489 | 0.062257 | 1
5603 | 0.096403 | 0.083831 | 1 | 0 | 0 | 1 | 0.096403 | 0.083831 | 1
5604 | 0.17502 | 0.10176 | 1 | 0 | 0 | 1 | 0.17502 | 0.10176 | 1
5605 | 0.1106 | 0.11373 | 1 | 0 | 0 | 1 | 0.1106 | 0.11373 | 1
5606 | 0.086876 | 0.10522 | 1 | 0 | 0 | 1 | 0.086876 | 0.10522 | 1
5607 | 0.091496 | 0.10404 | 1 | 0 | 0 | 1 | 0.091496 | 0.10404 | 1
5608 | 0.015884 | 0.13012 | 1 | 0 | 0 | 1 | 0.015884 | 0.13012 | 1
5609 | 0 | 0.10826 | 1 | 0 | 0 | 1 | 0 | 0.10826 | 1
5610 | 0 | 0.083353 | 1 | 0 | 0 | 1 | 0 | 0.083353 | 1
5611 | 0 | 0.041175 | 1 | 0 | 0 | 1 | 0 | 0.041175 | 1
5612 | 0 | 0.019432 | 1 | 0 | 0 | 1 | 0 | 0.019432 | 1
5613 | 0 | 0.025277 | 1 | 0 | 0 | 1 | 0 | 0.025277 | 1
5614 | 0 | 0.045902 | 1 | 0 | 0 | 1 | 0 | 0.045902 | 1
5615 | 0 | 0.03401 | 1 | 0 | 0 | 1 | 0 | 0.03401 | 1
5616 | 0 | 0.041532 | 1 | 0 | 0 | 1 | 0 | 0.041532 | 1
5617 | 0 | 0.058166 | 1 | 0 | 0 | 1 | 0 | 0.058166 | 1
5618 | 0 | 0.0070678 | 1 | 0 | 0 | 1 | 0 | 0.0070678 | 1
5619 | 0 | 0.01293 | 1 | 0 | 0 | 1 | 0 | 0.01293 | 1
5620 | 0 | 0.0006535 | 1 | 0 | 0 | 1 | 0 | 0.0006535 | 1
5621 | 0 | 0 | 1 | 0 | 0 | 1 | 0 | 0 | 1
5622 | 0 | 0 | 1 | 0 | 0 | 1 | 0 | 0 | 1
5623 | 0 | 0 | 1 | 0 | 0 | 1 | 0 | 0 | 1
5624 | 0 | 0 | 1 | 0 | 0 | 1 | 0 | 0 | 1
5625 | 0 | 0.020538 | 1 | 0 | 0 | 1 | 0 | 0.020538 | 1
5626 | 0 | 0.06345 | 1 | 0 | 0 | 1 | 0 | 0.06345 | 1
5627 | 0.030297 | 0.075292 | 1 | 0 | 0 | 1 | 0.030297 | 0.075292 | 1
5628 | 0.084912 | 0.10056 | 1 | 0 | 0 | 1 | 0.084912 | 0.10056 | 1
5629 | 0.065878 | 0.097238 | 1 | 0 | 0 | 1 | 0.065878 | 0.097238 | 1
5630 | 0.02403 | 0.087769 | 1 | 0 | 0 | 1 | 0.02403 | 0.087769 | 1
5631 | 0.023535 | 0.073417 | 1 | 0 | 0 | 1 | 0.023535 | 0.073417 | 1
5632 | 0 | 0.089055 | 1 | 0 | 0 | 1 | 0 | 0.089055 | 1
5633 | 0 | 0.070706 | 1 | 0 | 0 | 1 | 0 | 0.070706 | 1
5634 | 0 | 0.058899 | 1 | 0 | 0 | 1 | 0 | 0.058899 | 1
5635 | 0 | 0.022844 | 1 | 0 | 0 | 1 | 0 | 0.022844 | 1
5636 | 0 | 0.0042837 | 1 | 0 | 0 | 1 | 0 | 0.0042837 | 1
5637 | 0 | 0.0031712 | 1 | 0 | 0 | 1 | 0 | 0.0031712 | 1
5638 | 0 | 0.012031 | 1 | 0 | 0 | 1 | 0 | 0.012031 | 1
5639 | 0 | 0.010299 | 1 | 0 | 0 | 1 | 0 | 0.010299 | 1
5640 | 0 | 0.012252 | 1 | 0 | 0 | 1 | 0 | 0.012252 | 1
5641 | 0 | 0.02833 | 1 | 0 | 0 | 1 | 0 | 0.02833 | 1
5642 | 0 | 0 | 1 | 0 | 0 | 1 | 0 | 0 | 1
5643 | 0 | 0 | 1 | 0 | 0 | 1 | 0 | 0 | 1
5644 | 0 | 0 | 1 | 0 | 0 | 1 | 0 | 0 | 1
5645 | 0 | 0 | 1 | 0 | 0 | 1 | 0 | 0 | 1
5646 | 0 | 0 | 1 | 0 | 0 | 1 | 0 | 0 | 1
5647 | 0 | 0 | 1 | 0 | 0 | 1 | 0 | 0 | 1
5648 | 0 | 0 | 1 | 0 | 0 | 1 | 0 | 0 | 1
5649 | 0 | 0.019426 | 1 | 0 | 0 | 1 | 0 | 0.019426 | 1
5650 | 0 | 0.043357 | 1 | 0 | 0 | 1 | 0 | 0.043357 | 1
5651 | 0 | 0.046612 | 1 | 0 | 0 | 1 | 0 | 0.046612 | 1
5652 | 0.034287 | 0.063065 | 1 | 0 | 0 | 1 | 0.034287 | 0.063065 | 1
5653 | 0.089337 | 0.05936 | 1 | 0 | 0 | 1 | 0.089337 | 0.05936 | 1
5654 | 0.071724 | 0.058051 | 1 | 0 | 0 | 1 | 0.071724 | 0.058051 | 1
5655 | 0.016269 | 0.059411 | 1 | 0 | 0 | 1 | 0.016269 | 0.059411 | 1
5656 | 0 | 0.039593 | 1 | 0 | 0 | 1 | 0 | 0.039593 | 1
5657 | 0 | 0.040948 | 1 | 0 | 0 | 1 | 0 | 0.040948 | 1
5658 | 0 | 0.029864 | 1 | 0 | 0 | 1 | 0 | 0.029864 | 1
5659 | 0 | 0.011615 | 1 | 0 | 0 | 1 | 0 | 0.011615 | 1
5660 | 0 | 0 | 1 | 0 | 0 | 1 | 0 | 0 | 1
5661 | 0 | 0 | 1 | 0 | 0 | 1 | 0 | 0 | 1
5662 | 0 | 0 | 1 | 0 | 0 | 1 | 0 | 0 | 1
5663 | 0 | 0 | 1 | 0 | 0 | 1 | 0 | 0 | 1
5664 | 0 | 0.0057408 | 1 | 0 | 0 | 1 | 0 | 0.0057408 | 1
5665 | 0 | 0 | 1 | 0 | 0 | 1 | 0 | 0 | 1
5666 | 0 | 0 | 1 | 0 | 0 | 1 | 0 | 0 | 1
5667 | 0 | 0 | 1 | 0 | 0 | 1 | 0 | 0 | 1
5668 | 0 | 0 | 1 | 0 | 0 | 1 | 0 | 0 | 1
5669 | 0 | 0 | 1 | 0 | 0 | 1 | 0 | 0 | 1
5670 | 0 | 0 | 1 | 0 | 0 | 1 | 0 | 0 | 1
5671 | 0 | 0.0051775 | 1 | 0 | 0 | 1 | 0 | 0.0051775 | 1
5672 | 0 | 0.009899 | 1 | 0 | 0 | 1 | 0 | 0.009899 | 1
5673 | 0 | 0.023315 | 1 | 0 | 0 | 1 | 0 | 0.023315 | 1
5674 | 0 | 0.046279 | 1 | 0 | 0 | 1 | 0 | 0.046279 | 1
5675 | 0.0299 | 0.040401 | 1 | 0 | 0 | 1 | 0.0299 | 0.040401 | 1
5676 | 0.081103 | 0.054236 | 1 | 0 | 0 | 1 | 0.081103 | 0.054236 | 1
5677 | 0.1791 | 0.049798 | 1 | 0 | 0 | 1 | 0.1791 | 0.049798 | 1
5678 | 0.14754 | 0.049484 | 1 | 0 | 0 | 1 | 0.14754 | 0.049484 | 1
5679 | 0.12879 | 0.04126 | 1 | 0 | 0 | 1 | 0.12879 | 0.04126 | 1
5680 | 0.062489 | 0.020685 | 1 | 0 | 0 | 1 | 0.062489 | 0.020685 | 1
5681 | 0 | 0.0364 | 1 | 0 | 0 | 1 | 0 | 0.0364 | 1
5682 | 0 | 0.024607 | 1 | 0 | 0 | 1 | 0 | 0.024607 | 1
5683 | 0 | 0.021948 | 1 | 0 | 0 | 1 | 0 | 0.021948 | 1
5684 | 0 | 0.011287 | 1 | 0 | 0 | 1 | 0 | 0.011287 | 1
5685 | 0 | 0.013066 | 1 | 0 | 0 | 1 | 0 | 0.013066 | 1
5686 | 0 | 0.014801 | 1 | 0 | 0 | 1 | 0 | 0.014801 | 1
5687 | 0 | 0.012882 | 1 | 0 | 0 | 1 | 0 | 0.012882 | 1
5688 | 0 | 0.014779 | 1 | 0 | 0 | 1 | 0 | 0.014779 | 1
5689 | 0 | 0 | 1 | 0 | 0 | 1 | 0 | 0 | 1
5690 | 0 | 0 | 1 | 0 | 0 | 1 | 0 | 0 | 1
5691 | 0 | 0 | 1 | 0 | 0 | 1 | 0 | 0 | 1
5692 | 0 | 0 | 1 | 0 | 0 | 1 | 0 | 0 | 1
5693 | 0 | 0 | 1 | 0 | 0 | 1 | 0 | 0 | 1
5694 | 0 | 0 | 1 | 0 | 0 | 1 | 0 | 0 | 1
5695 | 0 | 0.0046688 | 1 | 0 | 0 | 1 | 0 | 0.0046688 | 1
5696 | 0 | 0.018977 | 1 | 0 | 0 | 1 | 0 | 0.018977 | 1
5697 | 0 | 0.023387 | 1 | 0 | 0 | 1 | 0 | 0.023387 | 1
5698 | 0.078277 | 0.068812 | 1 | 0 | 0 | 1 | 0.078277 | 0.068812 | 1
5699 | 0.10029 | 0.067823 | 1 | 0 | 0 | 1 | 0.10029 | 0.067823 | 1
5700 | 0.11832 | 0.065042 | 1 | 0 | 0 | 1 | 0.11832 | 0.065042 | 1
5701 | 0.21619 | 0.071933 | 1 | 0 | 0 | 1 | 0.21619 | 0.071933 | 1
5702 | 0.16421 | 0.051161 | 1 | 0 | 0 | 1 | 0.16421 | 0.051161 | 1
5703 | 0.11807 | 0.052668 | 1 | 0 | 0 | 1 | 0.11807 | 0.052668 | 1
5704 | 0.042485 | 0.040745 | 1 | 0 | 0 | 1 | 0.042485 | 0.040745 | 1
5705 | 0 | 0.053685 | 1 | 0 | 0 | 1 | 0 | 0.053685 | 1
5706 | 0 | 0.048168 | 1 | 0 | 0 | 1 | 0 | 0.048168 | 1
5707 | 0 | 0.03794 | 1 | 0 | 0 | 1 | 0 | 0.03794 | 1
5708 | 0 | 0.029164 | 1 | 0 | 0 | 1 | 0 | 0.029164 | 1
5709 | 0 | 0.031485 | 1 | 0 | 0 | 1 | 0 | 0.031485 | 1
5710 | 0 | 0.02802 | 1 | 0 | 0 | 1 | 0 | 0.02802 | 1
5711 | 0 | 0.018189 | 1 | 0 | 0 | 1 | 0 | 0.018189 | 1
5712 | 0 | 0.019963 | 1 | 0 | 0 | 1 | 0 | 0.019963 | 1
5713 | 0 | 0 | 1 | 0 | 0 | 1 | 0 | 0 | 1
5714 | 0 | 0.0012786 | 1 | 0 | 0 | 1 | 0 | 0.0012786 | 1
5715 | 0 | 0 | 1 | 0 | 0 | 1 | 0 | 0 | 1
5716 | 0 | 0 | 1 | 0 | 0 | 1 | 0 | 0 | 1
5717 | 0 | 0 | 1 | 0 | 0 | 1 | 0 | 0 | 1
5718 | 0 | 0 | 1 | 0 | 0 | 1 | 0 | 0 | 1
5719 | 0 | 0 | 1 | 0 | 0 | 1 | 0 | 0 | 1
5720 | 0 | 0 | 1 | 0 | 0 | 1 | 0 | 0 | 1
5721 | 0.0041504 | 0 | 1 | 0 | 0 | 1 | 0.0041504 | 0 | 1
5722 | 0.12436 | 0.024504 | 1 | 0 | 0 | 1 | 0.12436 | 0.024504 | 1
5723 | 0.16303 | 0.037392 | 1 | 0 | 0 | 1 | 0.16303 | 0.037392 | 1
5724 | 0.21 | 0.044741 | 1 | 0 | 0 | 1 | 0.21 | 0.044741 | 1
5725 | 0.19802 | 0.061516 | 1 | 0 | 0 | 1 | 0.19802 | 0.061516 | 1
5726 | 0.15332 | 0.060137 | 1 | 0 | 0 | 1 | 0.15332 | 0.060137 | 1
5727 | 0.07526 | 0.056359 | 1 | 0 | 0 | 1 | 0.07526 | 0.056359 | 1
5728 | 0 | 0.049164 | 1 | 0 | 0 | 1 | 0 | 0.049164 | 1
5729 | 0 | 0.053246 | 1 | 0 | 0 | 1 | 0 | 0.053246 | 1
5730 | 0 | 0.045235 | 1 | 0 | 0 | 1 | 0 | 0.045235 | 1
5731 | 0 | 0.025747 | 1 | 0 | 0 | 1 | 0 | 0.025747 | 1
5732 | 0 | 0.014566 | 1 | 0 | 0 | 1 | 0 | 0.014566 | 1
5733 | 0 | 0.025438 | 1 | 0 | 0 | 1 | 0 | 0.025438 | 1
5734 | 0 | 0.032523 | 1 | 0 | 0 | 1 | 0 | 0.032523 | 1
5735 | 0 | 0.031283 | 1 | 0 | 0 | 1 | 0 | 0.031283 | 1
5736 | 0 | 0.01387 | 1 | 0 | 0 | 1 | 0 | 0.01387 | 1
5737 | 0 | 0.01289 | 1 | 0 | 0 | 1 | 0 | 0.01289 | 1
5738 | 0 | 0 | 1 | 0 | 0 | 1 | 0 | 0 | 1
5739 | 0 | 0 | 1 | 0 | 0 | 1 | 0 | 0 | 1
5740 | 0 | 0 | 1 | 0 | 0 | 1 | 0 | 0 | 1
5741 | 0 | 0 | 1 | 0 | 0 | 1 | 0 | 0 | 1
5742 | 0 | 0 | 1 | 0 | 0 | 1 | 0 | 0 | 1
5743 | 0 | 0 | 1 | 0 | 0 | 1 | 0 | 0 | 1
5744 | 0 | 0 | 1 | 0 | 0 | 1 | 0 | 0 | 1
5745 | 0.020364 | 0 | 1 | 0 | 0 | 1 | 0.020364 | 0 | 1
5746 | 0.12263 | 0 | 1 | 0 | 0 | 1 | 0.12263 | 0 | 1
5747 | 0.1437 | 0.01665 | 1 | 0 | 0 | 1 | 0.1437 | 0.01665 | 1
5748 | 0.18117 | 0.044176 | 1 | 0 | 0 | 1 | 0.18117 | 0.044176 | 1
5749 | 0.20241 | 0.073302 | 1 | 0 | 0 | 1 | 0.20241 | 0.073302 | 1
5750 | 0.18613 | 0.087465 | 1 | 0 | 0 | 1 | 0.18613 | 0.087465 | 1
5751 | 0.093636 | 0.083869 | 1 | 0 | 0 | 1 | 0.093636 | 0.083869 | 1
5752 | 0 | 0.070517 | 1 | 0 | 0 | 1 | 0 | 0.070517 | 1
5753 | 0 | 0.082776 | 1 | 0 | 0 | 1 | 0 | 0.082776 | 1
5754 | 0 | 0.059685 | 1 | 0 | 0 | 1 | 0 | 0.059685 | 1
5755 | 0 | 0.026493 | 1 | 0 | 0 | 1 | 0 | 0.026493 | 1
5756 | 0 | 0 | 1 | 0 | 0 | 1 | 0 | 0 | 1
5757 | 0 | 0.018305 | 1 | 0 | 0 | 1 | 0 | 0.018305 | 1
5758 | 0 | 0.0099119 | 1 | 0 | 0 | 1 | 0 | 0.0099119 | 1
5759 | 0 | 0.014694 | 1 | 0 | 0 | 1 | 0 | 0.014694 | 1
5760 | 0 | 0.0030655 | 1 | 0 | 0 | 1 | 0 | 0.0030655 | 1
5761 | 0 | 0 | 1 | 0 | 0 | 1 | 0 | 0 | 1
5762 | 0 | 0 | 1 | 0 | 0 | 1 | 0 | 0 | 1
5763 | 0 | 0 | 1 | 0 | 0 | 1 | 0 | 0 | 1
5764 | 0 | 0 | 1 | 0 | 0 | 1 | 0 | 0 | 1
5765 | 0 | 0 | 1 | 0 | 0 | 1 | 0 | 0 | 1
5766 | 0 | 0 | 1 | 0 | 0 | 1 | 0 | 0 | 1
5767 | 0 | 0 | 1 | 0 | 0 | 1 | 0 | 0 | 1
5768 | 0 | 0 | 1 | 0 | 0 | 1 | 0 | 0 | 1
5769 | 0.082525 | 0 | 1 | 0 | 0 | 1 | 0.082525 | 0 | 1
5770 | 0.18836 | 0.00056448 | 1 | 0 | 0 | 1 | 0.18836 | 0.00056448 | 1
5771 | 0.26762 | 0.024695 | 1 | 0 | 0 | 1 | 0.26762 | 0.024695 | 1
5772 | 0.30096 | 0.061221 | 1 | 0 | 0 | 1 | 0.30096 | 0.061221 | 1
5773 | 0.31412 | 0.096468 | 1 | 0 | 0 | 1 | 0.31412 | 0.096468 | 1
5774 | 0.31148 | 0.12195 | 1 | 0 | 0 | 1 | 0.31148 | 0.12195 | 1
5775 | 0.19697 | 0.11359 | 1 | 0 | 0 | 1 | 0.19697 | 0.11359 | 1
5776 | 0.054548 | 0.089356 | 1 | 0 | 0 | 1 | 0.054548 | 0.089356 | 1
5777 | 0.02533 | 0.09803 | 1 | 0 | 0 | 1 | 0.02533 | 0.09803 | 1
5778 | 0 | 0.054798 | 1 | 0 | 0 | 1 | 0 | 0.054798 | 1
5779 | 0 | 0.030037 | 1 | 0 | 0 | 1 | 0 | 0.030037 | 1
5780 | 0 | 0.0086824 | 1 | 0 | 0 | 1 | 0 | 0.0086824 | 1
5781 | 0 | 0.034838 | 1 | 0 | 0 | 1 | 0 | 0.034838 | 1
5782 | 0 | 0.02381 | 1 | 0 | 0 | 1 | 0 | 0.02381 | 1
5783 | 0 | 0.037281 | 1 | 0 | 0 | 1 | 0 | 0.037281 | 1
5784 | 0 | 0.020159 | 1 | 0 | 0 | 1 | 0 | 0.020159 | 1
5785 | 0 | 0 | 1 | 0 | 0 | 1 | 0 | 0 | 1
5786 | 0 | 0 | 1 | 0 | 0 | 1 | 0 | 0 | 1
5787 | 0 | 0 | 1 | 0 | 0 | 1 | 0 | 0 | 1
5788 | 0 | 0 | 1 | 0 | 0 | 1 | 0 | 0 | 1
5789 | 0 | 0 | 1 | 0 | 0 | 1 | 0 | 0 | 1
5790 | 0 | 0 | 1 | 0 | 0 | 1 | 0 | 0 | 1
5791 | 0 | 0 | 1 | 0 | 0 | 1 | 0 | 0 | 1
5792 | 0 | 0 | 1 | 0 | 0 | 1 | 0 | 0 | 1
5793 | 0.092062 | 0 | 1 | 0 | 0 | 1 | 0.092062 | 0 | 1
5794 | 0.18019 | 0.0095755 | 1 | 0 | 0 | 1 | 0.18019 | 0.0095755 | 1
5795 | 0.30376 | 0.047123 | 1 | 0 | 0 | 1 | 0.30376 | 0.047123 | 1
5796 | 0.34208 | 0.086607 | 1 | 0 | 0 | 1 | 0.34208 | 0.086607 | 1
5797 | 0.35737 | 0.11315 | 1 | 0 | 0 | 1 | 0.35737 | 0.11315 | 1
5798 | 0.35372 | 0.12038 | 1 | 0 | 0 | 1 | 0.35372 | 0.12038 | 1
5799 | 0.25884 | 0.109 | 1 | 0 | 0 | 1 | 0.25884 | 0.109 | 1
5800 | 0.1218 | 0.096337 | 1 | 0 | 0 | 1 | 0.1218 | 0.096337 | 1
5801 | 0.01214 | 0.10222 | 1 | 0 | 0 | 1 | 0.01214 | 0.10222 | 1
5802 | 0 | 0.046474 | 1 | 0 | 0 | 1 | 0 | 0.046474 | 1
5803 | 0 | 0.011956 | 1 | 0 | 0 | 1 | 0 | 0.011956 | 1
5804 | 0 | 0 | 1 | 0 | 0 | 1 | 0 | 0 | 1
5805 | 0 | 0.0012076 | 1 | 0 | 0 | 1 | 0 | 0.0012076 | 1
5806 | 0 | 0 | 1 | 0 | 0 | 1 | 0 | 0 | 1
5807 | 0 | 0 | 1 | 0 | 0 | 1 | 0 | 0 | 1
5808 | 0 | 0 | 1 | 0 | 0 | 1 | 0 | 0 | 1
5809 | 0 | 0 | 1 | 0 | 0 | 1 | 0 | 0 | 1
5810 | 0 | 0 | 1 | 0 | 0 | 1 | 0 | 0 | 1
5811 | 0 | 0 | 1 | 0 | 0 | 1 | 0 | 0 | 1
5812 | 0 | 0 | 1 | 0 | 0 | 1 | 0 | 0 | 1
5813 | 0 | 0 | 1 | 0 | 0 | 1 | 0 | 0 | 1
5814 | 0 | 0 | 1 | 0 | 0 | 1 | 0 | 0 | 1
5815 | 0 | 0 | 1 | 0 | 0 | 1 | 0 | 0 | 1
5816 | 0 | 0 | 1 | 0 | 0 | 1 | 0 | 0 | 1
5817 | 0.096894 | 0 | 1 | 0 | 0 | 1 | 0.096894 | 0 | 1
5818 | 0.17827 | 0 | 1 | 0 | 0 | 1 | 0.17827 | 0 | 1
5819 | 0.31385 | 0.027323 | 1 | 0 | 0 | 1 | 0.31385 | 0.027323 | 1
5820 | 0.3625 | 0.053084 | 1 | 0 | 0 | 1 | 0.3625 | 0.053084 | 1
5821 | 0.30167 | 0.077644 | 1 | 0 | 0 | 1 | 0.30167 | 0.077644 | 1
5822 | 0.31931 | 0.067783 | 1 | 0 | 0 | 1 | 0.31931 | 0.067783 | 1
5823 | 0.25797 | 0.050183 | 1 | 0 | 0 | 1 | 0.25797 | 0.050183 | 1
5824 | 0.23843 | 0.036004 | 1 | 0 | 0 | 1 | 0.23843 | 0.036004 | 1
5825 | 0.061803 | 0.037559 | 1 | 0 | 0 | 1 | 0.061803 | 0.037559 | 1
5826 | 0 | 0 | 1 | 0 | 0 | 1 | 0 | 0 | 1
5827 | 0 | 0 | 1 | 0 | 0 | 1 | 0 | 0 | 1
5828 | 0 | 0 | 1 | 0 | 0 | 1 | 0 | 0 | 1
5829 | 0 | 0 | 1 | 0 | 0 | 1 | 0 | 0 | 1
5830 | 0 | 0 | 1 | 0 | 0 | 1 | 0 | 0 | 1
5831 | 0 | 0 | 1 | 0 | 0 | 1 | 0 | 0 | 1
5832 | 0 | 0 | 1 | 0 | 0 | 1 | 0 | 0 | 1
5833 | 0 | 0 | 1 | 0 | 0 | 1 | 0 | 0 | 1
5834 | 0 | 0 | 1 | 0 | 0 | 1 | 0 | 0 | 1
5835 | 0 | 0 | 1 | 0 | 0 | 1 | 0 | 0 | 1
5836 | 0 | 0 | 1 | 0 | 0 | 1 | 0 | 0 | 1
5837 | 0 | 0 | 1 | 0 | 0 | 1 | 0 | 0 | 1
5838 | 0 | 0 | 1 | 0 | 0 | 1 | 0 | 0 | 1
5839 | 0 | 0 | 1 | 0 | 0 | 1 | 0 | 0 | 1
5840 | 0 | 0 | 1 | 0 | 0 | 1 | 0 | 0 | 1
5841 | 0.075604 | 0 | 1 | 0 | 0 | 1 | 0.075604 | 0 | 1
5842 | 0.18256 | 0 | 1 | 0 | 0 | 1 | 0.18256 | 0 | 1
5843 | 0.25019 | 0 | 1 | 0 | 0 | 1 | 0.25019 | 0 | 1
5844 | 0.29246 | 0.0046383 | 1 | 0 | 0 | 1 | 0.29246 | 0.0046383 | 1
5845 | 0.23442 | 0.033307 | 1 | 0 | 0 | 1 | 0.23442 | 0.033307 | 1
5846 | 0.24473 | 0.032277 | 1 | 0 | 0 | 1 | 0.24473 | 0.032277 | 1
5847 | 0.17715 | 0.01763 | 1 | 0 | 0 | 1 | 0.17715 | 0.01763 | 1
5848 | 0.15976 | 0.0014204 | 1 | 0 | 0 | 1 | 0.15976 | 0.0014204 | 1
5849 | 0.021756 | 0.0033695 | 1 | 0 | 0 | 1 | 0.021756 | 0.0033695 | 1
5850 | 0 | 0 | 1 | 0 | 0 | 1 | 0 | 0 | 1
5851 | 0 | 0 | 1 | 0 | 0 | 1 | 0 | 0 | 1
5852 | 0 | 0 | 1 | 0 | 0 | 1 | 0 | 0 | 1
5853 | 0 | 0 | 1 | 0 | 0 | 1 | 0 | 0 | 1
5854 | 0 | 0 | 1 | 0 | 0 | 1 | 0 | 0 | 1
5855 | 0 | 0 | 1 | 0 | 0 | 1 | 0 | 0 | 1
5856 | 0 | 0 | 1 | 0 | 0 | 1 | 0 | 0 | 1
5857 | 0 | 0 | 1 | 0 | 0 | 1 | 0 | 0 | 1
5858 | 0 | 0 | 1 | 0 | 0 | 1 | 0 | 0 | 1
5859 | 0 | 0 | 1 | 0 | 0 | 1 | 0 | 0 | 1
5860 | 0 | 0 | 1 | 0 | 0 | 1 | 0 | 0 | 1
5861 | 0 | 0 | 1 | 0 | 0 | 1 | 0 | 0 | 1
5862 | 0 | 0 | 1 | 0 | 0 | 1 | 0 | 0 | 1
5863 | 0 | 0 | 1 | 0 | 0 | 1 | 0 | 0 | 1
5864 | 0 | 0 | 1 | 0 | 0 | 1 | 0 | 0 | 1
5865 | 0.038563 | 0 | 1 | 0 | 0 | 1 | 0.038563 | 0 | 1
5866 | 0.10977 | 0 | 1 | 0 | 0 | 1 | 0.10977 | 0 | 1
5867 | 0.17373 | 0 | 1 | 0 | 0 | 1 | 0.17373 | 0 | 1
5868 | 0.16839 | 0 | 1 | 0 | 0 | 1 | 0.16839 | 0 | 1
5869 | 0.15603 | 0 | 1 | 0 | 0 | 1 | 0.15603 | 0 | 1
5870 | 0.18673 | 0.003452 | 1 | 0 | 0 | 1 | 0.18673 | 0.003452 | 1
5871 | 0.13898 | 0 | 1 | 0 | 0 | 1 | 0.13898 | 0 | 1
5872 | 0.15928 | 0 | 1 | 0 | 0 | 1 | 0.15928 | 0 | 1
5873 | 0.0022596 | 0 | 1 | 0 | 0 | 1 | 0.0022596 | 0 | 1
5874 | 0 | 0 | 1 | 0 | 0 | 1 | 0 | 0 | 1
5875 | 0 | 0 | 1 | 0 | 0 | 1 | 0 | 0 | 1
5876 | 0 | 0 | 1 | 0 | 0 | 1 | 0 | 0 | 1
5877 | 0 | 0 | 1 | 0 | 0 | 1 | 0 | 0 | 1
5878 | 0 | 0 | 1 | 0 | 0 | 1 | 0 | 0 | 1
5879 | 0 | 0 | 1 | 0 | 0 | 1 | 0 | 0 | 1
5880 | 0 | 0 | 1 | 0 | 0 | 1 | 0 | 0 | 1
5881 | 0 | 0 | 1 | 0 | 0 | 1 | 0 | 0 | 1
5882 | 0 | 0 | 1 | 0 | 0 | 1 | 0 | 0 | 1
5883 | 0 | 0 | 1 | 0 | 0 | 1 | 0 | 0 | 1
5884 | 0 | 0 | 1 | 0 | 0 | 1 | 0 | 0 | 1
5885 | 0 | 0 | 1 | 0 | 0 | 1 | 0 | 0 | 1
5886 | 0 | 0 | 1 | 0 | 0 | 1 | 0 | 0 | 1
5887 | 0 | 0 | 1 | 0 | 0 | 1 | 0 | 0 | 1
5888 | 0 | 0 | 1 | 0 | 0 | 1 | 0 | 0 | 1
5889 | 0.077904 | 0 | 1 | 0 | 0 | 1 | 0.077904 | 0 | 1
5890 | 0.14655 | 0 | 1 | 0 | 0 | 1 | 0.14655 | 0 | 1
5891 | 0.20861 | 0 | 1 | 0 | 0 | 1 | 0.20861 | 0 | 1
5892 | 0.17296 | 0.00096894 | 1 | 0 | 0 | 1 | 0.17296 | 0.00096894 | 1
5893 | 0.19584 | 0.0036393 | 1 | 0 | 0 | 1 | 0.19584 | 0.0036393 | 1
5894 | 0.18384 | 0.018634 | 1 | 0 | 0 | 1 | 0.18384 | 0.018634 | 1
5895 | 0.10585 | 0.031228 | 1 | 0 | 0 | 1 | 0.10585 | 0.031228 | 1
5896 | 0.083989 | 0.014596 | 1 | 0 | 0 | 1 | 0.083989 | 0.014596 | 1
5897 | 0 | 0.015371 | 1 | 0 | 0 | 1 | 0 | 0.015371 | 1
5898 | 0 | 0.0031113 | 1 | 0 | 0 | 1 | 0 | 0.0031113 | 1
5899 | 0 | 0 | 1 | 0 | 0 | 1 | 0 | 0 | 1
5900 | 0 | 0 | 1 | 0 | 0 | 1 | 0 | 0 | 1
5901 | 0 | 0 | 1 | 0 | 0 | 1 | 0 | 0 | 1
5902 | 0 | 0 | 1 | 0 | 0 | 1 | 0 | 0 | 1
5903 | 0 | 0 | 1 | 0 | 0 | 1 | 0 | 0 | 1
5904 | 0 | 0 | 1 | 0 | 0 | 1 | 0 | 0 | 1
5905 | 0 | 0 | 1 | 0 | 0 | 1 | 0 | 0 | 1
5906 | 0 | 0 | 1 | 0 | 0 | 1 | 0 | 0 | 1
5907 | 0 | 0 | 1 | 0 | 0 | 1 | 0 | 0 | 1
5908 | 0 | 0 | 1 | 0 | 0 | 1 | 0 | 0 | 1
5909 | 0 | 0 | 1 | 0 | 0 | 1 | 0 | 0 | 1
5910 | 0 | 0 | 1 | 0 | 0 | 1 | 0 | 0 | 1
5911 | 0 | 0 | 1 | 0 | 0 | 1 | 0 | 0 | 1
5912 | 0 | 0 | 1 | 0 | 0 | 1 | 0 | 0 | 1
5913 | 0.069003 | 0 | 1 | 0 | 0 | 1 | 0.069003 | 0 | 1
5914 | 0.14589 | 0.0025603 | 1 | 0 | 0 | 1 | 0.14589 | 0.0025603 | 1
5915 | 0.2355 | 0.033557 | 1 | 0 | 0 | 1 | 0.2355 | 0.033557 | 1
5916 | 0.13975 | 0.048899 | 1 | 0 | 0 | 1 | 0.13975 | 0.048899 | 1
5917 | 0.22631 | 0.032309 | 1 | 0 | 0 | 1 | 0.22631 | 0.032309 | 1
5918 | 0.17679 | 0.046413 | 1 | 0 | 0 | 1 | 0.17679 | 0.046413 | 1
5919 | 0.13576 | 0.0513 | 1 | 0 | 0 | 1 | 0.13576 | 0.0513 | 1
5920 | 0.094216 | 0.048993 | 1 | 0 | 0 | 1 | 0.094216 | 0.048993 | 1
5921 | 0 | 0.042851 | 1 | 0 | 0 | 1 | 0 | 0.042851 | 1
5922 | 0 | 0.020825 | 1 | 0 | 0 | 1 | 0 | 0.020825 | 1
5923 | 0 | 0 | 1 | 0 | 0 | 1 | 0 | 0 | 1
5924 | 0 | 0 | 1 | 0 | 0 | 1 | 0 | 0 | 1
5925 | 0 | 0 | 1 | 0 | 0 | 1 | 0 | 0 | 1
5926 | 0 | 0 | 1 | 0 | 0 | 1 | 0 | 0 | 1
5927 | 0 | 0 | 1 | 0 | 0 | 1 | 0 | 0 | 1
5928 | 0 | 0 | 1 | 0 | 0 | 1 | 0 | 0 | 1
5929 | 0 | 0 | 1 | 0 | 0 | 1 | 0 | 0 | 1
5930 | 0 | 0 | 1 | 0 | 0 | 1 | 0 | 0 | 1
5931 | 0 | 0 | 1 | 0 | 0 | 1 | 0 | 0 | 1
5932 | 0 | 0 | 1 | 0 | 0 | 1 | 0 | 0 | 1
5933 | 0 | 0 | 1 | 0 | 0 | 1 | 0 | 0 | 1
5934 | 0 | 0 | 1 | 0 | 0 | 1 | 0 | 0 | 1
5935 | 0 | 0 | 1 | 0 | 0 | 1 | 0 | 0 | 1
5936 | 0 | 0 | 1 | 0 | 0 | 1 | 0 | 0 | 1
5937 | 0.1096 | 0 | 1 | 0 | 0 | 1 | 0.1096 | 0 | 1
5938 | 0.23729 | 0 | 1 | 0 | 0 | 1 | 0.23729 | 0 | 1
5939 | 0.36234 | 0.01336 | 1 | 0 | 0 | 1 | 0.36234 | 0.01336 | 1
5940 | 0.27661 | 0.048629 | 1 | 0 | 0 | 1 | 0.27661 | 0.048629 | 1
5941 | 0.36749 | 0.051336 | 1 | 0 | 0 | 1 | 0.36749 | 0.051336 | 1
5942 | 0.23319 | 0.058006 | 1 | 0 | 0 | 1 | 0.23319 | 0.058006 | 1
5943 | 0.19553 | 0.066367 | 1 | 0 | 0 | 1 | 0.19553 | 0.066367 | 1
5944 | 0.096873 | 0.071679 | 1 | 0 | 0 | 1 | 0.096873 | 0.071679 | 1
5945 | 0 | 0.061928 | 1 | 0 | 0 | 1 | 0 | 0.061928 | 1
5946 | 0 | 0.043601 | 1 | 0 | 0 | 1 | 0 | 0.043601 | 1
5947 | 0 | 0.0068268 | 1 | 0 | 0 | 1 | 0 | 0.0068268 | 1
5948 | 0 | 0 | 1 | 0 | 0 | 1 | 0 | 0 | 1
5949 | 0 | 0 | 1 | 0 | 0 | 1 | 0 | 0 | 1
5950 | 0 | 0 | 1 | 0 | 0 | 1 | 0 | 0 | 1
5951 | 0 | 0 | 1 | 0 | 0 | 1 | 0 | 0 | 1
5952 | 0 | 0 | 1 | 0 | 0 | 1 | 0 | 0 | 1
5953 | 0 | 0 | 1 | 0 | 0 | 1 | 0 | 0 | 1
5954 | 0 | 0 | 1 | 0 | 0 | 1 | 0 | 0 | 1
5955 | 0 | 0 | 1 | 0 | 0 | 1 | 0 | 0 | 1
5956 | 0 | 0 | 1 | 0 | 0 | 1 | 0 | 0 | 1
5957 | 0 | 0 | 1 | 0 | 0 | 1 | 0 | 0 | 1
5958 | 0 | 0 | 1 | 0 | 0 | 1 | 0 | 0 | 1
5959 | 0 | 0 | 1 | 0 | 0 | 1 | 0 | 0 | 1
5960 | 0 | 0 | 1 | 0 | 0 | 1 | 0 | 0 | 1
5961 | 0.050162 | 0 | 1 | 0 | 0 | 1 | 0.050162 | 0 | 1
5962 | 0.2287 | 0 | 1 | 0 | 0 | 1 | 0.2287 | 0 | 1
5963 | 0.32112 | 0.0055883 | 1 | 0 | 0 | 1 | 0.32112 | 0.0055883 | 1
5964 | 0.27473 | 0.027321 | 1 | 0 | 0 | 1 | 0.27473 | 0.027321 | 1
5965 | 0.30751 | 0.048097 | 1 | 0 | 0 | 1 | 0.30751 | 0.048097 | 1
5966 | 0.27514 | 0.063119 | 1 | 0 | 0 | 1 | 0.27514 | 0.063119 | 1
5967 | 0.24654 | 0.060582 | 1 | 0 | 0 | 1 | 0.24654 | 0.060582 | 1
5968 | 0.16789 | 0.061984 | 1 | 0 | 0 | 1 | 0.16789 | 0.061984 | 1
5969 | 0.034337 | 0.053765 | 1 | 0 | 0 | 1 | 0.034337 | 0.053765 | 1
5970 | 0 | 0.034621 | 1 | 0 | 0 | 1 | 0 | 0.034621 | 1
5971 | 0 | 0.014362 | 1 | 0 | 0 | 1 | 0 | 0.014362 | 1
5972 | 0 | 0 | 1 | 0 | 0 | 1 | 0 | 0 | 1
5973 | 0 | 0 | 1 | 0 | 0 | 1 | 0 | 0 | 1
5974 | 0 | 0 | 1 | 0 | 0 | 1 | 0 | 0 | 1
5975 | 0 | 0 | 1 | 0 | 0 | 1 | 0 | 0 | 1
5976 | 0 | 0 | 1 | 0 | 0 | 1 | 0 | 0 | 1
5977 | 0 | 0 | 1 | 0 | 0 | 1 | 0 | 0 | 1
5978 | 0 | 0 | 1 | 0 | 0 | 1 | 0 | 0 | 1
5979 | 0 | 0 | 1 | 0 | 0 | 1 | 0 | 0 | 1
5980 | 0 | 0 | 1 | 0 | 0 | 1 | 0 | 0 | 1
5981 | 0 | 0 | 1 | 0 | 0 | 1 | 0 | 0 | 1
5982 | 0 | 0 | 1 | 0 | 0 | 1 | 0 | 0 | 1
5983 | 0 | 0 | 1 | 0 | 0 | 1 | 0 | 0 | 1
5984 | 0 | 0 | 1 | 0 | 0 | 1 | 0 | 0 | 1
5985 | 0.069124 | 0 | 1 | 0 | 0 | 1 | 0.069124 | 0 | 1
5986 | 0.24542 | 0 | 1 | 0 | 0 | 1 | 0.24542 | 0 | 1
5987 | 0.28388 | 0.00074549 | 1 | 0 | 0 | 1 | 0.28388 | 0.00074549 | 1
5988 | 0.3381 | 0.01832 | 1 | 0 | 0 | 1 | 0.3381 | 0.01832 | 1
5989 | 0.274 | 0.043584 | 1 | 0 | 0 | 1 | 0.274 | 0.043584 | 1
5990 | 0.21081 | 0.052777 | 1 | 0 | 0 | 1 | 0.21081 | 0.052777 | 1
5991 | 0.21195 | 0.048917 | 1 | 0 | 0 | 1 | 0.21195 | 0.048917 | 1
5992 | 0.15347 | 0.052291 | 1 | 0 | 0 | 1 | 0.15347 | 0.052291 | 1
5993 | 0.02015 | 0.045039 | 1 | 0 | 0 | 1 | 0.02015 | 0.045039 | 1
5994 | 0 | 0.032907 | 1 | 0 | 0 | 1 | 0 | 0.032907 | 1
5995 | 0 | 0.01152 | 1 | 0 | 0 | 1 | 0 | 0.01152 | 1
5996 | 0 | 0 | 1 | 0 | 0 | 1 | 0 | 0 | 1
5997 | 0 | 0 | 1 | 0 | 0 | 1 | 0 | 0 | 1
5998 | 0 | 0 | 1 | 0 | 0 | 1 | 0 | 0 | 1
5999 | 0 | 0 | 1 | 0 | 0 | 1 | 0 | 0 | 1
6000 | 0 | 0 | 1 | 0 | 0 | 1 | 0 | 0 | 1
6001 | 0 | 0 | 1 | 0 | 0 | 1 | 0 | 0 | 1
6002 | 0 | 0 | 1 | 0 | 0 | 1 | 0 | 0 | 1
6003 | 0 | 0 | 1 | 0 | 0 | 1 | 0 | 0 | 1
6004 | 0 | 0 | 1 | 0 | 0 | 1 | 0 | 0 | 1
6005 | 0 | 0 | 1 | 0 | 0 | 1 | 0 | 0 | 1
6006 | 0 | 0 | 1 | 0 | 0 | 1 | 0 | 0 | 1
6007 | 0 | 0 | 1 | 0 | 0 | 1 | 0 | 0 | 1
6008 | 0 | 0 | 1 | 0 | 0 | 1 | 0 | 0 | 1
6009 | 0.033552 | 0 | 1 | 0 | 0 | 1 | 0.033552 | 0 | 1
6010 | 0.19411 | 0.0014273 | 1 | 0 | 0 | 1 | 0.19411 | 0.0014273 | 1
6011 | 0.20087 | 0.014676 | 1 | 0 | 0 | 1 | 0.20087 | 0.014676 | 1
6012 | 0.27726 | 0.023359 | 1 | 0 | 0 | 1 | 0.27726 | 0.023359 | 1
6013 | 0.22682 | 0.046105 | 1 | 0 | 0 | 1 | 0.22682 | 0.046105 | 1
6014 | 0.19249 | 0.053563 | 1 | 0 | 0 | 1 | 0.19249 | 0.053563 | 1
6015 | 0.18278 | 0.052584 | 1 | 0 | 0 | 1 | 0.18278 | 0.052584 | 1
6016 | 0.113 | 0.047857 | 1 | 0 | 0 | 1 | 0.113 | 0.047857 | 1
6017 | 0.011373 | 0.041781 | 1 | 0 | 0 | 1 | 0.011373 | 0.041781 | 1
6018 | 0 | 0.036025 | 1 | 0 | 0 | 1 | 0 | 0.036025 | 1
6019 | 0 | 0.014555 | 1 | 0 | 0 | 1 | 0 | 0.014555 | 1
6020 | 0 | 0 | 1 | 0 | 0 | 1 | 0 | 0 | 1
6021 | 0 | 0 | 1 | 0 | 0 | 1 | 0 | 0 | 1
6022 | 0 | 0 | 1 | 0 | 0 | 1 | 0 | 0 | 1
6023 | 0 | 0 | 1 | 0 | 0 | 1 | 0 | 0 | 1
6024 | 0 | 0 | 1 | 0 | 0 | 1 | 0 | 0 | 1
6025 | 0 | 0 | 1 | 0 | 0 | 1 | 0 | 0 | 1
6026 | 0 | 0 | 1 | 0 | 0 | 1 | 0 | 0 | 1
6027 | 0 | 0 | 1 | 0 | 0 | 1 | 0 | 0 | 1
6028 | 0 | 0 | 1 | 0 | 0 | 1 | 0 | 0 | 1
6029 | 0 | 0 | 1 | 0 | 0 | 1 | 0 | 0 | 1
6030 | 0 | 0 | 1 | 0 | 0 | 1 | 0 | 0 | 1
6031 | 0 | 0 | 1 | 0 | 0 | 1 | 0 | 0 | 1
6032 | 0 | 0 | 1 | 0 | 0 | 1 | 0 | 0 | 1
6033 | 0.097021 | 0 | 1 | 0 | 0 | 1 | 0.097021 | 0 | 1
6034 | 0.23688 | 0 | 1 | 0 | 0 | 1 | 0.23688 | 0 | 1
6035 | 0.26021 | 0.0069147 | 1 | 0 | 0 | 1 | 0.26021 | 0.0069147 | 1
6036 | 0.31389 | 0.026621 | 1 | 0 | 0 | 1 | 0.31389 | 0.026621 | 1
6037 | 0.22814 | 0.042614 | 1 | 0 | 0 | 1 | 0.22814 | 0.042614 | 1
6038 | 0.21732 | 0.028781 | 1 | 0 | 0 | 1 | 0.21732 | 0.028781 | 1
6039 | 0.19835 | 0.026138 | 1 | 0 | 0 | 1 | 0.19835 | 0.026138 | 1
6040 | 0.11035 | 0.013369 | 1 | 0 | 0 | 1 | 0.11035 | 0.013369 | 1
6041 | 0 | 0.03196 | 1 | 0 | 0 | 1 | 0 | 0.03196 | 1
6042 | 0 | 0.025334 | 1 | 0 | 0 | 1 | 0 | 0.025334 | 1
6043 | 0 | 0.014645 | 1 | 0 | 0 | 1 | 0 | 0.014645 | 1
6044 | 0 | 0 | 1 | 0 | 0 | 1 | 0 | 0 | 1
6045 | 0 | 0 | 1 | 0 | 0 | 1 | 0 | 0 | 1
6046 | 0 | 0 | 1 | 0 | 0 | 1 | 0 | 0 | 1
6047 | 0 | 0 | 1 | 0 | 0 | 1 | 0 | 0 | 1
6048 | 0 | 0 | 1 | 0 | 0 | 1 | 0 | 0 | 1
6049 | 0 | 0 | 1 | 0 | 0 | 1 | 0 | 0 | 1
6050 | 0 | 0 | 1 | 0 | 0 | 1 | 0 | 0 | 1
6051 | 0 | 0 | 1 | 0 | 0 | 1 | 0 | 0 | 1
6052 | 0 | 0 | 1 | 0 | 0 | 1 | 0 | 0 | 1
6053 | 0 | 0 | 1 | 0 | 0 | 1 | 0 | 0 | 1
6054 | 0 | 0 | 1 | 0 | 0 | 1 | 0 | 0 | 1
6055 | 0 | 0 | 1 | 0 | 0 | 1 | 0 | 0 | 1
6056 | 0 | 0 | 1 | 0 | 0 | 1 | 0 | 0 | 1
6057 | 0.08291 | 0 | 1 | 0 | 0 | 1 | 0.08291 | 0 | 1
6058 | 0.22733 | 0 | 1 | 0 | 0 | 1 | 0.22733 | 0 | 1
6059 | 0.2463 | 0.024945 | 1 | 0 | 0 | 1 | 0.2463 | 0.024945 | 1
6060 | 0.29475 | 0.0539 | 1 | 0 | 0 | 1 | 0.29475 | 0.0539 | 1
6061 | 0.18285 | 0.061996 | 1 | 0 | 0 | 1 | 0.18285 | 0.061996 | 1
6062 | 0.15724 | 0.056044 | 1 | 0 | 0 | 1 | 0.15724 | 0.056044 | 1
6063 | 0.1224 | 0.047735 | 1 | 0 | 0 | 1 | 0.1224 | 0.047735 | 1
6064 | 0.034534 | 0.030349 | 1 | 0 | 0 | 1 | 0.034534 | 0.030349 | 1
6065 | 0 | 0.037791 | 1 | 0 | 0 | 1 | 0 | 0.037791 | 1
6066 | 0 | 0.0315 | 1 | 0 | 0 | 1 | 0 | 0.0315 | 1
6067 | 0 | 0.025821 | 1 | 0 | 0 | 1 | 0 | 0.025821 | 1
6068 | 0 | 0.005754 | 1 | 0 | 0 | 1 | 0 | 0.005754 | 1
6069 | 0 | 0 | 1 | 0 | 0 | 1 | 0 | 0 | 1
6070 | 0 | 0 | 1 | 0 | 0 | 1 | 0 | 0 | 1
6071 | 0 | 0 | 1 | 0 | 0 | 1 | 0 | 0 | 1
6072 | 0 | 0 | 1 | 0 | 0 | 1 | 0 | 0 | 1
6073 | 0 | 0 | 1 | 0 | 0 | 1 | 0 | 0 | 1
6074 | 0 | 0 | 1 | 0 | 0 | 1 | 0 | 0 | 1
6075 | 0 | 0 | 1 | 0 | 0 | 1 | 0 | 0 | 1
6076 | 0 | 0 | 1 | 0 | 0 | 1 | 0 | 0 | 1
6077 | 0 | 0 | 1 | 0 | 0 | 1 | 0 | 0 | 1
6078 | 0 | 0 | 1 | 0 | 0 | 1 | 0 | 0 | 1
6079 | 0 | 0 | 1 | 0 | 0 | 1 | 0 | 0 | 1
6080 | 0 | 0 | 1 | 0 | 0 | 1 | 0 | 0 | 1
6081 | 0.073593 | 0 | 1 | 0 | 0 | 1 | 0.073593 | 0 | 1
6082 | 0.25766 | 0 | 1 | 0 | 0 | 1 | 0.25766 | 0 | 1
6083 | 0.25224 | 0 | 1 | 0 | 0 | 1 | 0.25224 | 0 | 1
6084 | 0.2214 | 0.00055933 | 1 | 0 | 0 | 1 | 0.2214 | 0.00055933 | 1
6085 | 0.13246 | 0 | 1 | 0 | 0 | 1 | 0.13246 | 0 | 1
6086 | 0.089752 | 0 | 1 | 0 | 0 | 1 | 0.089752 | 0 | 1
6087 | 0.086546 | 0 | 1 | 0 | 0 | 1 | 0.086546 | 0 | 1
6088 | 0.0093977 | 0 | 1 | 0 | 0 | 1 | 0.0093977 | 0 | 1
6089 | 0 | 0 | 1 | 0 | 0 | 1 | 0 | 0 | 1
6090 | 0 | 0 | 1 | 0 | 0 | 1 | 0 | 0 | 1
6091 | 0 | 0 | 1 | 0 | 0 | 1 | 0 | 0 | 1
6092 | 0 | 0 | 1 | 0 | 0 | 1 | 0 | 0 | 1
6093 | 0 | 0 | 1 | 0 | 0 | 1 | 0 | 0 | 1
6094 | 0 | 0 | 1 | 0 | 0 | 1 | 0 | 0 | 1
6095 | 0 | 0 | 1 | 0 | 0 | 1 | 0 | 0 | 1
6096 | 0 | 0 | 1 | 0 | 0 | 1 | 0 | 0 | 1
6097 | 0 | 0 | 1 | 0 | 0 | 1 | 0 | 0 | 1
6098 | 0 | 0 | 1 | 0 | 0 | 1 | 0 | 0 | 1
6099 | 0 | 0 | 1 | 0 | 0 | 1 | 0 | 0 | 1
6100 | 0 | 0 | 1 | 0 | 0 | 1 | 0 | 0 | 1
6101 | 0 | 0 | 1 | 0 | 0 | 1 | 0 | 0 | 1
6102 | 0 | 0 | 1 | 0 | 0 | 1 | 0 | 0 | 1
6103 | 0 | 0 | 1 | 0 | 0 | 1 | 0 | 0 | 1
6104 | 0 | 0 | 1 | 0 | 0 | 1 | 0 | 0 | 1
6105 | 0 | 0 | 1 | 0 | 0 | 1 | 0 | 0 | 1
6106 | 0.0916 | 0 | 1 | 0 | 0 | 1 | 0.0916 | 0 | 1
6107 | 0.16922 | 0 | 1 | 0 | 0 | 1 | 0.16922 | 0 | 1
6108 | 0.1557 | 0 | 1 | 0 | 0 | 1 | 0.1557 | 0 | 1
6109 | 0.12448 | 0 | 1 | 0 | 0 | 1 | 0.12448 | 0 | 1
6110 | 0.064259 | 0 | 1 | 0 | 0 | 1 | 0.064259 | 0 | 1
6111 | 0.042989 | 0 | 1 | 0 | 0 | 1 | 0.042989 | 0 | 1
6112 | 0 | 0 | 1 | 0 | 0 | 1 | 0 | 0 | 1
6113 | 0 | 0 | 1 | 0 | 0 | 1 | 0 | 0 | 1
6114 | 0 | 0 | 1 | 0 | 0 | 1 | 0 | 0 | 1
6115 | 0 | 0 | 1 | 0 | 0 | 1 | 0 | 0 | 1
6116 | 0 | 0 | 1 | 0 | 0 | 1 | 0 | 0 | 1
6117 | 0 | 0 | 1 | 0 | 0 | 1 | 0 | 0 | 1
6118 | 0 | 0 | 1 | 0 | 0 | 1 | 0 | 0 | 1
6119 | 0 | 0 | 1 | 0 | 0 | 1 | 0 | 0 | 1
6120 | 0 | 0 | 1 | 0 | 0 | 1 | 0 | 0 | 1
6121 | 0 | 0 | 1 | 0 | 0 | 1 | 0 | 0 | 1
6122 | 0 | 0 | 1 | 0 | 0 | 1 | 0 | 0 | 1
6123 | 0 | 0 | 1 | 0 | 0 | 1 | 0 | 0 | 1
6124 | 0 | 0 | 1 | 0 | 0 | 1 | 0 | 0 | 1
6125 | 0 | 0 | 1 | 0 | 0 | 1 | 0 | 0 | 1
6126 | 0 | 0 | 1 | 0 | 0 | 1 | 0 | 0 | 1
6127 | 0 | 0 | 1 | 0 | 0 | 1 | 0 | 0 | 1
6128 | 0 | 0 | 1 | 0 | 0 | 1 | 0 | 0 | 1
6129 | 0 | 0 | 1 | 0 | 0 | 1 | 0 | 0 | 1
6130 | 0.06798 | 0 | 1 | 0 | 0 | 1 | 0.06798 | 0 | 1
6131 | 0.15802 | 0 | 1 | 0 | 0 | 1 | 0.15802 | 0 | 1
6132 | 0.14972 | 0 | 1 | 0 | 0 | 1 | 0.14972 | 0 | 1
6133 | 0.087542 | 0 | 1 | 0 | 0 | 1 | 0.087542 | 0 | 1
6134 | 0.060298 | 0 | 1 | 0 | 0 | 1 | 0.060298 | 0 | 1
6135 | 0.034973 | 0 | 1 | 0 | 0 | 1 | 0.034973 | 0 | 1
6136 | 0 | 0 | 1 | 0 | 0 | 1 | 0 | 0 | 1
6137 | 0 | 0 | 1 | 0 | 0 | 1 | 0 | 0 | 1
6138 | 0 | 0 | 1 | 0 | 0 | 1 | 0 | 0 | 1
6139 | 0 | 0 | 1 | 0 | 0 | 1 | 0 | 0 | 1
6140 | 0 | 0 | 1 | 0 | 0 | 1 | 0 | 0 | 1
6141 | 0 | 0 | 1 | 0 | 0 | 1 | 0 | 0 | 1
6142 | 0 | 0 | 1 | 0 | 0 | 1 | 0 | 0 | 1
6143 | 0 | 0 | 1 | 0 | 0 | 1 | 0 | 0 | 1
6144 | 0 | 0 | 1 | 0 | 0 | 1 | 0 | 0 | 1
6145 | 0 | 0 | 1 | 0 | 0 | 1 | 0 | 0 | 1
6146 | 0 | 0 | 1 | 0 | 0 | 1 | 0 | 0 | 1
6147 | 0 | 0 | 1 | 0 | 0 | 1 | 0 | 0 | 1
6148 | 0 | 0 | 1 | 0 | 0 | 1 | 0 | 0 | 1
6149 | 0 | 0 | 1 | 0 | 0 | 1 | 0 | 0 | 1
6150 | 0 | 0 | 1 | 0 | 0 | 1 | 0 | 0 | 1
6151 | 0 | 0 | 1 | 0 | 0 | 1 | 0 | 0 | 1
6152 | 0 | 0 | 1 | 0 | 0 | 1 | 0 | 0 | 1
6153 | 0 | 0 | 1 | 0 | 0 | 1 | 0 | 0 | 1
6154 | 0.017146 | 0.0049854 | 1 | 0 | 0 | 1 | 0.017146 | 0.0049854 | 1
6155 | 0.19933 | 0.038343 | 1 | 0 | 0 | 1 | 0.19933 | 0.038343 | 1
6156 | 0.22559 | 0.071203 | 1 | 0 | 0 | 1 | 0.22559 | 0.071203 | 1
6157 | 0.1647 | 0.062066 | 1 | 0 | 0 | 1 | 0.1647 | 0.062066 | 1
6158 | 0.16779 | 0.042864 | 1 | 0 | 0 | 1 | 0.16779 | 0.042864 | 1
6159 | 0.10019 | 0.043232 | 1 | 0 | 0 | 1 | 0.10019 | 0.043232 | 1
6160 | 0.010938 | 0.048054 | 1 | 0 | 0 | 1 | 0.010938 | 0.048054 | 1
6161 | 0 | 0.027931 | 1 | 0 | 0 | 1 | 0 | 0.027931 | 1
6162 | 0 | 0.0092193 | 1 | 0 | 0 | 1 | 0 | 0.0092193 | 1
6163 | 0 | 0.0051996 | 1 | 0 | 0 | 1 | 0 | 0.0051996 | 1
6164 | 0 | 0.016462 | 1 | 0 | 0 | 1 | 0 | 0.016462 | 1
6165 | 0 | 0 | 1 | 0 | 0 | 1 | 0 | 0 | 1
6166 | 0 | 0 | 1 | 0 | 0 | 1 | 0 | 0 | 1
6167 | 0 | 0.007378 | 1 | 0 | 0 | 1 | 0 | 0.007378 | 1
6168 | 0 | 0.035467 | 1 | 0 | 0 | 1 | 0 | 0.035467 | 1
6169 | 0 | 0 | 1 | 0 | 0 | 1 | 0 | 0 | 1
6170 | 0 | 0.0058448 | 1 | 0 | 0 | 1 | 0 | 0.0058448 | 1
6171 | 0 | 0.016442 | 1 | 0 | 0 | 1 | 0 | 0.016442 | 1
6172 | 0 | 0.021122 | 1 | 0 | 0 | 1 | 0 | 0.021122 | 1
6173 | 0 | 0.039729 | 1 | 0 | 0 | 1 | 0 | 0.039729 | 1
6174 | 0 | 0.043136 | 1 | 0 | 0 | 1 | 0 | 0.043136 | 1
6175 | 0 | 0.041457 | 1 | 0 | 0 | 1 | 0 | 0.041457 | 1
6176 | 0 | 0.014776 | 1 | 0 | 0 | 1 | 0 | 0.014776 | 1
6177 | 0.012521 | 0.0095538 | 1 | 0 | 0 | 1 | 0.012521 | 0.0095538 | 1
6178 | 0.11897 | 0.052178 | 1 | 0 | 0 | 1 | 0.11897 | 0.052178 | 1
6179 | 0.26286 | 0.076226 | 1 | 0 | 0 | 1 | 0.26286 | 0.076226 | 1
6180 | 0.31088 | 0.087721 | 1 | 0 | 0 | 1 | 0.31088 | 0.087721 | 1
6181 | 0.22499 | 0.066663 | 1 | 0 | 0 | 1 | 0.22499 | 0.066663 | 1
6182 | 0.20286 | 0.058339 | 1 | 0 | 0 | 1 | 0.20286 | 0.058339 | 1
6183 | 0.15535 | 0.064656 | 1 | 0 | 0 | 1 | 0.15535 | 0.064656 | 1
6184 | 0.076123 | 0.060146 | 1 | 0 | 0 | 1 | 0.076123 | 0.060146 | 1
6185 | 0 | 0.052963 | 1 | 0 | 0 | 1 | 0 | 0.052963 | 1
6186 | 0 | 0.040568 | 1 | 0 | 0 | 1 | 0 | 0.040568 | 1
6187 | 0 | 0.045139 | 1 | 0 | 0 | 1 | 0 | 0.045139 | 1
6188 | 0 | 0.038811 | 1 | 0 | 0 | 1 | 0 | 0.038811 | 1
6189 | 0 | 0.010327 | 1 | 0 | 0 | 1 | 0 | 0.010327 | 1
6190 | 0 | 0.020491 | 1 | 0 | 0 | 1 | 0 | 0.020491 | 1
6191 | 0 | 0.027079 | 1 | 0 | 0 | 1 | 0 | 0.027079 | 1
6192 | 0 | 0.052865 | 1 | 0 | 0 | 1 | 0 | 0.052865 | 1
6193 | 0 | 0.029143 | 1 | 0 | 0 | 1 | 0 | 0.029143 | 1
6194 | 0 | 0.00097593 | 1 | 0 | 0 | 1 | 0 | 0.00097593 | 1
6195 | 0 | 0.0082699 | 1 | 0 | 0 | 1 | 0 | 0.0082699 | 1
6196 | 0 | 0.026207 | 1 | 0 | 0 | 1 | 0 | 0.026207 | 1
6197 | 0 | 0.047078 | 1 | 0 | 0 | 1 | 0 | 0.047078 | 1
6198 | 0 | 0.052126 | 1 | 0 | 0 | 1 | 0 | 0.052126 | 1
6199 | 0 | 0.053671 | 1 | 0 | 0 | 1 | 0 | 0.053671 | 1
6200 | 0 | 0.032213 | 1 | 0 | 0 | 1 | 0 | 0.032213 | 1
6201 | 0.042545 | 0.032032 | 1 | 0 | 0 | 1 | 0.042545 | 0.032032 | 1
6202 | 0.1296 | 0.074071 | 1 | 0 | 0 | 1 | 0.1296 | 0.074071 | 1
6203 | 0.30594 | 0.099177 | 1 | 0 | 0 | 1 | 0.30594 | 0.099177 | 1
6204 | 0.33052 | 0.10596 | 1 | 0 | 0 | 1 | 0.33052 | 0.10596 | 1
6205 | 0.29644 | 0.095634 | 1 | 0 | 0 | 1 | 0.29644 | 0.095634 | 1
6206 | 0.23993 | 0.094472 | 1 | 0 | 0 | 1 | 0.23993 | 0.094472 | 1
6207 | 0.24071 | 0.12138 | 1 | 0 | 0 | 1 | 0.24071 | 0.12138 | 1
6208 | 0.10407 | 0.11049 | 1 | 0 | 0 | 1 | 0.10407 | 0.11049 | 1
6209 | 0.020243 | 0.10164 | 1 | 0 | 0 | 1 | 0.020243 | 0.10164 | 1
6210 | 0 | 0.093795 | 1 | 0 | 0 | 1 | 0 | 0.093795 | 1
6211 | 0 | 0.07882 | 1 | 0 | 0 | 1 | 0 | 0.07882 | 1
6212 | 0 | 0.069561 | 1 | 0 | 0 | 1 | 0 | 0.069561 | 1
6213 | 0 | 0.046598 | 1 | 0 | 0 | 1 | 0 | 0.046598 | 1
6214 | 0 | 0.047189 | 1 | 0 | 0 | 1 | 0 | 0.047189 | 1
6215 | 0 | 0.067887 | 1 | 0 | 0 | 1 | 0 | 0.067887 | 1
6216 | 0 | 0.08415 | 1 | 0 | 0 | 1 | 0 | 0.08415 | 1
6217 | 0 | 0.034169 | 1 | 0 | 0 | 1 | 0 | 0.034169 | 1
6218 | 0 | 0.038778 | 1 | 0 | 0 | 1 | 0 | 0.038778 | 1
6219 | 0 | 0.028669 | 1 | 0 | 0 | 1 | 0 | 0.028669 | 1
6220 | 0 | 0.031034 | 1 | 0 | 0 | 1 | 0 | 0.031034 | 1
6221 | 0 | 0.047006 | 1 | 0 | 0 | 1 | 0 | 0.047006 | 1
6222 | 0 | 0.038104 | 1 | 0 | 0 | 1 | 0 | 0.038104 | 1
6223 | 0 | 0.051843 | 1 | 0 | 0 | 1 | 0 | 0.051843 | 1
6224 | 0 | 0.042625 | 1 | 0 | 0 | 1 | 0 | 0.042625 | 1
6225 | 0.12061 | 0.057796 | 1 | 0 | 0 | 1 | 0.12061 | 0.057796 | 1
6226 | 0.20682 | 0.075579 | 1 | 0 | 0 | 1 | 0.20682 | 0.075579 | 1
6227 | 0.32657 | 0.062988 | 1 | 0 | 0 | 1 | 0.32657 | 0.062988 | 1
6228 | 0.36831 | 0.10614 | 1 | 0 | 0 | 1 | 0.36831 | 0.10614 | 1
6229 | 0.27635 | 0.11086 | 1 | 0 | 0 | 1 | 0.27635 | 0.11086 | 1
6230 | 0.22268 | 0.11634 | 1 | 0 | 0 | 1 | 0.22268 | 0.11634 | 1
6231 | 0.16385 | 0.12818 | 1 | 0 | 0 | 1 | 0.16385 | 0.12818 | 1
6232 | 0.081577 | 0.10523 | 1 | 0 | 0 | 1 | 0.081577 | 0.10523 | 1
6233 | 0.0091601 | 0.10284 | 1 | 0 | 0 | 1 | 0.0091601 | 0.10284 | 1
6234 | 0 | 0.088417 | 1 | 0 | 0 | 1 | 0 | 0.088417 | 1
6235 | 0 | 0.05126 | 1 | 0 | 0 | 1 | 0 | 0.05126 | 1
6236 | 0 | 0.044762 | 1 | 0 | 0 | 1 | 0 | 0.044762 | 1
6237 | 0 | 0.039372 | 1 | 0 | 0 | 1 | 0 | 0.039372 | 1
6238 | 0 | 0.055262 | 1 | 0 | 0 | 1 | 0 | 0.055262 | 1
6239 | 0 | 0.051422 | 1 | 0 | 0 | 1 | 0 | 0.051422 | 1
6240 | 0 | 0.045034 | 1 | 0 | 0 | 1 | 0 | 0.045034 | 1
6241 | 0 | 0.058718 | 1 | 0 | 0 | 1 | 0 | 0.058718 | 1
6242 | 0 | 0 | 1 | 0 | 0 | 1 | 0 | 0 | 1
6243 | 0 | 0 | 1 | 0 | 0 | 1 | 0 | 0 | 1
6244 | 0 | 0 | 1 | 0 | 0 | 1 | 0 | 0 | 1
6245 | 0 | 0 | 1 | 0 | 0 | 1 | 0 | 0 | 1
6246 | 0 | 0 | 1 | 0 | 0 | 1 | 0 | 0 | 1
6247 | 0 | 0 | 1 | 0 | 0 | 1 | 0 | 0 | 1
6248 | 0 | 0.026178 | 1 | 0 | 0 | 1 | 0 | 0.026178 | 1
6249 | 0.043469 | 0.037674 | 1 | 0 | 0 | 1 | 0.043469 | 0.037674 | 1
6250 | 0.18423 | 0.052221 | 1 | 0 | 0 | 1 | 0.18423 | 0.052221 | 1
6251 | 0.31686 | 0.050027 | 1 | 0 | 0 | 1 | 0.31686 | 0.050027 | 1
6252 | 0.35634 | 0.09383 | 1 | 0 | 0 | 1 | 0.35634 | 0.09383 | 1
6253 | 0.26654 | 0.10446 | 1 | 0 | 0 | 1 | 0.26654 | 0.10446 | 1
6254 | 0.20213 | 0.10855 | 1 | 0 | 0 | 1 | 0.20213 | 0.10855 | 1
6255 | 0.15545 | 0.10628 | 1 | 0 | 0 | 1 | 0.15545 | 0.10628 | 1
6256 | 0.10354 | 0.08839 | 1 | 0 | 0 | 1 | 0.10354 | 0.08839 | 1
6257 | 0.0030156 | 0.092089 | 1 | 0 | 0 | 1 | 0.0030156 | 0.092089 | 1
6258 | 0 | 0.07192 | 1 | 0 | 0 | 1 | 0 | 0.07192 | 1
6259 | 0 | 0.025461 | 1 | 0 | 0 | 1 | 0 | 0.025461 | 1
6260 | 0 | 0.021451 | 1 | 0 | 0 | 1 | 0 | 0.021451 | 1
6261 | 0 | 0.017989 | 1 | 0 | 0 | 1 | 0 | 0.017989 | 1
6262 | 0 | 0.023303 | 1 | 0 | 0 | 1 | 0 | 0.023303 | 1
6263 | 0 | 0.030366 | 1 | 0 | 0 | 1 | 0 | 0.030366 | 1
6264 | 0 | 0.019778 | 1 | 0 | 0 | 1 | 0 | 0.019778 | 1
6265 | 0 | 0.011592 | 1 | 0 | 0 | 1 | 0 | 0.011592 | 1
6266 | 0 | 0 | 1 | 0 | 0 | 1 | 0 | 0 | 1
6267 | 0 | 0 | 1 | 0 | 0 | 1 | 0 | 0 | 1
6268 | 0 | 0 | 1 | 0 | 0 | 1 | 0 | 0 | 1
6269 | 0 | 0 | 1 | 0 | 0 | 1 | 0 | 0 | 1
6270 | 0 | 0 | 1 | 0 | 0 | 1 | 0 | 0 | 1
6271 | 0 | 0 | 1 | 0 | 0 | 1 | 0 | 0 | 1
6272 | 0 | 0.015642 | 1 | 0 | 0 | 1 | 0 | 0.015642 | 1
6273 | 0.067461 | 0.027967 | 1 | 0 | 0 | 1 | 0.067461 | 0.027967 | 1
6274 | 0.22558 | 0.054851 | 1 | 0 | 0 | 1 | 0.22558 | 0.054851 | 1
6275 | 0.37248 | 0.051885 | 1 | 0 | 0 | 1 | 0.37248 | 0.051885 | 1
6276 | 0.44632 | 0.090602 | 1 | 0 | 0 | 1 | 0.44632 | 0.090602 | 1
6277 | 0.34784 | 0.094544 | 1 | 0 | 0 | 1 | 0.34784 | 0.094544 | 1
6278 | 0.24151 | 0.09473 | 1 | 0 | 0 | 1 | 0.24151 | 0.09473 | 1
6279 | 0.17588 | 0.094184 | 1 | 0 | 0 | 1 | 0.17588 | 0.094184 | 1
6280 | 0.14133 | 0.090633 | 1 | 0 | 0 | 1 | 0.14133 | 0.090633 | 1
6281 | 0.045952 | 0.086187 | 1 | 0 | 0 | 1 | 0.045952 | 0.086187 | 1
6282 | 0 | 0.056237 | 1 | 0 | 0 | 1 | 0 | 0.056237 | 1
6283 | 0 | 0.022294 | 1 | 0 | 0 | 1 | 0 | 0.022294 | 1
6284 | 0 | 0.024284 | 1 | 0 | 0 | 1 | 0 | 0.024284 | 1
6285 | 0 | 0.017628 | 1 | 0 | 0 | 1 | 0 | 0.017628 | 1
6286 | 0 | 0.017272 | 1 | 0 | 0 | 1 | 0 | 0.017272 | 1
6287 | 0 | 0.018536 | 1 | 0 | 0 | 1 | 0 | 0.018536 | 1
6288 | 0 | 0.015956 | 1 | 0 | 0 | 1 | 0 | 0.015956 | 1
6289 | 0 | 0 | 1 | 0 | 0 | 1 | 0 | 0 | 1
6290 | 0 | 0 | 1 | 0 | 0 | 1 | 0 | 0 | 1
6291 | 0 | 0 | 1 | 0 | 0 | 1 | 0 | 0 | 1
6292 | 0 | 0 | 1 | 0 | 0 | 1 | 0 | 0 | 1
6293 | 0 | 0 | 1 | 0 | 0 | 1 | 0 | 0 | 1
6294 | 0 | 0 | 1 | 0 | 0 | 1 | 0 | 0 | 1
6295 | 0 | 0 | 1 | 0 | 0 | 1 | 0 | 0 | 1
6296 | 0 | 0.018167 | 1 | 0 | 0 | 1 | 0 | 0.018167 | 1
6297 | 0.053951 | 0.015441 | 1 | 0 | 0 | 1 | 0.053951 | 0.015441 | 1
6298 | 0.20033 | 0.059561 | 1 | 0 | 0 | 1 | 0.20033 | 0.059561 | 1
6299 | 0.31561 | 0.088825 | 1 | 0 | 0 | 1 | 0.31561 | 0.088825 | 1
6300 | 0.37582 | 0.095149 | 1 | 0 | 0 | 1 | 0.37582 | 0.095149 | 1
6301 | 0.34253 | 0.10132 | 1 | 0 | 0 | 1 | 0.34253 | 0.10132 | 1
6302 | 0.2276 | 0.093669 | 1 | 0 | 0 | 1 | 0.2276 | 0.093669 | 1
6303 | 0.20948 | 0.099409 | 1 | 0 | 0 | 1 | 0.20948 | 0.099409 | 1
6304 | 0.14601 | 0.090783 | 1 | 0 | 0 | 1 | 0.14601 | 0.090783 | 1
6305 | 0.055333 | 0.076207 | 1 | 0 | 0 | 1 | 0.055333 | 0.076207 | 1
6306 | 0 | 0.050582 | 1 | 0 | 0 | 1 | 0 | 0.050582 | 1
6307 | 0 | 0.044562 | 1 | 0 | 0 | 1 | 0 | 0.044562 | 1
6308 | 0 | 0.047842 | 1 | 0 | 0 | 1 | 0 | 0.047842 | 1
6309 | 0 | 0.054105 | 1 | 0 | 0 | 1 | 0 | 0.054105 | 1
6310 | 0 | 0.047033 | 1 | 0 | 0 | 1 | 0 | 0.047033 | 1
6311 | 0 | 0.049052 | 1 | 0 | 0 | 1 | 0 | 0.049052 | 1
6312 | 0 | 0.047142 | 1 | 0 | 0 | 1 | 0 | 0.047142 | 1
6313 | 0 | 0.011448 | 1 | 0 | 0 | 1 | 0 | 0.011448 | 1
6314 | 0 | 0.0055686 | 1 | 0 | 0 | 1 | 0 | 0.0055686 | 1
6315 | 0 | 0.0091002 | 1 | 0 | 0 | 1 | 0 | 0.0091002 | 1
6316 | 0 | 0.012557 | 1 | 0 | 0 | 1 | 0 | 0.012557 | 1
6317 | 0 | 0.023419 | 1 | 0 | 0 | 1 | 0 | 0.023419 | 1
6318 | 0 | 0.038752 | 1 | 0 | 0 | 1 | 0 | 0.038752 | 1
6319 | 0 | 0.031069 | 1 | 0 | 0 | 1 | 0 | 0.031069 | 1
6320 | 0 | 0.046135 | 1 | 0 | 0 | 1 | 0 | 0.046135 | 1
6321 | 0.14617 | 0.060424 | 1 | 0 | 0 | 1 | 0.14617 | 0.060424 | 1
6322 | 0.27447 | 0.10063 | 1 | 0 | 0 | 1 | 0.27447 | 0.10063 | 1
6323 | 0.38291 | 0.12039 | 1 | 0 | 0 | 1 | 0.38291 | 0.12039 | 1
6324 | 0.41742 | 0.12346 | 1 | 0 | 0 | 1 | 0.41742 | 0.12346 | 1
6325 | 0.40409 | 0.13666 | 1 | 0 | 0 | 1 | 0.40409 | 0.13666 | 1
6326 | 0.31195 | 0.13192 | 1 | 0 | 0 | 1 | 0.31195 | 0.13192 | 1
6327 | 0.30157 | 0.13725 | 1 | 0 | 0 | 1 | 0.30157 | 0.13725 | 1
6328 | 0.17199 | 0.12585 | 1 | 0 | 0 | 1 | 0.17199 | 0.12585 | 1
6329 | 0.084179 | 0.099753 | 1 | 0 | 0 | 1 | 0.084179 | 0.099753 | 1
6330 | 0 | 0.06522 | 1 | 0 | 0 | 1 | 0 | 0.06522 | 1
6331 | 0 | 0.058768 | 1 | 0 | 0 | 1 | 0 | 0.058768 | 1
6332 | 0 | 0.068059 | 1 | 0 | 0 | 1 | 0 | 0.068059 | 1
6333 | 0 | 0.0702 | 1 | 0 | 0 | 1 | 0 | 0.0702 | 1
6334 | 0 | 0.05961 | 1 | 0 | 0 | 1 | 0 | 0.05961 | 1
6335 | 0 | 0.054512 | 1 | 0 | 0 | 1 | 0 | 0.054512 | 1
6336 | 0 | 0.05738 | 1 | 0 | 0 | 1 | 0 | 0.05738 | 1
6337 | 0 | 0.029199 | 1 | 0 | 0 | 1 | 0 | 0.029199 | 1
6338 | 0 | 0.009276 | 1 | 0 | 0 | 1 | 0 | 0.009276 | 1
6339 | 0 | 0.012528 | 1 | 0 | 0 | 1 | 0 | 0.012528 | 1
6340 | 0 | 0.0078909 | 1 | 0 | 0 | 1 | 0 | 0.0078909 | 1
6341 | 0 | 0.027553 | 1 | 0 | 0 | 1 | 0 | 0.027553 | 1
6342 | 0 | 0.031262 | 1 | 0 | 0 | 1 | 0 | 0.031262 | 1
6343 | 0 | 0.043781 | 1 | 0 | 0 | 1 | 0 | 0.043781 | 1
6344 | 0 | 0.057983 | 1 | 0 | 0 | 1 | 0 | 0.057983 | 1
6345 | 0.15701 | 0.056504 | 1 | 0 | 0 | 1 | 0.15701 | 0.056504 | 1
6346 | 0.30893 | 0.074608 | 1 | 0 | 0 | 1 | 0.30893 | 0.074608 | 1
6347 | 0.38261 | 0.097932 | 1 | 0 | 0 | 1 | 0.38261 | 0.097932 | 1
6348 | 0.39986 | 0.12132 | 1 | 0 | 0 | 1 | 0.39986 | 0.12132 | 1
6349 | 0.40993 | 0.12817 | 1 | 0 | 0 | 1 | 0.40993 | 0.12817 | 1
6350 | 0.34459 | 0.11452 | 1 | 0 | 0 | 1 | 0.34459 | 0.11452 | 1
6351 | 0.24842 | 0.11116 | 1 | 0 | 0 | 1 | 0.24842 | 0.11116 | 1
6352 | 0.1315 | 0.099664 | 1 | 0 | 0 | 1 | 0.1315 | 0.099664 | 1
6353 | 0.041193 | 0.080908 | 1 | 0 | 0 | 1 | 0.041193 | 0.080908 | 1
6354 | 0 | 0.052263 | 1 | 0 | 0 | 1 | 0 | 0.052263 | 1
6355 | 0 | 0.036572 | 1 | 0 | 0 | 1 | 0 | 0.036572 | 1
6356 | 0 | 0.043314 | 1 | 0 | 0 | 1 | 0 | 0.043314 | 1
6357 | 0 | 0.044495 | 1 | 0 | 0 | 1 | 0 | 0.044495 | 1
6358 | 0 | 0.036212 | 1 | 0 | 0 | 1 | 0 | 0.036212 | 1
6359 | 0 | 0.027367 | 1 | 0 | 0 | 1 | 0 | 0.027367 | 1
6360 | 0 | 0.027258 | 1 | 0 | 0 | 1 | 0 | 0.027258 | 1
6361 | 0 | 0.039373 | 1 | 0 | 0 | 1 | 0 | 0.039373 | 1
6362 | 0 | 0.0096793 | 1 | 0 | 0 | 1 | 0 | 0.0096793 | 1
6363 | 0 | 0.012695 | 1 | 0 | 0 | 1 | 0 | 0.012695 | 1
6364 | 0 | 0.0038935 | 1 | 0 | 0 | 1 | 0 | 0.0038935 | 1
6365 | 0 | 0.020574 | 1 | 0 | 0 | 1 | 0 | 0.020574 | 1
6366 | 0 | 0.013302 | 1 | 0 | 0 | 1 | 0 | 0.013302 | 1
6367 | 0 | 0.026171 | 1 | 0 | 0 | 1 | 0 | 0.026171 | 1
6368 | 0.01534 | 0.036384 | 1 | 0 | 0 | 1 | 0.01534 | 0.036384 | 1
6369 | 0.21583 | 0.046152 | 1 | 0 | 0 | 1 | 0.21583 | 0.046152 | 1
6370 | 0.40617 | 0.052862 | 1 | 0 | 0 | 1 | 0.40617 | 0.052862 | 1
6371 | 0.42536 | 0.070379 | 1 | 0 | 0 | 1 | 0.42536 | 0.070379 | 1
6372 | 0.42527 | 0.085869 | 1 | 0 | 0 | 1 | 0.42527 | 0.085869 | 1
6373 | 0.46736 | 0.082553 | 1 | 0 | 0 | 1 | 0.46736 | 0.082553 | 1
6374 | 0.38382 | 0.078298 | 1 | 0 | 0 | 1 | 0.38382 | 0.078298 | 1
6375 | 0.30198 | 0.068027 | 1 | 0 | 0 | 1 | 0.30198 | 0.068027 | 1
6376 | 0.19666 | 0.054979 | 1 | 0 | 0 | 1 | 0.19666 | 0.054979 | 1
6377 | 0.066319 | 0.046775 | 1 | 0 | 0 | 1 | 0.066319 | 0.046775 | 1
6378 | 0 | 0.035083 | 1 | 0 | 0 | 1 | 0 | 0.035083 | 1
6379 | 0 | 0.0063254 | 1 | 0 | 0 | 1 | 0 | 0.0063254 | 1
6380 | 0 | 0.011356 | 1 | 0 | 0 | 1 | 0 | 0.011356 | 1
6381 | 0 | 0 | 1 | 0 | 0 | 1 | 0 | 0 | 1
6382 | 0 | 0 | 1 | 0 | 0 | 1 | 0 | 0 | 1
6383 | 0 | 0 | 1 | 0 | 0 | 1 | 0 | 0 | 1
6384 | 0 | 0 | 1 | 0 | 0 | 1 | 0 | 0 | 1
6385 | 0 | 0.021592 | 1 | 0 | 0 | 1 | 0 | 0.021592 | 1
6386 | 0 | 0 | 1 | 0 | 0 | 1 | 0 | 0 | 1
6387 | 0 | 0 | 1 | 0 | 0 | 1 | 0 | 0 | 1
6388 | 0 | 0 | 1 | 0 | 0 | 1 | 0 | 0 | 1
6389 | 0 | 0 | 1 | 0 | 0 | 1 | 0 | 0 | 1
6390 | 0 | 0 | 1 | 0 | 0 | 1 | 0 | 0 | 1
6391 | 0 | 0 | 1 | 0 | 0 | 1 | 0 | 0 | 1
6392 | 0 | 0 | 1 | 0 | 0 | 1 | 0 | 0 | 1
6393 | 0.098906 | 0 | 1 | 0 | 0 | 1 | 0.098906 | 0 | 1
6394 | 0.16184 | 0.025527 | 1 | 0 | 0 | 1 | 0.16184 | 0.025527 | 1
6395 | 0.19064 | 0.041873 | 1 | 0 | 0 | 1 | 0.19064 | 0.041873 | 1
6396 | 0.26406 | 0.049018 | 1 | 0 | 0 | 1 | 0.26406 | 0.049018 | 1
6397 | 0.2965 | 0.040973 | 1 | 0 | 0 | 1 | 0.2965 | 0.040973 | 1
6398 | 0.22554 | 0.048504 | 1 | 0 | 0 | 1 | 0.22554 | 0.048504 | 1
6399 | 0.1673 | 0.040633 | 1 | 0 | 0 | 1 | 0.1673 | 0.040633 | 1
6400 | 0.11602 | 0.0282 | 1 | 0 | 0 | 1 | 0.11602 | 0.0282 | 1
6401 | 0.016503 | 0.016508 | 1 | 0 | 0 | 1 | 0.016503 | 0.016508 | 1
6402 | 0 | 0 | 1 | 0 | 0 | 1 | 0 | 0 | 1
6403 | 0 | 0 | 1 | 0 | 0 | 1 | 0 | 0 | 1
6404 | 0 | 0 | 1 | 0 | 0 | 1 | 0 | 0 | 1
6405 | 0 | 0 | 1 | 0 | 0 | 1 | 0 | 0 | 1
6406 | 0 | 0 | 1 | 0 | 0 | 1 | 0 | 0 | 1
6407 | 0 | 0 | 1 | 0 | 0 | 1 | 0 | 0 | 1
6408 | 0 | 0 | 1 | 0 | 0 | 1 | 0 | 0 | 1
6409 | 0 | 0.0032237 | 1 | 0 | 0 | 1 | 0 | 0.0032237 | 1
6410 | 0 | 0 | 1 | 0 | 0 | 1 | 0 | 0 | 1
6411 | 0 | 0 | 1 | 0 | 0 | 1 | 0 | 0 | 1
6412 | 0 | 0 | 1 | 0 | 0 | 1 | 0 | 0 | 1
6413 | 0 | 0 | 1 | 0 | 0 | 1 | 0 | 0 | 1
6414 | 0 | 0 | 1 | 0 | 0 | 1 | 0 | 0 | 1
6415 | 0 | 0 | 1 | 0 | 0 | 1 | 0 | 0 | 1
6416 | 0 | 0 | 1 | 0 | 0 | 1 | 0 | 0 | 1
6417 | 0.022299 | 0 | 1 | 0 | 0 | 1 | 0.022299 | 0 | 1
6418 | 0.075357 | 0 | 1 | 0 | 0 | 1 | 0.075357 | 0 | 1
6419 | 0.12479 | 0.0062432 | 1 | 0 | 0 | 1 | 0.12479 | 0.0062432 | 1
6420 | 0.18907 | 0.017309 | 1 | 0 | 0 | 1 | 0.18907 | 0.017309 | 1
6421 | 0.18994 | 0.019688 | 1 | 0 | 0 | 1 | 0.18994 | 0.019688 | 1
6422 | 0.1393 | 0.018586 | 1 | 0 | 0 | 1 | 0.1393 | 0.018586 | 1
6423 | 0.12967 | 0.0072168 | 1 | 0 | 0 | 1 | 0.12967 | 0.0072168 | 1
6424 | 0.10233 | 0 | 1 | 0 | 0 | 1 | 0.10233 | 0 | 1
6425 | 0.018806 | 0 | 1 | 0 | 0 | 1 | 0.018806 | 0 | 1
6426 | 0 | 0 | 1 | 0 | 0 | 1 | 0 | 0 | 1
6427 | 0 | 0 | 1 | 0 | 0 | 1 | 0 | 0 | 1
6428 | 0 | 0 | 1 | 0 | 0 | 1 | 0 | 0 | 1
6429 | 0 | 0 | 1 | 0 | 0 | 1 | 0 | 0 | 1
6430 | 0 | 0 | 1 | 0 | 0 | 1 | 0 | 0 | 1
6431 | 0 | 0 | 1 | 0 | 0 | 1 | 0 | 0 | 1
6432 | 0 | 0 | 1 | 0 | 0 | 1 | 0 | 0 | 1
6433 | 0 | 0 | 1 | 0 | 0 | 1 | 0 | 0 | 1
6434 | 0 | 0 | 1 | 0 | 0 | 1 | 0 | 0 | 1
6435 | 0 | 0 | 1 | 0 | 0 | 1 | 0 | 0 | 1
6436 | 0 | 0 | 1 | 0 | 0 | 1 | 0 | 0 | 1
6437 | 0 | 0 | 1 | 0 | 0 | 1 | 0 | 0 | 1
6438 | 0 | 0 | 1 | 0 | 0 | 1 | 0 | 0 | 1
6439 | 0 | 0 | 1 | 0 | 0 | 1 | 0 | 0 | 1
6440 | 0 | 0 | 1 | 0 | 0 | 1 | 0 | 0 | 1
6441 | 0 | 0 | 1 | 0 | 0 | 1 | 0 | 0 | 1
6442 | 0.0069314 | 0 | 1 | 0 | 0 | 1 | 0.0069314 | 0 | 1
6443 | 0.034343 | 0 | 1 | 0 | 0 | 1 | 0.034343 | 0 | 1
6444 | 0.044704 | 0.016178 | 1 | 0 | 0 | 1 | 0.044704 | 0.016178 | 1
6445 | 0.061924 | 0.014378 | 1 | 0 | 0 | 1 | 0.061924 | 0.014378 | 1
6446 | 0.053701 | 0.018212 | 1 | 0 | 0 | 1 | 0.053701 | 0.018212 | 1
6447 | 0.028837 | 0.0055991 | 1 | 0 | 0 | 1 | 0.028837 | 0.0055991 | 1
6448 | 0.0058463 | 0 | 1 | 0 | 0 | 1 | 0.0058463 | 0 | 1
6449 | 0 | 0 | 1 | 0 | 0 | 1 | 0 | 0 | 1
6450 | 0 | 0 | 1 | 0 | 0 | 1 | 0 | 0 | 1
6451 | 0 | 0 | 1 | 0 | 0 | 1 | 0 | 0 | 1
6452 | 0 | 0 | 1 | 0 | 0 | 1 | 0 | 0 | 1
6453 | 0 | 0 | 1 | 0 | 0 | 1 | 0 | 0 | 1
6454 | 0 | 0 | 1 | 0 | 0 | 1 | 0 | 0 | 1
6455 | 0 | 0.0012456 | 1 | 0 | 0 | 1 | 0 | 0.0012456 | 1
6456 | 0 | 0 | 1 | 0 | 0 | 1 | 0 | 0 | 1
6457 | 0 | 0 | 1 | 0 | 0 | 1 | 0 | 0 | 1
6458 | 0 | 0 | 1 | 0 | 0 | 1 | 0 | 0 | 1
6459 | 0 | 0 | 1 | 0 | 0 | 1 | 0 | 0 | 1
6460 | 0 | 0 | 1 | 0 | 0 | 1 | 0 | 0 | 1
6461 | 0 | 0 | 1 | 0 | 0 | 1 | 0 | 0 | 1
6462 | 0 | 0 | 1 | 0 | 0 | 1 | 0 | 0 | 1
6463 | 0 | 0 | 1 | 0 | 0 | 1 | 0 | 0 | 1
6464 | 0 | 0 | 1 | 0 | 0 | 1 | 0 | 0 | 1
6465 | 0 | 0 | 1 | 0 | 0 | 1 | 0 | 0 | 1
6466 | 0.072015 | 0 | 1 | 0 | 0 | 1 | 0.072015 | 0 | 1
6467 | 0.12313 | 0 | 1 | 0 | 0 | 1 | 0.12313 | 0 | 1
6468 | 0.10693 | 0.0081031 | 1 | 0 | 0 | 1 | 0.10693 | 0.0081031 | 1
6469 | 0.11263 | 0.021268 | 1 | 0 | 0 | 1 | 0.11263 | 0.021268 | 1
6470 | 0.1091 | 0.023082 | 1 | 0 | 0 | 1 | 0.1091 | 0.023082 | 1
6471 | 0.044281 | 0.021523 | 1 | 0 | 0 | 1 | 0.044281 | 0.021523 | 1
6472 | 0.020499 | 0 | 1 | 0 | 0 | 1 | 0.020499 | 0 | 1
6473 | 0 | 0 | 1 | 0 | 0 | 1 | 0 | 0 | 1
6474 | 0 | 0 | 1 | 0 | 0 | 1 | 0 | 0 | 1
6475 | 0 | 0 | 1 | 0 | 0 | 1 | 0 | 0 | 1
6476 | 0 | 0 | 1 | 0 | 0 | 1 | 0 | 0 | 1
6477 | 0 | 0 | 1 | 0 | 0 | 1 | 0 | 0 | 1
6478 | 0 | 0 | 1 | 0 | 0 | 1 | 0 | 0 | 1
6479 | 0 | 0.040388 | 1 | 0 | 0 | 1 | 0 | 0.040388 | 1
6480 | 0 | 0.0011018 | 1 | 0 | 0 | 1 | 0 | 0.0011018 | 1
6481 | 0 | 0.000176 | 1 | 0 | 0 | 1 | 0 | 0.000176 | 1
6482 | 0 | 0.0099631 | 1 | 0 | 0 | 1 | 0 | 0.0099631 | 1
6483 | 0 | 0 | 1 | 0 | 0 | 1 | 0 | 0 | 1
6484 | 0 | 0 | 1 | 0 | 0 | 1 | 0 | 0 | 1
6485 | 0 | 0 | 1 | 0 | 0 | 1 | 0 | 0 | 1
6486 | 0 | 0 | 1 | 0 | 0 | 1 | 0 | 0 | 1
6487 | 0 | 0 | 1 | 0 | 0 | 1 | 0 | 0 | 1
6488 | 0 | 0 | 1 | 0 | 0 | 1 | 0 | 0 | 1
6489 | 0 | 0 | 1 | 0 | 0 | 1 | 0 | 0 | 1
6490 | 0.046289 | 0 | 1 | 0 | 0 | 1 | 0.046289 | 0 | 1
6491 | 0.084573 | 0 | 1 | 0 | 0 | 1 | 0.084573 | 0 | 1
6492 | 0.053973 | 0.0014799 | 1 | 0 | 0 | 1 | 0.053973 | 0.0014799 | 1
6493 | 0.053168 | 0.020712 | 1 | 0 | 0 | 1 | 0.053168 | 0.020712 | 1
6494 | 0.058572 | 0.030912 | 1 | 0 | 0 | 1 | 0.058572 | 0.030912 | 1
6495 | 0.023448 | 0.040834 | 1 | 0 | 0 | 1 | 0.023448 | 0.040834 | 1
6496 | 0 | 0.010141 | 1 | 0 | 0 | 1 | 0 | 0.010141 | 1
6497 | 0 | 0 | 1 | 0 | 0 | 1 | 0 | 0 | 1
6498 | 0 | 0 | 1 | 0 | 0 | 1 | 0 | 0 | 1
6499 | 0 | 0 | 1 | 0 | 0 | 1 | 0 | 0 | 1
6500 | 0 | 0 | 1 | 0 | 0 | 1 | 0 | 0 | 1
6501 | 0 | 0 | 1 | 0 | 0 | 1 | 0 | 0 | 1
6502 | 0 | 0 | 1 | 0 | 0 | 1 | 0 | 0 | 1
6503 | 0 | 0.032296 | 1 | 0 | 0 | 1 | 0 | 0.032296 | 1
6504 | 0 | 0 | 1 | 0 | 0 | 1 | 0 | 0 | 1
6505 | 0 | 0.013131 | 1 | 0 | 0 | 1 | 0 | 0.013131 | 1
6506 | 0 | 0 | 1 | 0 | 0 | 1 | 0 | 0 | 1
6507 | 0 | 0 | 1 | 0 | 0 | 1 | 0 | 0 | 1
6508 | 0 | 0 | 1 | 0 | 0 | 1 | 0 | 0 | 1
6509 | 0 | 0 | 1 | 0 | 0 | 1 | 0 | 0 | 1
6510 | 0 | 0 | 1 | 0 | 0 | 1 | 0 | 0 | 1
6511 | 0 | 0 | 1 | 0 | 0 | 1 | 0 | 0 | 1
6512 | 0 | 0 | 1 | 0 | 0 | 1 | 0 | 0 | 1
6513 | 0.024826 | 0 | 1 | 0 | 0 | 1 | 0.024826 | 0 | 1
6514 | 0.12509 | 0 | 1 | 0 | 0 | 1 | 0.12509 | 0 | 1
6515 | 0.25667 | 0 | 1 | 0 | 0 | 1 | 0.25667 | 0 | 1
6516 | 0.21517 | 0 | 1 | 0 | 0 | 1 | 0.21517 | 0 | 1
6517 | 0.15984 | 0.0068131 | 1 | 0 | 0 | 1 | 0.15984 | 0.0068131 | 1
6518 | 0.15617 | 0.014982 | 1 | 0 | 0 | 1 | 0.15617 | 0.014982 | 1
6519 | 0.13366 | 0.03181 | 1 | 0 | 0 | 1 | 0.13366 | 0.03181 | 1
6520 | 0.025015 | 0.0042288 | 1 | 0 | 0 | 1 | 0.025015 | 0.0042288 | 1
6521 | 0 | 0 | 1 | 0 | 0 | 1 | 0 | 0 | 1
6522 | 0 | 0 | 1 | 0 | 0 | 1 | 0 | 0 | 1
6523 | 0 | 0 | 1 | 0 | 0 | 1 | 0 | 0 | 1
6524 | 0 | 0.0014477 | 1 | 0 | 0 | 1 | 0 | 0.0014477 | 1
6525 | 0 | 0 | 1 | 0 | 0 | 1 | 0 | 0 | 1
6526 | 0 | 0 | 1 | 0 | 0 | 1 | 0 | 0 | 1
6527 | 0 | 0 | 1 | 0 | 0 | 1 | 0 | 0 | 1
6528 | 0 | 0 | 1 | 0 | 0 | 1 | 0 | 0 | 1
6529 | 0 | 0 | 1 | 0 | 0 | 1 | 0 | 0 | 1
6530 | 0 | 0 | 1 | 0 | 0 | 1 | 0 | 0 | 1
6531 | 0 | 0 | 1 | 0 | 0 | 1 | 0 | 0 | 1
6532 | 0 | 0 | 1 | 0 | 0 | 1 | 0 | 0 | 1
6533 | 0 | 0 | 1 | 0 | 0 | 1 | 0 | 0 | 1
6534 | 0 | 0 | 1 | 0 | 0 | 1 | 0 | 0 | 1
6535 | 0 | 0 | 1 | 0 | 0 | 1 | 0 | 0 | 1
6536 | 0 | 0 | 1 | 0 | 0 | 1 | 0 | 0 | 1
6537 | 0.098961 | 0 | 1 | 0 | 0 | 1 | 0.098961 | 0 | 1
6538 | 0.19685 | 0 | 1 | 0 | 0 | 1 | 0.19685 | 0 | 1
6539 | 0.30897 | 0 | 1 | 0 | 0 | 1 | 0.30897 | 0 | 1
6540 | 0.24887 | 0 | 1 | 0 | 0 | 1 | 0.24887 | 0 | 1
6541 | 0.19222 | 0 | 1 | 0 | 0 | 1 | 0.19222 | 0 | 1
6542 | 0.20251 | 0 | 1 | 0 | 0 | 1 | 0.20251 | 0 | 1
6543 | 0.1458 | 0 | 1 | 0 | 0 | 1 | 0.1458 | 0 | 1
6544 | 0.014356 | 0 | 1 | 0 | 0 | 1 | 0.014356 | 0 | 1
6545 | 0 | 0 | 1 | 0 | 0 | 1 | 0 | 0 | 1
6546 | 0 | 0 | 1 | 0 | 0 | 1 | 0 | 0 | 1
6547 | 0 | 0 | 1 | 0 | 0 | 1 | 0 | 0 | 1
6548 | 0 | 0 | 1 | 0 | 0 | 1 | 0 | 0 | 1
6549 | 0 | 0 | 1 | 0 | 0 | 1 | 0 | 0 | 1
6550 | 0 | 0 | 1 | 0 | 0 | 1 | 0 | 0 | 1
6551 | 0 | 0 | 1 | 0 | 0 | 1 | 0 | 0 | 1
6552 | 0 | 0 | 1 | 0 | 0 | 1 | 0 | 0 | 1
6553 | 0 | 0 | 1 | 0 | 0 | 1 | 0 | 0 | 1
6554 | 0 | 0 | 1 | 0 | 0 | 1 | 0 | 0 | 1
6555 | 0 | 0 | 1 | 0 | 0 | 1 | 0 | 0 | 1
6556 | 0 | 0 | 1 | 0 | 0 | 1 | 0 | 0 | 1
6557 | 0 | 0 | 1 | 0 | 0 | 1 | 0 | 0 | 1
6558 | 0 | 0 | 1 | 0 | 0 | 1 | 0 | 0 | 1
6559 | 0 | 0 | 1 | 0 | 0 | 1 | 0 | 0 | 1
6560 | 0.014253 | 0 | 1 | 0 | 0 | 1 | 0.014253 | 0 | 1
6561 | 0.12777 | 0 | 1 | 0 | 0 | 1 | 0.12777 | 0 | 1
6562 | 0.32183 | 0 | 1 | 0 | 0 | 1 | 0.32183 | 0 | 1
6563 | 0.50283 | 0 | 1 | 0 | 0 | 1 | 0.50283 | 0 | 1
6564 | 0.41338 | 0 | 1 | 0 | 0 | 1 | 0.41338 | 0 | 1
6565 | 0.39553 | 0 | 1 | 0 | 0 | 1 | 0.39553 | 0 | 1
6566 | 0.28498 | 0 | 1 | 0 | 0 | 1 | 0.28498 | 0 | 1
6567 | 0.18432 | 0 | 1 | 0 | 0 | 1 | 0.18432 | 0 | 1
6568 | 0.065418 | 0 | 1 | 0 | 0 | 1 | 0.065418 | 0 | 1
6569 | 0 | 0 | 1 | 0 | 0 | 1 | 0 | 0 | 1
6570 | 0 | 0 | 1 | 0 | 0 | 1 | 0 | 0 | 1
6571 | 0 | 0 | 1 | 0 | 0 | 1 | 0 | 0 | 1
6572 | 0 | 0 | 1 | 0 | 0 | 1 | 0 | 0 | 1
6573 | 0 | 0 | 1 | 0 | 0 | 1 | 0 | 0 | 1
6574 | 0 | 0 | 1 | 0 | 0 | 1 | 0 | 0 | 1
6575 | 0 | 0 | 1 | 0 | 0 | 1 | 0 | 0 | 1
6576 | 0 | 0 | 1 | 0 | 0 | 1 | 0 | 0 | 1
6577 | 0 | 0 | 1 | 0 | 0 | 1 | 0 | 0 | 1
6578 | 0 | 0 | 1 | 0 | 0 | 1 | 0 | 0 | 1
6579 | 0 | 0 | 1 | 0 | 0 | 1 | 0 | 0 | 1
6580 | 0 | 0 | 1 | 0 | 0 | 1 | 0 | 0 | 1
6581 | 0 | 0 | 1 | 0 | 0 | 1 | 0 | 0 | 1
6582 | 0 | 0 | 1 | 0 | 0 | 1 | 0 | 0 | 1
6583 | 0 | 0 | 1 | 0 | 0 | 1 | 0 | 0 | 1
6584 | 0 | 0 | 1 | 0 | 0 | 1 | 0 | 0 | 1
6585 | 0.096732 | 0 | 1 | 0 | 0 | 1 | 0.096732 | 0 | 1
6586 | 0.29929 | 0 | 1 | 0 | 0 | 1 | 0.29929 | 0 | 1
6587 | 0.42321 | 0 | 1 | 0 | 0 | 1 | 0.42321 | 0 | 1
6588 | 0.35009 | 0.024563 | 1 | 0 | 0 | 1 | 0.35009 | 0.024563 | 1
6589 | 0.36985 | 0.023123 | 1 | 0 | 0 | 1 | 0.36985 | 0.023123 | 1
6590 | 0.21665 | 0.048495 | 1 | 0 | 0 | 1 | 0.21665 | 0.048495 | 1
6591 | 0.12736 | 0.049339 | 1 | 0 | 0 | 1 | 0.12736 | 0.049339 | 1
6592 | 0.07131 | 0.038374 | 1 | 0 | 0 | 1 | 0.07131 | 0.038374 | 1
6593 | 0.026397 | 0.045324 | 1 | 0 | 0 | 1 | 0.026397 | 0.045324 | 1
6594 | 0 | 0.045195 | 1 | 0 | 0 | 1 | 0 | 0.045195 | 1
6595 | 0 | 0.024122 | 1 | 0 | 0 | 1 | 0 | 0.024122 | 1
6596 | 0 | 0.018192 | 1 | 0 | 0 | 1 | 0 | 0.018192 | 1
6597 | 0 | 0.034938 | 1 | 0 | 0 | 1 | 0 | 0.034938 | 1
6598 | 0 | 0.028692 | 1 | 0 | 0 | 1 | 0 | 0.028692 | 1
6599 | 0 | 0.0088497 | 1 | 0 | 0 | 1 | 0 | 0.0088497 | 1
6600 | 0 | 0 | 1 | 0 | 0 | 1 | 0 | 0 | 1
6601 | 0 | 0 | 1 | 0 | 0 | 1 | 0 | 0 | 1
6602 | 0 | 0 | 1 | 0 | 0 | 1 | 0 | 0 | 1
6603 | 0 | 0 | 1 | 0 | 0 | 1 | 0 | 0 | 1
6604 | 0 | 0 | 1 | 0 | 0 | 1 | 0 | 0 | 1
6605 | 0 | 0 | 1 | 0 | 0 | 1 | 0 | 0 | 1
6606 | 0 | 0 | 1 | 0 | 0 | 1 | 0 | 0 | 1
6607 | 0 | 0 | 1 | 0 | 0 | 1 | 0 | 0 | 1
6608 | 0.0088604 | 0 | 1 | 0 | 0 | 1 | 0.0088604 | 0 | 1
6609 | 0.11011 | 0.0068009 | 1 | 0 | 0 | 1 | 0.11011 | 0.0068009 | 1
6610 | 0.32322 | 0.014679 | 1 | 0 | 0 | 1 | 0.32322 | 0.014679 | 1
6611 | 0.41598 | 0.029264 | 1 | 0 | 0 | 1 | 0.41598 | 0.029264 | 1
6612 | 0.30705 | 0.057546 | 1 | 0 | 0 | 1 | 0.30705 | 0.057546 | 1
6613 | 0.35845 | 0.053245 | 1 | 0 | 0 | 1 | 0.35845 | 0.053245 | 1
6614 | 0.17457 | 0.066309 | 1 | 0 | 0 | 1 | 0.17457 | 0.066309 | 1
6615 | 0.15601 | 0.071483 | 1 | 0 | 0 | 1 | 0.15601 | 0.071483 | 1
6616 | 0.078561 | 0.066126 | 1 | 0 | 0 | 1 | 0.078561 | 0.066126 | 1
6617 | 0.031866 | 0.077483 | 1 | 0 | 0 | 1 | 0.031866 | 0.077483 | 1
6618 | 0 | 0.071837 | 1 | 0 | 0 | 1 | 0 | 0.071837 | 1
6619 | 0 | 0.058818 | 1 | 0 | 0 | 1 | 0 | 0.058818 | 1
6620 | 0 | 0.047351 | 1 | 0 | 0 | 1 | 0 | 0.047351 | 1
6621 | 0 | 0.03877 | 1 | 0 | 0 | 1 | 0 | 0.03877 | 1
6622 | 0 | 0.043643 | 1 | 0 | 0 | 1 | 0 | 0.043643 | 1
6623 | 0 | 0.011114 | 1 | 0 | 0 | 1 | 0 | 0.011114 | 1
6624 | 0 | 0 | 1 | 0 | 0 | 1 | 0 | 0 | 1
6625 | 0 | 0 | 1 | 0 | 0 | 1 | 0 | 0 | 1
6626 | 0 | 0 | 1 | 0 | 0 | 1 | 0 | 0 | 1
6627 | 0 | 0 | 1 | 0 | 0 | 1 | 0 | 0 | 1
6628 | 0 | 0 | 1 | 0 | 0 | 1 | 0 | 0 | 1
6629 | 0 | 0 | 1 | 0 | 0 | 1 | 0 | 0 | 1
6630 | 0 | 0 | 1 | 0 | 0 | 1 | 0 | 0 | 1
6631 | 0 | 0 | 1 | 0 | 0 | 1 | 0 | 0 | 1
6632 | 0.0060273 | 0.0083077 | 1 | 0 | 0 | 1 | 0.0060273 | 0.0083077 | 1
6633 | 0.14089 | 0.031726 | 1 | 0 | 0 | 1 | 0.14089 | 0.031726 | 1
6634 | 0.31072 | 0.042918 | 1 | 0 | 0 | 1 | 0.31072 | 0.042918 | 1
6635 | 0.36687 | 0.052024 | 1 | 0 | 0 | 1 | 0.36687 | 0.052024 | 1
6636 | 0.25885 | 0.080953 | 1 | 0 | 0 | 1 | 0.25885 | 0.080953 | 1
6637 | 0.30985 | 0.063352 | 1 | 0 | 0 | 1 | 0.30985 | 0.063352 | 1
6638 | 0.23959 | 0.071613 | 1 | 0 | 0 | 1 | 0.23959 | 0.071613 | 1
6639 | 0.23436 | 0.07046 | 1 | 0 | 0 | 1 | 0.23436 | 0.07046 | 1
6640 | 0.13088 | 0.067327 | 1 | 0 | 0 | 1 | 0.13088 | 0.067327 | 1
6641 | 0 | 0.0602 | 1 | 0 | 0 | 1 | 0 | 0.0602 | 1
6642 | 0 | 0.050027 | 1 | 0 | 0 | 1 | 0 | 0.050027 | 1
6643 | 0 | 0.047016 | 1 | 0 | 0 | 1 | 0 | 0.047016 | 1
6644 | 0 | 0.018893 | 1 | 0 | 0 | 1 | 0 | 0.018893 | 1
6645 | 0 | 0 | 1 | 0 | 0 | 1 | 0 | 0 | 1
6646 | 0 | 0.015228 | 1 | 0 | 0 | 1 | 0 | 0.015228 | 1
6647 | 0 | 0.0088845 | 1 | 0 | 0 | 1 | 0 | 0.0088845 | 1
6648 | 0 | 0 | 1 | 0 | 0 | 1 | 0 | 0 | 1
6649 | 0 | 0 | 1 | 0 | 0 | 1 | 0 | 0 | 1
6650 | 0 | 0 | 1 | 0 | 0 | 1 | 0 | 0 | 1
6651 | 0 | 0 | 1 | 0 | 0 | 1 | 0 | 0 | 1
6652 | 0 | 0 | 1 | 0 | 0 | 1 | 0 | 0 | 1
6653 | 0 | 0 | 1 | 0 | 0 | 1 | 0 | 0 | 1
6654 | 0 | 0 | 1 | 0 | 0 | 1 | 0 | 0 | 1
6655 | 0 | 0 | 1 | 0 | 0 | 1 | 0 | 0 | 1
6656 | 0.0071986 | 0.02828 | 1 | 0 | 0 | 1 | 0.0071986 | 0.02828 | 1
6657 | 0.12204 | 0.046054 | 1 | 0 | 0 | 1 | 0.12204 | 0.046054 | 1
6658 | 0.22689 | 0.056837 | 1 | 0 | 0 | 1 | 0.22689 | 0.056837 | 1
6659 | 0.31697 | 0.049219 | 1 | 0 | 0 | 1 | 0.31697 | 0.049219 | 1
6660 | 0.23908 | 0.081094 | 1 | 0 | 0 | 1 | 0.23908 | 0.081094 | 1
6661 | 0.24469 | 0.054452 | 1 | 0 | 0 | 1 | 0.24469 | 0.054452 | 1
6662 | 0.26633 | 0.030563 | 1 | 0 | 0 | 1 | 0.26633 | 0.030563 | 1
6663 | 0.25012 | 0.023234 | 1 | 0 | 0 | 1 | 0.25012 | 0.023234 | 1
6664 | 0.085312 | 0.0079023 | 1 | 0 | 0 | 1 | 0.085312 | 0.0079023 | 1
6665 | 0 | 0 | 1 | 0 | 0 | 1 | 0 | 0 | 1
6666 | 0 | 0 | 1 | 0 | 0 | 1 | 0 | 0 | 1
6667 | 0 | 0.0042666 | 1 | 0 | 0 | 1 | 0 | 0.0042666 | 1
6668 | 0 | 0 | 1 | 0 | 0 | 1 | 0 | 0 | 1
6669 | 0 | 0 | 1 | 0 | 0 | 1 | 0 | 0 | 1
6670 | 0 | 0 | 1 | 0 | 0 | 1 | 0 | 0 | 1
6671 | 0 | 0 | 1 | 0 | 0 | 1 | 0 | 0 | 1
6672 | 0 | 0 | 1 | 0 | 0 | 1 | 0 | 0 | 1
6673 | 0 | 0 | 1 | 0 | 0 | 1 | 0 | 0 | 1
6674 | 0 | 0 | 1 | 0 | 0 | 1 | 0 | 0 | 1
6675 | 0 | 0 | 1 | 0 | 0 | 1 | 0 | 0 | 1
6676 | 0 | 0 | 1 | 0 | 0 | 1 | 0 | 0 | 1
6677 | 0 | 0 | 1 | 0 | 0 | 1 | 0 | 0 | 1
6678 | 0 | 0 | 1 | 0 | 0 | 1 | 0 | 0 | 1
6679 | 0 | 0 | 1 | 0 | 0 | 1 | 0 | 0 | 1
6680 | 0.00090752 | 0 | 1 | 0 | 0 | 1 | 0.00090752 | 0 | 1
6681 | 0.13581 | 0 | 1 | 0 | 0 | 1 | 0.13581 | 0 | 1
6682 | 0.23071 | 0 | 1 | 0 | 0 | 1 | 0.23071 | 0 | 1
6683 | 0.22263 | 0.0001847 | 1 | 0 | 0 | 1 | 0.22263 | 0.0001847 | 1
6684 | 0.227 | 0.034519 | 1 | 0 | 0 | 1 | 0.227 | 0.034519 | 1
6685 | 0.22202 | 0.032847 | 1 | 0 | 0 | 1 | 0.22202 | 0.032847 | 1
6686 | 0.22221 | 0.017556 | 1 | 0 | 0 | 1 | 0.22221 | 0.017556 | 1
6687 | 0.15125 | 0.016135 | 1 | 0 | 0 | 1 | 0.15125 | 0.016135 | 1
6688 | 0.014986 | 0.010929 | 1 | 0 | 0 | 1 | 0.014986 | 0.010929 | 1
6689 | 0 | 0 | 1 | 0 | 0 | 1 | 0 | 0 | 1
6690 | 0 | 0 | 1 | 0 | 0 | 1 | 0 | 0 | 1
6691 | 0 | 0 | 1 | 0 | 0 | 1 | 0 | 0 | 1
6692 | 0 | 0 | 1 | 0 | 0 | 1 | 0 | 0 | 1
6693 | 0 | 0 | 1 | 0 | 0 | 1 | 0 | 0 | 1
6694 | 0 | 0 | 1 | 0 | 0 | 1 | 0 | 0 | 1
6695 | 0 | 0 | 1 | 0 | 0 | 1 | 0 | 0 | 1
6696 | 0 | 0 | 1 | 0 | 0 | 1 | 0 | 0 | 1
6697 | 0 | 0 | 1 | 0 | 0 | 1 | 0 | 0 | 1
6698 | 0 | 0 | 1 | 0 | 0 | 1 | 0 | 0 | 1
6699 | 0 | 0 | 1 | 0 | 0 | 1 | 0 | 0 | 1
6700 | 0 | 0 | 1 | 0 | 0 | 1 | 0 | 0 | 1
6701 | 0 | 0 | 1 | 0 | 0 | 1 | 0 | 0 | 1
6702 | 0 | 0 | 1 | 0 | 0 | 1 | 0 | 0 | 1
6703 | 0 | 0 | 1 | 0 | 0 | 1 | 0 | 0 | 1
6704 | 0.0045256 | 0 | 1 | 0 | 0 | 1 | 0.0045256 | 0 | 1
6705 | 0.13258 | 0 | 1 | 0 | 0 | 1 | 0.13258 | 0 | 1
6706 | 0.25637 | 0 | 1 | 0 | 0 | 1 | 0.25637 | 0 | 1
6707 | 0.23421 | 0 | 1 | 0 | 0 | 1 | 0.23421 | 0 | 1
6708 | 0.27836 | 0.016067 | 1 | 0 | 0 | 1 | 0.27836 | 0.016067 | 1
6709 | 0.23181 | 0.030862 | 1 | 0 | 0 | 1 | 0.23181 | 0.030862 | 1
6710 | 0.1796 | 0.022719 | 1 | 0 | 0 | 1 | 0.1796 | 0.022719 | 1
6711 | 0.095905 | 0.021125 | 1 | 0 | 0 | 1 | 0.095905 | 0.021125 | 1
6712 | 0 | 0.027054 | 1 | 0 | 0 | 1 | 0 | 0.027054 | 1
6713 | 0 | 0.019814 | 1 | 0 | 0 | 1 | 0 | 0.019814 | 1
6714 | 0 | 0.018433 | 1 | 0 | 0 | 1 | 0 | 0.018433 | 1
6715 | 0 | 0.0021589 | 1 | 0 | 0 | 1 | 0 | 0.0021589 | 1
6716 | 0 | 0 | 1 | 0 | 0 | 1 | 0 | 0 | 1
6717 | 0 | 0 | 1 | 0 | 0 | 1 | 0 | 0 | 1
6718 | 0 | 0 | 1 | 0 | 0 | 1 | 0 | 0 | 1
6719 | 0 | 0 | 1 | 0 | 0 | 1 | 0 | 0 | 1
6720 | 0 | 0 | 1 | 0 | 0 | 1 | 0 | 0 | 1
6721 | 0 | 0 | 1 | 0 | 0 | 1 | 0 | 0 | 1
6722 | 0 | 0 | 1 | 0 | 0 | 1 | 0 | 0 | 1
6723 | 0 | 0 | 1 | 0 | 0 | 1 | 0 | 0 | 1
6724 | 0 | 0 | 1 | 0 | 0 | 1 | 0 | 0 | 1
6725 | 0 | 0 | 1 | 0 | 0 | 1 | 0 | 0 | 1
6726 | 0 | 0 | 1 | 0 | 0 | 1 | 0 | 0 | 1
6727 | 0 | 0 | 1 | 0 | 0 | 1 | 0 | 0 | 1
6728 | 0.0085252 | 0 | 1 | 0 | 0 | 1 | 0.0085252 | 0 | 1
6729 | 0.17456 | 0 | 1 | 0 | 0 | 1 | 0.17456 | 0 | 1
6730 | 0.33805 | 0 | 1 | 0 | 0 | 1 | 0.33805 | 0 | 1
6731 | 0.25532 | 0.0026098 | 1 | 0 | 0 | 1 | 0.25532 | 0.0026098 | 1
6732 | 0.31465 | 0.02823 | 1 | 0 | 0 | 1 | 0.31465 | 0.02823 | 1
6733 | 0.3259 | 0.047056 | 1 | 0 | 0 | 1 | 0.3259 | 0.047056 | 1
6734 | 0.14843 | 0.049302 | 1 | 0 | 0 | 1 | 0.14843 | 0.049302 | 1
6735 | 0.02831 | 0.046551 | 1 | 0 | 0 | 1 | 0.02831 | 0.046551 | 1
6736 | 0 | 0.054708 | 1 | 0 | 0 | 1 | 0 | 0.054708 | 1
6737 | 0 | 0.050847 | 1 | 0 | 0 | 1 | 0 | 0.050847 | 1
6738 | 0 | 0.025786 | 1 | 0 | 0 | 1 | 0 | 0.025786 | 1
6739 | 0 | 0.0065922 | 1 | 0 | 0 | 1 | 0 | 0.0065922 | 1
6740 | 0 | 0 | 1 | 0 | 0 | 1 | 0 | 0 | 1
6741 | 0 | 0 | 1 | 0 | 0 | 1 | 0 | 0 | 1
6742 | 0 | 0 | 1 | 0 | 0 | 1 | 0 | 0 | 1
6743 | 0 | 0 | 1 | 0 | 0 | 1 | 0 | 0 | 1
6744 | 0 | 0 | 1 | 0 | 0 | 1 | 0 | 0 | 1
6745 | 0 | 0 | 1 | 0 | 0 | 1 | 0 | 0 | 1
6746 | 0 | 0 | 1 | 0 | 0 | 1 | 0 | 0 | 1
6747 | 0 | 0 | 1 | 0 | 0 | 1 | 0 | 0 | 1
6748 | 0 | 0 | 1 | 0 | 0 | 1 | 0 | 0 | 1
6749 | 0 | 0 | 1 | 0 | 0 | 1 | 0 | 0 | 1
6750 | 0 | 0 | 1 | 0 | 0 | 1 | 0 | 0 | 1
6751 | 0 | 0 | 1 | 0 | 0 | 1 | 0 | 0 | 1
6752 | 0.014559 | 0 | 1 | 0 | 0 | 1 | 0.014559 | 0 | 1
6753 | 0.1589 | 0 | 1 | 0 | 0 | 1 | 0.1589 | 0 | 1
6754 | 0.24584 | 0 | 1 | 0 | 0 | 1 | 0.24584 | 0 | 1
6755 | 0.28246 | 0 | 1 | 0 | 0 | 1 | 0.28246 | 0 | 1
6756 | 0.29427 | 0.036948 | 1 | 0 | 0 | 1 | 0.29427 | 0.036948 | 1
6757 | 0.25502 | 0.076947 | 1 | 0 | 0 | 1 | 0.25502 | 0.076947 | 1
6758 | 0.14414 | 0.081883 | 1 | 0 | 0 | 1 | 0.14414 | 0.081883 | 1
6759 | 0.087091 | 0.077404 | 1 | 0 | 0 | 1 | 0.087091 | 0.077404 | 1
6760 | 0.0089531 | 0.078817 | 1 | 0 | 0 | 1 | 0.0089531 | 0.078817 | 1
6761 | 0 | 0.077965 | 1 | 0 | 0 | 1 | 0 | 0.077965 | 1
6762 | 0 | 0.052918 | 1 | 0 | 0 | 1 | 0 | 0.052918 | 1
6763 | 0 | 0.026303 | 1 | 0 | 0 | 1 | 0 | 0.026303 | 1
6764 | 0 | 0.024221 | 1 | 0 | 0 | 1 | 0 | 0.024221 | 1
6765 | 0 | 0.0069288 | 1 | 0 | 0 | 1 | 0 | 0.0069288 | 1
6766 | 0 | 0.0086938 | 1 | 0 | 0 | 1 | 0 | 0.0086938 | 1
6767 | 0 | 0 | 1 | 0 | 0 | 1 | 0 | 0 | 1
6768 | 0 | 0 | 1 | 0 | 0 | 1 | 0 | 0 | 1
6769 | 0 | 0 | 1 | 0 | 0 | 1 | 0 | 0 | 1
6770 | 0 | 0 | 1 | 0 | 0 | 1 | 0 | 0 | 1
6771 | 0 | 0 | 1 | 0 | 0 | 1 | 0 | 0 | 1
6772 | 0 | 0 | 1 | 0 | 0 | 1 | 0 | 0 | 1
6773 | 0 | 0 | 1 | 0 | 0 | 1 | 0 | 0 | 1
6774 | 0 | 0 | 1 | 0 | 0 | 1 | 0 | 0 | 1
6775 | 0 | 0 | 1 | 0 | 0 | 1 | 0 | 0 | 1
6776 | 0 | 0 | 1 | 0 | 0 | 1 | 0 | 0 | 1
6777 | 0.10338 | 0 | 1 | 0 | 0 | 1 | 0.10338 | 0 | 1
6778 | 0.1405 | 0 | 1 | 0 | 0 | 1 | 0.1405 | 0 | 1
6779 | 0.18003 | 0.0024028 | 1 | 0 | 0 | 1 | 0.18003 | 0.0024028 | 1
6780 | 0.23425 | 0.047632 | 1 | 0 | 0 | 1 | 0.23425 | 0.047632 | 1
6781 | 0.20521 | 0.08812 | 1 | 0 | 0 | 1 | 0.20521 | 0.08812 | 1
6782 | 0.14519 | 0.091559 | 1 | 0 | 0 | 1 | 0.14519 | 0.091559 | 1
6783 | 0.096235 | 0.092 | 1 | 0 | 0 | 1 | 0.096235 | 0.092 | 1
6784 | 0.047118 | 0.087655 | 1 | 0 | 0 | 1 | 0.047118 | 0.087655 | 1
6785 | 0 | 0.073333 | 1 | 0 | 0 | 1 | 0 | 0.073333 | 1
6786 | 0 | 0.046955 | 1 | 0 | 0 | 1 | 0 | 0.046955 | 1
6787 | 0 | 0.032814 | 1 | 0 | 0 | 1 | 0 | 0.032814 | 1
6788 | 0 | 0.027304 | 1 | 0 | 0 | 1 | 0 | 0.027304 | 1
6789 | 0 | 0.0038561 | 1 | 0 | 0 | 1 | 0 | 0.0038561 | 1
6790 | 0 | 0.007258 | 1 | 0 | 0 | 1 | 0 | 0.007258 | 1
6791 | 0 | 0 | 1 | 0 | 0 | 1 | 0 | 0 | 1
6792 | 0 | 0 | 1 | 0 | 0 | 1 | 0 | 0 | 1
6793 | 0 | 0 | 1 | 0 | 0 | 1 | 0 | 0 | 1
6794 | 0 | 0 | 1 | 0 | 0 | 1 | 0 | 0 | 1
6795 | 0 | 0 | 1 | 0 | 0 | 1 | 0 | 0 | 1
6796 | 0 | 0 | 1 | 0 | 0 | 1 | 0 | 0 | 1
6797 | 0 | 0 | 1 | 0 | 0 | 1 | 0 | 0 | 1
6798 | 0 | 0 | 1 | 0 | 0 | 1 | 0 | 0 | 1
6799 | 0 | 0 | 1 | 0 | 0 | 1 | 0 | 0 | 1
6800 | 0 | 0 | 1 | 0 | 0 | 1 | 0 | 0 | 1
6801 | 0.10688 | 0 | 1 | 0 | 0 | 1 | 0.10688 | 0 | 1
6802 | 0.14743 | 0 | 1 | 0 | 0 | 1 | 0.14743 | 0 | 1
6803 | 0.19358 | 0 | 1 | 0 | 0 | 1 | 0.19358 | 0 | 1
6804 | 0.2281 | 0.018697 | 1 | 0 | 0 | 1 | 0.2281 | 0.018697 | 1
6805 | 0.10491 | 0.045018 | 1 | 0 | 0 | 1 | 0.10491 | 0.045018 | 1
6806 | 0.11158 | 0.055172 | 1 | 0 | 0 | 1 | 0.11158 | 0.055172 | 1
6807 | 0.077048 | 0.057382 | 1 | 0 | 0 | 1 | 0.077048 | 0.057382 | 1
6808 | 0 | 0.041077 | 1 | 0 | 0 | 1 | 0 | 0.041077 | 1
6809 | 0 | 0.022533 | 1 | 0 | 0 | 1 | 0 | 0.022533 | 1
6810 | 0 | 0.017277 | 1 | 0 | 0 | 1 | 0 | 0.017277 | 1
6811 | 0 | 0.004211 | 1 | 0 | 0 | 1 | 0 | 0.004211 | 1
6812 | 0 | 0 | 1 | 0 | 0 | 1 | 0 | 0 | 1
6813 | 0 | 0 | 1 | 0 | 0 | 1 | 0 | 0 | 1
6814 | 0 | 0 | 1 | 0 | 0 | 1 | 0 | 0 | 1
6815 | 0 | 0 | 1 | 0 | 0 | 1 | 0 | 0 | 1
6816 | 0 | 0 | 1 | 0 | 0 | 1 | 0 | 0 | 1
6817 | 0 | 0 | 1 | 0 | 0 | 1 | 0 | 0 | 1
6818 | 0 | 0 | 1 | 0 | 0 | 1 | 0 | 0 | 1
6819 | 0 | 0 | 1 | 0 | 0 | 1 | 0 | 0 | 1
6820 | 0 | 0 | 1 | 0 | 0 | 1 | 0 | 0 | 1
6821 | 0 | 0 | 1 | 0 | 0 | 1 | 0 | 0 | 1
6822 | 0 | 0 | 1 | 0 | 0 | 1 | 0 | 0 | 1
6823 | 0 | 0 | 1 | 0 | 0 | 1 | 0 | 0 | 1
6824 | 0 | 0 | 1 | 0 | 0 | 1 | 0 | 0 | 1
6825 | 0.037368 | 0 | 1 | 0 | 0 | 1 | 0.037368 | 0 | 1
6826 | 0.11083 | 0 | 1 | 0 | 0 | 1 | 0.11083 | 0 | 1
6827 | 0.1959 | 0 | 1 | 0 | 0 | 1 | 0.1959 | 0 | 1
6828 | 0.2245 | 0.0025338 | 1 | 0 | 0 | 1 | 0.2245 | 0.0025338 | 1
6829 | 0.12617 | 0.012879 | 1 | 0 | 0 | 1 | 0.12617 | 0.012879 | 1
6830 | 0.13697 | 0.012149 | 1 | 0 | 0 | 1 | 0.13697 | 0.012149 | 1
6831 | 0.065229 | 0.023733 | 1 | 0 | 0 | 1 | 0.065229 | 0.023733 | 1
6832 | 0 | 0.010209 | 1 | 0 | 0 | 1 | 0 | 0.010209 | 1
6833 | 0 | 0 | 1 | 0 | 0 | 1 | 0 | 0 | 1
6834 | 0 | 0 | 1 | 0 | 0 | 1 | 0 | 0 | 1
6835 | 0 | 0 | 1 | 0 | 0 | 1 | 0 | 0 | 1
6836 | 0 | 0 | 1 | 0 | 0 | 1 | 0 | 0 | 1
6837 | 0 | 0 | 1 | 0 | 0 | 1 | 0 | 0 | 1
6838 | 0 | 0 | 1 | 0 | 0 | 1 | 0 | 0 | 1
6839 | 0 | 0 | 1 | 0 | 0 | 1 | 0 | 0 | 1
6840 | 0 | 0 | 1 | 0 | 0 | 1 | 0 | 0 | 1
6841 | 0 | 0 | 1 | 0 | 0 | 1 | 0 | 0 | 1
6842 | 0 | 0 | 1 | 0 | 0 | 1 | 0 | 0 | 1
6843 | 0 | 0 | 1 | 0 | 0 | 1 | 0 | 0 | 1
6844 | 0 | 0 | 1 | 0 | 0 | 1 | 0 | 0 | 1
6845 | 0 | 0 | 1 | 0 | 0 | 1 | 0 | 0 | 1
6846 | 0 | 0 | 1 | 0 | 0 | 1 | 0 | 0 | 1
6847 | 0 | 0 | 1 | 0 | 0 | 1 | 0 | 0 | 1
6848 | 0 | 0 | 1 | 0 | 0 | 1 | 0 | 0 | 1
6849 | 0.054675 | 0 | 1 | 0 | 0 | 1 | 0.054675 | 0 | 1
6850 | 0.14751 | 0 | 1 | 0 | 0 | 1 | 0.14751 | 0 | 1
6851 | 0.23661 | 0 | 1 | 0 | 0 | 1 | 0.23661 | 0 | 1
6852 | 0.2057 | 0.0086076 | 1 | 0 | 0 | 1 | 0.2057 | 0.0086076 | 1
6853 | 0.11887 | 0.016519 | 1 | 0 | 0 | 1 | 0.11887 | 0.016519 | 1
6854 | 0.089075 | 0.016696 | 1 | 0 | 0 | 1 | 0.089075 | 0.016696 | 1
6855 | 0.027123 | 0.022657 | 1 | 0 | 0 | 1 | 0.027123 | 0.022657 | 1
6856 | 0 | 0.019825 | 1 | 0 | 0 | 1 | 0 | 0.019825 | 1
6857 | 0 | 0.0061207 | 1 | 0 | 0 | 1 | 0 | 0.0061207 | 1
6858 | 0 | 0 | 1 | 0 | 0 | 1 | 0 | 0 | 1
6859 | 0 | 0 | 1 | 0 | 0 | 1 | 0 | 0 | 1
6860 | 0 | 0 | 1 | 0 | 0 | 1 | 0 | 0 | 1
6861 | 0 | 0 | 1 | 0 | 0 | 1 | 0 | 0 | 1
6862 | 0 | 0 | 1 | 0 | 0 | 1 | 0 | 0 | 1
6863 | 0 | 0 | 1 | 0 | 0 | 1 | 0 | 0 | 1
6864 | 0 | 0 | 1 | 0 | 0 | 1 | 0 | 0 | 1
6865 | 0 | 0 | 1 | 0 | 0 | 1 | 0 | 0 | 1
6866 | 0 | 0 | 1 | 0 | 0 | 1 | 0 | 0 | 1
6867 | 0 | 0 | 1 | 0 | 0 | 1 | 0 | 0 | 1
6868 | 0 | 0 | 1 | 0 | 0 | 1 | 0 | 0 | 1
6869 | 0 | 0 | 1 | 0 | 0 | 1 | 0 | 0 | 1
6870 | 0 | 0 | 1 | 0 | 0 | 1 | 0 | 0 | 1
6871 | 0 | 0 | 1 | 0 | 0 | 1 | 0 | 0 | 1
6872 | 0 | 0 | 1 | 0 | 0 | 1 | 0 | 0 | 1
6873 | 0 | 0 | 1 | 0 | 0 | 1 | 0 | 0 | 1
6874 | 0.12095 | 0 | 1 | 0 | 0 | 1 | 0.12095 | 0 | 1
6875 | 0.20746 | 0.0056816 | 1 | 0 | 0 | 1 | 0.20746 | 0.0056816 | 1
6876 | 0.20868 | 0.03249 | 1 | 0 | 0 | 1 | 0.20868 | 0.03249 | 1
6877 | 0.15876 | 0.041112 | 1 | 0 | 0 | 1 | 0.15876 | 0.041112 | 1
6878 | 0.08264 | 0.03367 | 1 | 0 | 0 | 1 | 0.08264 | 0.03367 | 1
6879 | 0.081505 | 0.042053 | 1 | 0 | 0 | 1 | 0.081505 | 0.042053 | 1
6880 | 0.013298 | 0.047767 | 1 | 0 | 0 | 1 | 0.013298 | 0.047767 | 1
6881 | 0 | 0.052637 | 1 | 0 | 0 | 1 | 0 | 0.052637 | 1
6882 | 0 | 0.038952 | 1 | 0 | 0 | 1 | 0 | 0.038952 | 1
6883 | 0 | 0 | 1 | 0 | 0 | 1 | 0 | 0 | 1
6884 | 0 | 0 | 1 | 0 | 0 | 1 | 0 | 0 | 1
6885 | 0 | 0 | 1 | 0 | 0 | 1 | 0 | 0 | 1
6886 | 0 | 0 | 1 | 0 | 0 | 1 | 0 | 0 | 1
6887 | 0 | 0 | 1 | 0 | 0 | 1 | 0 | 0 | 1
6888 | 0 | 0 | 1 | 0 | 0 | 1 | 0 | 0 | 1
6889 | 0 | 0 | 1 | 0 | 0 | 1 | 0 | 0 | 1
6890 | 0 | 0 | 1 | 0 | 0 | 1 | 0 | 0 | 1
6891 | 0 | 0 | 1 | 0 | 0 | 1 | 0 | 0 | 1
6892 | 0 | 0 | 1 | 0 | 0 | 1 | 0 | 0 | 1
6893 | 0 | 0 | 1 | 0 | 0 | 1 | 0 | 0 | 1
6894 | 0 | 0 | 1 | 0 | 0 | 1 | 0 | 0 | 1
6895 | 0 | 0 | 1 | 0 | 0 | 1 | 0 | 0 | 1
6896 | 0 | 0 | 1 | 0 | 0 | 1 | 0 | 0 | 1
6897 | 0 | 0 | 1 | 0 | 0 | 1 | 0 | 0 | 1
6898 | 0.17905 | 0 | 1 | 0 | 0 | 1 | 0.17905 | 0 | 1
6899 | 0.23432 | 0.027438 | 1 | 0 | 0 | 1 | 0.23432 | 0.027438 | 1
6900 | 0.24443 | 0.044931 | 1 | 0 | 0 | 1 | 0.24443 | 0.044931 | 1
6901 | 0.20108 | 0.054037 | 1 | 0 | 0 | 1 | 0.20108 | 0.054037 | 1
6902 | 0.11395 | 0.055499 | 1 | 0 | 0 | 1 | 0.11395 | 0.055499 | 1
6903 | 0.10159 | 0.064406 | 1 | 0 | 0 | 1 | 0.10159 | 0.064406 | 1
6904 | 0.02703 | 0.078752 | 1 | 0 | 0 | 1 | 0.02703 | 0.078752 | 1
6905 | 0 | 0.08021 | 1 | 0 | 0 | 1 | 0 | 0.08021 | 1
6906 | 0 | 0.071236 | 1 | 0 | 0 | 1 | 0 | 0.071236 | 1
6907 | 0 | 0.019012 | 1 | 0 | 0 | 1 | 0 | 0.019012 | 1
6908 | 0 | 0 | 1 | 0 | 0 | 1 | 0 | 0 | 1
6909 | 0 | 0 | 1 | 0 | 0 | 1 | 0 | 0 | 1
6910 | 0 | 0 | 1 | 0 | 0 | 1 | 0 | 0 | 1
6911 | 0 | 0 | 1 | 0 | 0 | 1 | 0 | 0 | 1
6912 | 0 | 0 | 1 | 0 | 0 | 1 | 0 | 0 | 1
6913 | 0 | 0 | 1 | 0 | 0 | 1 | 0 | 0 | 1
6914 | 0 | 0 | 1 | 0 | 0 | 1 | 0 | 0 | 1
6915 | 0 | 0 | 1 | 0 | 0 | 1 | 0 | 0 | 1
6916 | 0 | 0 | 1 | 0 | 0 | 1 | 0 | 0 | 1
6917 | 0 | 0 | 1 | 0 | 0 | 1 | 0 | 0 | 1
6918 | 0 | 0 | 1 | 0 | 0 | 1 | 0 | 0 | 1
6919 | 0 | 0 | 1 | 0 | 0 | 1 | 0 | 0 | 1
6920 | 0 | 0 | 1 | 0 | 0 | 1 | 0 | 0 | 1
6921 | 0 | 0 | 1 | 0 | 0 | 1 | 0 | 0 | 1
6922 | 0.13044 | 0.0075976 | 1 | 0 | 0 | 1 | 0.13044 | 0.0075976 | 1
6923 | 0.23576 | 0.036973 | 1 | 0 | 0 | 1 | 0.23576 | 0.036973 | 1
6924 | 0.26141 | 0.044532 | 1 | 0 | 0 | 1 | 0.26141 | 0.044532 | 1
6925 | 0.21845 | 0.062399 | 1 | 0 | 0 | 1 | 0.21845 | 0.062399 | 1
6926 | 0.15286 | 0.048148 | 1 | 0 | 0 | 1 | 0.15286 | 0.048148 | 1
6927 | 0.096108 | 0.065241 | 1 | 0 | 0 | 1 | 0.096108 | 0.065241 | 1
6928 | 0.044754 | 0.08846 | 1 | 0 | 0 | 1 | 0.044754 | 0.08846 | 1
6929 | 0 | 0.090426 | 1 | 0 | 0 | 1 | 0 | 0.090426 | 1
6930 | 0 | 0.08199 | 1 | 0 | 0 | 1 | 0 | 0.08199 | 1
6931 | 0 | 0.053566 | 1 | 0 | 0 | 1 | 0 | 0.053566 | 1
6932 | 0 | 0.027902 | 1 | 0 | 0 | 1 | 0 | 0.027902 | 1
6933 | 0 | 0.025065 | 1 | 0 | 0 | 1 | 0 | 0.025065 | 1
6934 | 0 | 0.02951 | 1 | 0 | 0 | 1 | 0 | 0.02951 | 1
6935 | 0 | 0.033753 | 1 | 0 | 0 | 1 | 0 | 0.033753 | 1
6936 | 0 | 0.038644 | 1 | 0 | 0 | 1 | 0 | 0.038644 | 1
6937 | 0 | 0 | 1 | 0 | 0 | 1 | 0 | 0 | 1
6938 | 0 | 0.012147 | 1 | 0 | 0 | 1 | 0 | 0.012147 | 1
6939 | 0 | 0.0063299 | 1 | 0 | 0 | 1 | 0 | 0.0063299 | 1
6940 | 0 | 0.015107 | 1 | 0 | 0 | 1 | 0 | 0.015107 | 1
6941 | 0 | 0.0059973 | 1 | 0 | 0 | 1 | 0 | 0.0059973 | 1
6942 | 0 | 0.019854 | 1 | 0 | 0 | 1 | 0 | 0.019854 | 1
6943 | 0 | 0 | 1 | 0 | 0 | 1 | 0 | 0 | 1
6944 | 0 | 0 | 1 | 0 | 0 | 1 | 0 | 0 | 1
6945 | 0 | 0 | 1 | 0 | 0 | 1 | 0 | 0 | 1
6946 | 0.052362 | 0.013399 | 1 | 0 | 0 | 1 | 0.052362 | 0.013399 | 1
6947 | 0.082992 | 0.045188 | 1 | 0 | 0 | 1 | 0.082992 | 0.045188 | 1
6948 | 0.13248 | 0.050555 | 1 | 0 | 0 | 1 | 0.13248 | 0.050555 | 1
6949 | 0.13418 | 0.063005 | 1 | 0 | 0 | 1 | 0.13418 | 0.063005 | 1
6950 | 0.084113 | 0.030797 | 1 | 0 | 0 | 1 | 0.084113 | 0.030797 | 1
6951 | 0.029448 | 0.055513 | 1 | 0 | 0 | 1 | 0.029448 | 0.055513 | 1
6952 | 0 | 0.082505 | 1 | 0 | 0 | 1 | 0 | 0.082505 | 1
6953 | 0 | 0.079676 | 1 | 0 | 0 | 1 | 0 | 0.079676 | 1
6954 | 0 | 0.073953 | 1 | 0 | 0 | 1 | 0 | 0.073953 | 1
6955 | 0 | 0.054284 | 1 | 0 | 0 | 1 | 0 | 0.054284 | 1
6956 | 0 | 0.041226 | 1 | 0 | 0 | 1 | 0 | 0.041226 | 1
6957 | 0 | 0.040812 | 1 | 0 | 0 | 1 | 0 | 0.040812 | 1
6958 | 0 | 0.054056 | 1 | 0 | 0 | 1 | 0 | 0.054056 | 1
6959 | 0 | 0.034806 | 1 | 0 | 0 | 1 | 0 | 0.034806 | 1
6960 | 0 | 0.022303 | 1 | 0 | 0 | 1 | 0 | 0.022303 | 1
6961 | 0 | 0.024319 | 1 | 0 | 0 | 1 | 0 | 0.024319 | 1
6962 | 0 | 0.0087674 | 1 | 0 | 0 | 1 | 0 | 0.0087674 | 1
6963 | 0 | 0.0035312 | 1 | 0 | 0 | 1 | 0 | 0.0035312 | 1
6964 | 0 | 0.0053819 | 1 | 0 | 0 | 1 | 0 | 0.0053819 | 1
6965 | 0 | 0.012617 | 1 | 0 | 0 | 1 | 0 | 0.012617 | 1
6966 | 0 | 0.025511 | 1 | 0 | 0 | 1 | 0 | 0.025511 | 1
6967 | 0 | 0 | 1 | 0 | 0 | 1 | 0 | 0 | 1
6968 | 0 | 0 | 1 | 0 | 0 | 1 | 0 | 0 | 1
6969 | 0 | 0 | 1 | 0 | 0 | 1 | 0 | 0 | 1
6970 | 0 | 0.0062517 | 1 | 0 | 0 | 1 | 0 | 0.0062517 | 1
6971 | 0 | 0.022974 | 1 | 0 | 0 | 1 | 0 | 0.022974 | 1
6972 | 0 | 0.027648 | 1 | 0 | 0 | 1 | 0 | 0.027648 | 1
6973 | 0 | 0.025747 | 1 | 0 | 0 | 1 | 0 | 0.025747 | 1
6974 | 0 | 0 | 1 | 0 | 0 | 1 | 0 | 0 | 1
6975 | 0 | 0.011361 | 1 | 0 | 0 | 1 | 0 | 0.011361 | 1
6976 | 0 | 0.035872 | 1 | 0 | 0 | 1 | 0 | 0.035872 | 1
6977 | 0 | 0.053478 | 1 | 0 | 0 | 1 | 0 | 0.053478 | 1
6978 | 0 | 0.039598 | 1 | 0 | 0 | 1 | 0 | 0.039598 | 1
6979 | 0 | 0.030199 | 1 | 0 | 0 | 1 | 0 | 0.030199 | 1
6980 | 0 | 0.036656 | 1 | 0 | 0 | 1 | 0 | 0.036656 | 1
6981 | 0 | 0.056389 | 1 | 0 | 0 | 1 | 0 | 0.056389 | 1
6982 | 0 | 0.057211 | 1 | 0 | 0 | 1 | 0 | 0.057211 | 1
6983 | 0 | 0.034405 | 1 | 0 | 0 | 1 | 0 | 0.034405 | 1
6984 | 0 | 0.014926 | 1 | 0 | 0 | 1 | 0 | 0.014926 | 1
6985 | 0 | 0.015698 | 1 | 0 | 0 | 1 | 0 | 0.015698 | 1
6986 | 0 | 0 | 1 | 0 | 0 | 1 | 0 | 0 | 1
6987 | 0 | 0 | 1 | 0 | 0 | 1 | 0 | 0 | 1
6988 | 0 | 0.01046 | 1 | 0 | 0 | 1 | 0 | 0.01046 | 1
6989 | 0 | 0.0056987 | 1 | 0 | 0 | 1 | 0 | 0.0056987 | 1
6990 | 0 | 0.0068157 | 1 | 0 | 0 | 1 | 0 | 0.0068157 | 1
6991 | 0 | 0.0022029 | 1 | 0 | 0 | 1 | 0 | 0.0022029 | 1
6992 | 0 | 0.016846 | 1 | 0 | 0 | 1 | 0 | 0.016846 | 1
6993 | 0 | 0 | 1 | 0 | 0 | 1 | 0 | 0 | 1
6994 | 0 | 0.0092301 | 1 | 0 | 0 | 1 | 0 | 0.0092301 | 1
6995 | 0 | 0.039405 | 1 | 0 | 0 | 1 | 0 | 0.039405 | 1
6996 | 0 | 0.054019 | 1 | 0 | 0 | 1 | 0 | 0.054019 | 1
6997 | 0.0050138 | 0.033763 | 1 | 0 | 0 | 1 | 0.0050138 | 0.033763 | 1
6998 | 0 | 0.017156 | 1 | 0 | 0 | 1 | 0 | 0.017156 | 1
6999 | 0 | 0.022796 | 1 | 0 | 0 | 1 | 0 | 0.022796 | 1
7000 | 0 | 0.01439 | 1 | 0 | 0 | 1 | 0 | 0.01439 | 1
7001 | 0 | 0.043983 | 1 | 0 | 0 | 1 | 0 | 0.043983 | 1
7002 | 0 | 0.046304 | 1 | 0 | 0 | 1 | 0 | 0.046304 | 1
7003 | 0 | 0.036731 | 1 | 0 | 0 | 1 | 0 | 0.036731 | 1
7004 | 0 | 0.043316 | 1 | 0 | 0 | 1 | 0 | 0.043316 | 1
7005 | 0 | 0.058615 | 1 | 0 | 0 | 1 | 0 | 0.058615 | 1
7006 | 0 | 0.043274 | 1 | 0 | 0 | 1 | 0 | 0.043274 | 1
7007 | 0 | 0.023549 | 1 | 0 | 0 | 1 | 0 | 0.023549 | 1
7008 | 0 | 0.0065176 | 1 | 0 | 0 | 1 | 0 | 0.0065176 | 1
7009 | 0 | 0.021598 | 1 | 0 | 0 | 1 | 0 | 0.021598 | 1
7010 | 0 | 0 | 1 | 0 | 0 | 1 | 0 | 0 | 1
7011 | 0 | 0 | 1 | 0 | 0 | 1 | 0 | 0 | 1
7012 | 0 | 0 | 1 | 0 | 0 | 1 | 0 | 0 | 1
7013 | 0 | 0 | 1 | 0 | 0 | 1 | 0 | 0 | 1
7014 | 0 | 0 | 1 | 0 | 0 | 1 | 0 | 0 | 1
7015 | 0 | 0.017922 | 1 | 0 | 0 | 1 | 0 | 0.017922 | 1
7016 | 0 | 0.013346 | 1 | 0 | 0 | 1 | 0 | 0.013346 | 1
7017 | 0.016203 | 0 | 1 | 0 | 0 | 1 | 0.016203 | 0 | 1
7018 | 0.092688 | 0.013722 | 1 | 0 | 0 | 1 | 0.092688 | 0.013722 | 1
7019 | 0.095542 | 0.045962 | 1 | 0 | 0 | 1 | 0.095542 | 0.045962 | 1
7020 | 0.08641 | 0.065809 | 1 | 0 | 0 | 1 | 0.08641 | 0.065809 | 1
7021 | 0.090817 | 0.042208 | 1 | 0 | 0 | 1 | 0.090817 | 0.042208 | 1
7022 | 0.054128 | 0.061027 | 1 | 0 | 0 | 1 | 0.054128 | 0.061027 | 1
7023 | 0.032749 | 0.06074 | 1 | 0 | 0 | 1 | 0.032749 | 0.06074 | 1
7024 | 0.0085179 | 0.027598 | 1 | 0 | 0 | 1 | 0.0085179 | 0.027598 | 1
7025 | 0 | 0.0479 | 1 | 0 | 0 | 1 | 0 | 0.0479 | 1
7026 | 0 | 0.044247 | 1 | 0 | 0 | 1 | 0 | 0.044247 | 1
7027 | 0 | 0.02145 | 1 | 0 | 0 | 1 | 0 | 0.02145 | 1
7028 | 0 | 0.027268 | 1 | 0 | 0 | 1 | 0 | 0.027268 | 1
7029 | 0 | 0.052242 | 1 | 0 | 0 | 1 | 0 | 0.052242 | 1
7030 | 0 | 0.037909 | 1 | 0 | 0 | 1 | 0 | 0.037909 | 1
7031 | 0 | 0.030017 | 1 | 0 | 0 | 1 | 0 | 0.030017 | 1
7032 | 0 | 0.011382 | 1 | 0 | 0 | 1 | 0 | 0.011382 | 1
7033 | 0 | 0.0083857 | 1 | 0 | 0 | 1 | 0 | 0.0083857 | 1
7034 | 0 | 0 | 1 | 0 | 0 | 1 | 0 | 0 | 1
7035 | 0 | 0 | 1 | 0 | 0 | 1 | 0 | 0 | 1
7036 | 0 | 0 | 1 | 0 | 0 | 1 | 0 | 0 | 1
7037 | 0 | 0 | 1 | 0 | 0 | 1 | 0 | 0 | 1
7038 | 0 | 0 | 1 | 0 | 0 | 1 | 0 | 0 | 1
7039 | 0 | 0 | 1 | 0 | 0 | 1 | 0 | 0 | 1
7040 | 0 | 0 | 1 | 0 | 0 | 1 | 0 | 0 | 1
7041 | 0.1076 | 0 | 1 | 0 | 0 | 1 | 0.1076 | 0 | 1
7042 | 0.25142 | 0.0002384 | 1 | 0 | 0 | 1 | 0.25142 | 0.0002384 | 1
7043 | 0.30723 | 0.033708 | 1 | 0 | 0 | 1 | 0.30723 | 0.033708 | 1
7044 | 0.28613 | 0.04436 | 1 | 0 | 0 | 1 | 0.28613 | 0.04436 | 1
7045 | 0.24548 | 0.045475 | 1 | 0 | 0 | 1 | 0.24548 | 0.045475 | 1
7046 | 0.2414 | 0.061305 | 1 | 0 | 0 | 1 | 0.2414 | 0.061305 | 1
7047 | 0.19155 | 0.071346 | 1 | 0 | 0 | 1 | 0.19155 | 0.071346 | 1
7048 | 0.093931 | 0.031462 | 1 | 0 | 0 | 1 | 0.093931 | 0.031462 | 1
7049 | 0 | 0.031183 | 1 | 0 | 0 | 1 | 0 | 0.031183 | 1
7050 | 0 | 0.025257 | 1 | 0 | 0 | 1 | 0 | 0.025257 | 1
7051 | 0 | 0.00091595 | 1 | 0 | 0 | 1 | 0 | 0.00091595 | 1
7052 | 0 | 0 | 1 | 0 | 0 | 1 | 0 | 0 | 1
7053 | 0 | 0.0042516 | 1 | 0 | 0 | 1 | 0 | 0.0042516 | 1
7054 | 0 | 0 | 1 | 0 | 0 | 1 | 0 | 0 | 1
7055 | 0 | 0 | 1 | 0 | 0 | 1 | 0 | 0 | 1
7056 | 0 | 0 | 1 | 0 | 0 | 1 | 0 | 0 | 1
7057 | 0 | 0.0021884 | 1 | 0 | 0 | 1 | 0 | 0.0021884 | 1
7058 | 0 | 0 | 1 | 0 | 0 | 1 | 0 | 0 | 1
7059 | 0 | 0 | 1 | 0 | 0 | 1 | 0 | 0 | 1
7060 | 0 | 0 | 1 | 0 | 0 | 1 | 0 | 0 | 1
7061 | 0 | 0 | 1 | 0 | 0 | 1 | 0 | 0 | 1
7062 | 0 | 0 | 1 | 0 | 0 | 1 | 0 | 0 | 1
7063 | 0 | 0 | 1 | 0 | 0 | 1 | 0 | 0 | 1
7064 | 0 | 0 | 1 | 0 | 0 | 1 | 0 | 0 | 1
7065 | 0.085248 | 0 | 1 | 0 | 0 | 1 | 0.085248 | 0 | 1
7066 | 0.20773 | 0 | 1 | 0 | 0 | 1 | 0.20773 | 0 | 1
7067 | 0.19216 | 0.0053965 | 1 | 0 | 0 | 1 | 0.19216 | 0.0053965 | 1
7068 | 0.18127 | 0.013038 | 1 | 0 | 0 | 1 | 0.18127 | 0.013038 | 1
7069 | 0.074039 | 0.022181 | 1 | 0 | 0 | 1 | 0.074039 | 0.022181 | 1
7070 | 0.084359 | 0.035971 | 1 | 0 | 0 | 1 | 0.084359 | 0.035971 | 1
7071 | 0.07159 | 0.051993 | 1 | 0 | 0 | 1 | 0.07159 | 0.051993 | 1
7072 | 0 | 0.043171 | 1 | 0 | 0 | 1 | 0 | 0.043171 | 1
7073 | 0 | 0.026671 | 1 | 0 | 0 | 1 | 0 | 0.026671 | 1
7074 | 0 | 0 | 1 | 0 | 0 | 1 | 0 | 0 | 1
7075 | 0 | 0 | 1 | 0 | 0 | 1 | 0 | 0 | 1
7076 | 0 | 0 | 1 | 0 | 0 | 1 | 0 | 0 | 1
7077 | 0 | 0 | 1 | 0 | 0 | 1 | 0 | 0 | 1
7078 | 0 | 0 | 1 | 0 | 0 | 1 | 0 | 0 | 1
7079 | 0 | 0 | 1 | 0 | 0 | 1 | 0 | 0 | 1
7080 | 0 | 0 | 1 | 0 | 0 | 1 | 0 | 0 | 1
7081 | 0 | 0 | 1 | 0 | 0 | 1 | 0 | 0 | 1
7082 | 0 | 0 | 1 | 0 | 0 | 1 | 0 | 0 | 1
7083 | 0 | 0 | 1 | 0 | 0 | 1 | 0 | 0 | 1
7084 | 0 | 0 | 1 | 0 | 0 | 1 | 0 | 0 | 1
7085 | 0 | 0 | 1 | 0 | 0 | 1 | 0 | 0 | 1
7086 | 0 | 0 | 1 | 0 | 0 | 1 | 0 | 0 | 1
7087 | 0 | 0 | 1 | 0 | 0 | 1 | 0 | 0 | 1
7088 | 0 | 0 | 1 | 0 | 0 | 1 | 0 | 0 | 1
7089 | 0.040716 | 0 | 1 | 0 | 0 | 1 | 0.040716 | 0 | 1
7090 | 0.18068 | 0 | 1 | 0 | 0 | 1 | 0.18068 | 0 | 1
7091 | 0.16891 | 0 | 1 | 0 | 0 | 1 | 0.16891 | 0 | 1
7092 | 0.17504 | 0.0049148 | 1 | 0 | 0 | 1 | 0.17504 | 0.0049148 | 1
7093 | 0.094996 | 0.0086617 | 1 | 0 | 0 | 1 | 0.094996 | 0.0086617 | 1
7094 | 0.10517 | 0.0056974 | 1 | 0 | 0 | 1 | 0.10517 | 0.0056974 | 1
7095 | 0.037123 | 0.014458 | 1 | 0 | 0 | 1 | 0.037123 | 0.014458 | 1
7096 | 0 | 0.019293 | 1 | 0 | 0 | 1 | 0 | 0.019293 | 1
7097 | 0 | 0.0083321 | 1 | 0 | 0 | 1 | 0 | 0.0083321 | 1
7098 | 0 | 0 | 1 | 0 | 0 | 1 | 0 | 0 | 1
7099 | 0 | 0 | 1 | 0 | 0 | 1 | 0 | 0 | 1
7100 | 0 | 0 | 1 | 0 | 0 | 1 | 0 | 0 | 1
7101 | 0 | 0 | 1 | 0 | 0 | 1 | 0 | 0 | 1
7102 | 0 | 0 | 1 | 0 | 0 | 1 | 0 | 0 | 1
7103 | 0 | 0 | 1 | 0 | 0 | 1 | 0 | 0 | 1
7104 | 0 | 0 | 1 | 0 | 0 | 1 | 0 | 0 | 1
7105 | 0 | 0 | 1 | 0 | 0 | 1 | 0 | 0 | 1
7106 | 0 | 0 | 1 | 0 | 0 | 1 | 0 | 0 | 1
7107 | 0 | 0 | 1 | 0 | 0 | 1 | 0 | 0 | 1
7108 | 0 | 0 | 1 | 0 | 0 | 1 | 0 | 0 | 1
7109 | 0 | 0 | 1 | 0 | 0 | 1 | 0 | 0 | 1
7110 | 0 | 0 | 1 | 0 | 0 | 1 | 0 | 0 | 1
7111 | 0 | 0 | 1 | 0 | 0 | 1 | 0 | 0 | 1
7112 | 0 | 0 | 1 | 0 | 0 | 1 | 0 | 0 | 1
7113 | 0.023939 | 0 | 1 | 0 | 0 | 1 | 0.023939 | 0 | 1
7114 | 0.20812 | 0 | 1 | 0 | 0 | 1 | 0.20812 | 0 | 1
7115 | 0.16021 | 0 | 1 | 0 | 0 | 1 | 0.16021 | 0 | 1
7116 | 0.11505 | 0.022699 | 1 | 0 | 0 | 1 | 0.11505 | 0.022699 | 1
7117 | 0.11024 | 0.021637 | 1 | 0 | 0 | 1 | 0.11024 | 0.021637 | 1
7118 | 0.080381 | 0.021188 | 1 | 0 | 0 | 1 | 0.080381 | 0.021188 | 1
7119 | 0.025482 | 0.029956 | 1 | 0 | 0 | 1 | 0.025482 | 0.029956 | 1
7120 | 0 | 0.039082 | 1 | 0 | 0 | 1 | 0 | 0.039082 | 1
7121 | 0 | 0.029794 | 1 | 0 | 0 | 1 | 0 | 0.029794 | 1
7122 | 0 | 0.024762 | 1 | 0 | 0 | 1 | 0 | 0.024762 | 1
7123 | 0 | 0.01199 | 1 | 0 | 0 | 1 | 0 | 0.01199 | 1
7124 | 0 | 0 | 1 | 0 | 0 | 1 | 0 | 0 | 1
7125 | 0 | 0 | 1 | 0 | 0 | 1 | 0 | 0 | 1
7126 | 0 | 0 | 1 | 0 | 0 | 1 | 0 | 0 | 1
7127 | 0 | 0 | 1 | 0 | 0 | 1 | 0 | 0 | 1
7128 | 0 | 0 | 1 | 0 | 0 | 1 | 0 | 0 | 1
7129 | 0 | 0 | 1 | 0 | 0 | 1 | 0 | 0 | 1
7130 | 0 | 0 | 1 | 0 | 0 | 1 | 0 | 0 | 1
7131 | 0 | 0 | 1 | 0 | 0 | 1 | 0 | 0 | 1
7132 | 0 | 0 | 1 | 0 | 0 | 1 | 0 | 0 | 1
7133 | 0 | 0 | 1 | 0 | 0 | 1 | 0 | 0 | 1
7134 | 0 | 0 | 1 | 0 | 0 | 1 | 0 | 0 | 1
7135 | 0 | 0 | 1 | 0 | 0 | 1 | 0 | 0 | 1
7136 | 0 | 0 | 1 | 0 | 0 | 1 | 0 | 0 | 1
7137 | 0.050543 | 0 | 1 | 0 | 0 | 1 | 0.050543 | 0 | 1
7138 | 0.27575 | 0 | 1 | 0 | 0 | 1 | 0.27575 | 0 | 1
7139 | 0.28772 | 0 | 1 | 0 | 0 | 1 | 0.28772 | 0 | 1
7140 | 0.24772 | 0.0038817 | 1 | 0 | 0 | 1 | 0.24772 | 0.0038817 | 1
7141 | 0.29616 | 0 | 1 | 0 | 0 | 1 | 0.29616 | 0 | 1
7142 | 0.20929 | 0 | 1 | 0 | 0 | 1 | 0.20929 | 0 | 1
7143 | 0.14572 | 0 | 1 | 0 | 0 | 1 | 0.14572 | 0 | 1
7144 | 0.0146 | 0.021634 | 1 | 0 | 0 | 1 | 0.0146 | 0.021634 | 1
7145 | 0 | 0.01877 | 1 | 0 | 0 | 1 | 0 | 0.01877 | 1
7146 | 0 | 0.014434 | 1 | 0 | 0 | 1 | 0 | 0.014434 | 1
7147 | 0 | 0 | 1 | 0 | 0 | 1 | 0 | 0 | 1
7148 | 0 | 0 | 1 | 0 | 0 | 1 | 0 | 0 | 1
7149 | 0 | 0 | 1 | 0 | 0 | 1 | 0 | 0 | 1
7150 | 0 | 0 | 1 | 0 | 0 | 1 | 0 | 0 | 1
7151 | 0 | 0 | 1 | 0 | 0 | 1 | 0 | 0 | 1
7152 | 0 | 0 | 1 | 0 | 0 | 1 | 0 | 0 | 1
7153 | 0 | 0 | 1 | 0 | 0 | 1 | 0 | 0 | 1
7154 | 0 | 0 | 1 | 0 | 0 | 1 | 0 | 0 | 1
7155 | 0 | 0 | 1 | 0 | 0 | 1 | 0 | 0 | 1
7156 | 0 | 0 | 1 | 0 | 0 | 1 | 0 | 0 | 1
7157 | 0 | 0 | 1 | 0 | 0 | 1 | 0 | 0 | 1
7158 | 0 | 0 | 1 | 0 | 0 | 1 | 0 | 0 | 1
7159 | 0 | 0 | 1 | 0 | 0 | 1 | 0 | 0 | 1
7160 | 0 | 0 | 1 | 0 | 0 | 1 | 0 | 0 | 1
7161 | 0.059546 | 0 | 1 | 0 | 0 | 1 | 0.059546 | 0 | 1
7162 | 0.24333 | 0 | 1 | 0 | 0 | 1 | 0.24333 | 0 | 1
7163 | 0.24393 | 0 | 1 | 0 | 0 | 1 | 0.24393 | 0 | 1
7164 | 0.16668 | 0 | 1 | 0 | 0 | 1 | 0.16668 | 0 | 1
7165 | 0.26466 | 0 | 1 | 0 | 0 | 1 | 0.26466 | 0 | 1
7166 | 0.14884 | 0 | 1 | 0 | 0 | 1 | 0.14884 | 0 | 1
7167 | 0.11425 | 0 | 1 | 0 | 0 | 1 | 0.11425 | 0 | 1
7168 | 0.0074556 | 0.012524 | 1 | 0 | 0 | 1 | 0.0074556 | 0.012524 | 1
7169 | 0 | 0.015993 | 1 | 0 | 0 | 1 | 0 | 0.015993 | 1
7170 | 0 | 0.012093 | 1 | 0 | 0 | 1 | 0 | 0.012093 | 1
7171 | 0 | 0 | 1 | 0 | 0 | 1 | 0 | 0 | 1
7172 | 0 | 0 | 1 | 0 | 0 | 1 | 0 | 0 | 1
7173 | 0 | 0 | 1 | 0 | 0 | 1 | 0 | 0 | 1
7174 | 0 | 0 | 1 | 0 | 0 | 1 | 0 | 0 | 1
7175 | 0 | 0 | 1 | 0 | 0 | 1 | 0 | 0 | 1
7176 | 0 | 0 | 1 | 0 | 0 | 1 | 0 | 0 | 1
7177 | 0 | 0 | 1 | 0 | 0 | 1 | 0 | 0 | 1
7178 | 0 | 0 | 1 | 0 | 0 | 1 | 0 | 0 | 1
7179 | 0 | 0 | 1 | 0 | 0 | 1 | 0 | 0 | 1
7180 | 0 | 0 | 1 | 0 | 0 | 1 | 0 | 0 | 1
7181 | 0 | 0 | 1 | 0 | 0 | 1 | 0 | 0 | 1
7182 | 0 | 0 | 1 | 0 | 0 | 1 | 0 | 0 | 1
7183 | 0 | 0 | 1 | 0 | 0 | 1 | 0 | 0 | 1
7184 | 0 | 0 | 1 | 0 | 0 | 1 | 0 | 0 | 1
7185 | 0.067209 | 0 | 1 | 0 | 0 | 1 | 0.067209 | 0 | 1
7186 | 0.18116 | 0 | 1 | 0 | 0 | 1 | 0.18116 | 0 | 1
7187 | 0.25189 | 0 | 1 | 0 | 0 | 1 | 0.25189 | 0 | 1
7188 | 0.24727 | 0.0031003 | 1 | 0 | 0 | 1 | 0.24727 | 0.0031003 | 1
7189 | 0.28711 | 0.019643 | 1 | 0 | 0 | 1 | 0.28711 | 0.019643 | 1
7190 | 0.13372 | 0 | 1 | 0 | 0 | 1 | 0.13372 | 0 | 1
7191 | 0.033525 | 0.016872 | 1 | 0 | 0 | 1 | 0.033525 | 0.016872 | 1
7192 | 0 | 0.025152 | 1 | 0 | 0 | 1 | 0 | 0.025152 | 1
7193 | 0 | 0.047886 | 1 | 0 | 0 | 1 | 0 | 0.047886 | 1
7194 | 0 | 0.046228 | 1 | 0 | 0 | 1 | 0 | 0.046228 | 1
7195 | 0 | 0.0096504 | 1 | 0 | 0 | 1 | 0 | 0.0096504 | 1
7196 | 0 | 0.0092316 | 1 | 0 | 0 | 1 | 0 | 0.0092316 | 1
7197 | 0 | 0.016149 | 1 | 0 | 0 | 1 | 0 | 0.016149 | 1
7198 | 0 | 0.0027018 | 1 | 0 | 0 | 1 | 0 | 0.0027018 | 1
7199 | 0 | 0 | 1 | 0 | 0 | 1 | 0 | 0 | 1
7200 | 0 | 0 | 1 | 0 | 0 | 1 | 0 | 0 | 1
7201 | 0 | 0 | 1 | 0 | 0 | 1 | 0 | 0 | 1
7202 | 0 | 0 | 1 | 0 | 0 | 1 | 0 | 0 | 1
7203 | 0 | 0 | 1 | 0 | 0 | 1 | 0 | 0 | 1
7204 | 0 | 0 | 1 | 0 | 0 | 1 | 0 | 0 | 1
7205 | 0 | 0 | 1 | 0 | 0 | 1 | 0 | 0 | 1
7206 | 0 | 0 | 1 | 0 | 0 | 1 | 0 | 0 | 1
7207 | 0 | 0 | 1 | 0 | 0 | 1 | 0 | 0 | 1
7208 | 0 | 0 | 1 | 0 | 0 | 1 | 0 | 0 | 1
7209 | 0.0012356 | 0 | 1 | 0 | 0 | 1 | 0.0012356 | 0 | 1
7210 | 0.075111 | 0 | 1 | 0 | 0 | 1 | 0.075111 | 0 | 1
7211 | 0.15367 | 0.00099146 | 1 | 0 | 0 | 1 | 0.15367 | 0.00099146 | 1
7212 | 0.14319 | 0.0098904 | 1 | 0 | 0 | 1 | 0.14319 | 0.0098904 | 1
7213 | 0.1847 | 0.030489 | 1 | 0 | 0 | 1 | 0.1847 | 0.030489 | 1
7214 | 0.099693 | 0.016855 | 1 | 0 | 0 | 1 | 0.099693 | 0.016855 | 1
7215 | 0 | 0.042401 | 1 | 0 | 0 | 1 | 0 | 0.042401 | 1
7216 | 0 | 0.024811 | 1 | 0 | 0 | 1 | 0 | 0.024811 | 1
7217 | 0 | 0.031825 | 1 | 0 | 0 | 1 | 0 | 0.031825 | 1
7218 | 0 | 0.02654 | 1 | 0 | 0 | 1 | 0 | 0.02654 | 1
7219 | 0 | 0.0016691 | 1 | 0 | 0 | 1 | 0 | 0.0016691 | 1
7220 | 0 | 0 | 1 | 0 | 0 | 1 | 0 | 0 | 1
7221 | 0 | 0 | 1 | 0 | 0 | 1 | 0 | 0 | 1
7222 | 0 | 0 | 1 | 0 | 0 | 1 | 0 | 0 | 1
7223 | 0 | 0 | 1 | 0 | 0 | 1 | 0 | 0 | 1
7224 | 0 | 0 | 1 | 0 | 0 | 1 | 0 | 0 | 1
7225 | 0 | 0 | 1 | 0 | 0 | 1 | 0 | 0 | 1
7226 | 0 | 0 | 1 | 0 | 0 | 1 | 0 | 0 | 1
7227 | 0 | 0 | 1 | 0 | 0 | 1 | 0 | 0 | 1
7228 | 0 | 0 | 1 | 0 | 0 | 1 | 0 | 0 | 1
7229 | 0 | 0 | 1 | 0 | 0 | 1 | 0 | 0 | 1
7230 | 0 | 0 | 1 | 0 | 0 | 1 | 0 | 0 | 1
7231 | 0 | 0 | 1 | 0 | 0 | 1 | 0 | 0 | 1
7232 | 0 | 0 | 1 | 0 | 0 | 1 | 0 | 0 | 1
7233 | 0 | 0 | 1 | 0 | 0 | 1 | 0 | 0 | 1
7234 | 0.012623 | 0 | 1 | 0 | 0 | 1 | 0.012623 | 0 | 1
7235 | 0.12042 | 0 | 1 | 0 | 0 | 1 | 0.12042 | 0 | 1
7236 | 0.12841 | 0 | 1 | 0 | 0 | 1 | 0.12841 | 0 | 1
7237 | 0.097343 | 0.0019348 | 1 | 0 | 0 | 1 | 0.097343 | 0.0019348 | 1
7238 | 0.039467 | 0 | 1 | 0 | 0 | 1 | 0.039467 | 0 | 1
7239 | 0 | 0 | 1 | 0 | 0 | 1 | 0 | 0 | 1
7240 | 0 | 0 | 1 | 0 | 0 | 1 | 0 | 0 | 1
7241 | 0 | 0 | 1 | 0 | 0 | 1 | 0 | 0 | 1
7242 | 0 | 0 | 1 | 0 | 0 | 1 | 0 | 0 | 1
7243 | 0 | 0 | 1 | 0 | 0 | 1 | 0 | 0 | 1
7244 | 0 | 0 | 1 | 0 | 0 | 1 | 0 | 0 | 1
7245 | 0 | 0 | 1 | 0 | 0 | 1 | 0 | 0 | 1
7246 | 0 | 0 | 1 | 0 | 0 | 1 | 0 | 0 | 1
7247 | 0 | 0 | 1 | 0 | 0 | 1 | 0 | 0 | 1
7248 | 0 | 0 | 1 | 0 | 0 | 1 | 0 | 0 | 1
7249 | 0 | 0 | 1 | 0 | 0 | 1 | 0 | 0 | 1
7250 | 0 | 0 | 1 | 0 | 0 | 1 | 0 | 0 | 1
7251 | 0 | 0 | 1 | 0 | 0 | 1 | 0 | 0 | 1
7252 | 0 | 0 | 1 | 0 | 0 | 1 | 0 | 0 | 1
7253 | 0 | 0 | 1 | 0 | 0 | 1 | 0 | 0 | 1
7254 | 0 | 0 | 1 | 0 | 0 | 1 | 0 | 0 | 1
7255 | 0 | 0 | 1 | 0 | 0 | 1 | 0 | 0 | 1
7256 | 0 | 0 | 1 | 0 | 0 | 1 | 0 | 0 | 1
7257 | 0 | 0 | 1 | 0 | 0 | 1 | 0 | 0 | 1
7258 | 0 | 0 | 1 | 0 | 0 | 1 | 0 | 0 | 1
7259 | 0.081965 | 0 | 1 | 0 | 0 | 1 | 0.081965 | 0 | 1
7260 | 0.094389 | 0 | 1 | 0 | 0 | 1 | 0.094389 | 0 | 1
7261 | 0.073664 | 0 | 1 | 0 | 0 | 1 | 0.073664 | 0 | 1
7262 | 0.041289 | 0 | 1 | 0 | 0 | 1 | 0.041289 | 0 | 1
7263 | 0 | 0 | 1 | 0 | 0 | 1 | 0 | 0 | 1
7264 | 0 | 0 | 1 | 0 | 0 | 1 | 0 | 0 | 1
7265 | 0 | 0 | 1 | 0 | 0 | 1 | 0 | 0 | 1
7266 | 0 | 0 | 1 | 0 | 0 | 1 | 0 | 0 | 1
7267 | 0 | 0 | 1 | 0 | 0 | 1 | 0 | 0 | 1
7268 | 0 | 0 | 1 | 0 | 0 | 1 | 0 | 0 | 1
7269 | 0 | 0 | 1 | 0 | 0 | 1 | 0 | 0 | 1
7270 | 0 | 0 | 1 | 0 | 0 | 1 | 0 | 0 | 1
7271 | 0 | 0 | 1 | 0 | 0 | 1 | 0 | 0 | 1
7272 | 0 | 0 | 1 | 0 | 0 | 1 | 0 | 0 | 1
7273 | 0 | 0 | 1 | 0 | 0 | 1 | 0 | 0 | 1
7274 | 0 | 0 | 1 | 0 | 0 | 1 | 0 | 0 | 1
7275 | 0 | 0 | 1 | 0 | 0 | 1 | 0 | 0 | 1
7276 | 0 | 0 | 1 | 0 | 0 | 1 | 0 | 0 | 1
7277 | 0 | 0 | 1 | 0 | 0 | 1 | 0 | 0 | 1
7278 | 0 | 0 | 1 | 0 | 0 | 1 | 0 | 0 | 1
7279 | 0 | 0 | 1 | 0 | 0 | 1 | 0 | 0 | 1
7280 | 0 | 0 | 1 | 0 | 0 | 1 | 0 | 0 | 1
7281 | 0 | 0 | 1 | 0 | 0 | 1 | 0 | 0 | 1
7282 | 0.072889 | 0 | 1 | 0 | 0 | 1 | 0.072889 | 0 | 1
7283 | 0.1755 | 0 | 1 | 0 | 0 | 1 | 0.1755 | 0 | 1
7284 | 0.21291 | 0 | 1 | 0 | 0 | 1 | 0.21291 | 0 | 1
7285 | 0.18301 | 0 | 1 | 0 | 0 | 1 | 0.18301 | 0 | 1
7286 | 0.10652 | 0 | 1 | 0 | 0 | 1 | 0.10652 | 0 | 1
7287 | 0.046477 | 0 | 1 | 0 | 0 | 1 | 0.046477 | 0 | 1
7288 | 0 | 0 | 1 | 0 | 0 | 1 | 0 | 0 | 1
7289 | 0 | 0 | 1 | 0 | 0 | 1 | 0 | 0 | 1
7290 | 0 | 0 | 1 | 0 | 0 | 1 | 0 | 0 | 1
7291 | 0 | 0 | 1 | 0 | 0 | 1 | 0 | 0 | 1
7292 | 0 | 0 | 1 | 0 | 0 | 1 | 0 | 0 | 1
7293 | 0 | 0 | 1 | 0 | 0 | 1 | 0 | 0 | 1
7294 | 0 | 0 | 1 | 0 | 0 | 1 | 0 | 0 | 1
7295 | 0 | 0 | 1 | 0 | 0 | 1 | 0 | 0 | 1
7296 | 0 | 0 | 1 | 0 | 0 | 1 | 0 | 0 | 1
7297 | 0 | 0 | 1 | 0 | 0 | 1 | 0 | 0 | 1
7298 | 0 | 0 | 1 | 0 | 0 | 1 | 0 | 0 | 1
7299 | 0 | 0 | 1 | 0 | 0 | 1 | 0 | 0 | 1
7300 | 0 | 0 | 1 | 0 | 0 | 1 | 0 | 0 | 1
7301 | 0 | 0 | 1 | 0 | 0 | 1 | 0 | 0 | 1
7302 | 0 | 0 | 1 | 0 | 0 | 1 | 0 | 0 | 1
7303 | 0 | 0 | 1 | 0 | 0 | 1 | 0 | 0 | 1
7304 | 0 | 0 | 1 | 0 | 0 | 1 | 0 | 0 | 1
7305 | 0.049173 | 0 | 1 | 0 | 0 | 1 | 0.049173 | 0 | 1
7306 | 0.18398 | 0 | 1 | 0 | 0 | 1 | 0.18398 | 0 | 1
7307 | 0.24314 | 0 | 1 | 0 | 0 | 1 | 0.24314 | 0 | 1
7308 | 0.35561 | 0.0070096 | 1 | 0 | 0 | 1 | 0.35561 | 0.0070096 | 1
7309 | 0.3636 | 0.027845 | 1 | 0 | 0 | 1 | 0.3636 | 0.027845 | 1
7310 | 0.26975 | 0.017541 | 1 | 0 | 0 | 1 | 0.26975 | 0.017541 | 1
7311 | 0.17385 | 0 | 1 | 0 | 0 | 1 | 0.17385 | 0 | 1
7312 | 0.059285 | 0 | 1 | 0 | 0 | 1 | 0.059285 | 0 | 1
7313 | 0 | 0 | 1 | 0 | 0 | 1 | 0 | 0 | 1
7314 | 0 | 0 | 1 | 0 | 0 | 1 | 0 | 0 | 1
7315 | 0 | 0 | 1 | 0 | 0 | 1 | 0 | 0 | 1
7316 | 0 | 0 | 1 | 0 | 0 | 1 | 0 | 0 | 1
7317 | 0 | 0 | 1 | 0 | 0 | 1 | 0 | 0 | 1
7318 | 0 | 0 | 1 | 0 | 0 | 1 | 0 | 0 | 1
7319 | 0 | 0.011555 | 1 | 0 | 0 | 1 | 0 | 0.011555 | 1
7320 | 0 | 0.0017427 | 1 | 0 | 0 | 1 | 0 | 0.0017427 | 1
7321 | 0 | 0 | 1 | 0 | 0 | 1 | 0 | 0 | 1
7322 | 0 | 0.010789 | 1 | 0 | 0 | 1 | 0 | 0.010789 | 1
7323 | 0 | 0.0077106 | 1 | 0 | 0 | 1 | 0 | 0.0077106 | 1
7324 | 0 | 0.006485 | 1 | 0 | 0 | 1 | 0 | 0.006485 | 1
7325 | 0 | 0.014164 | 1 | 0 | 0 | 1 | 0 | 0.014164 | 1
7326 | 0 | 0.0052329 | 1 | 0 | 0 | 1 | 0 | 0.0052329 | 1
7327 | 0 | 0.0072483 | 1 | 0 | 0 | 1 | 0 | 0.0072483 | 1
7328 | 0 | 0.031743 | 1 | 0 | 0 | 1 | 0 | 0.031743 | 1
7329 | 0.078683 | 0.036587 | 1 | 0 | 0 | 1 | 0.078683 | 0.036587 | 1
7330 | 0.21213 | 0.040395 | 1 | 0 | 0 | 1 | 0.21213 | 0.040395 | 1
7331 | 0.24193 | 0.055952 | 1 | 0 | 0 | 1 | 0.24193 | 0.055952 | 1
7332 | 0.32501 | 0.061203 | 1 | 0 | 0 | 1 | 0.32501 | 0.061203 | 1
7333 | 0.30191 | 0.071061 | 1 | 0 | 0 | 1 | 0.30191 | 0.071061 | 1
7334 | 0.25519 | 0.064705 | 1 | 0 | 0 | 1 | 0.25519 | 0.064705 | 1
7335 | 0.23478 | 0.065922 | 1 | 0 | 0 | 1 | 0.23478 | 0.065922 | 1
7336 | 0.083087 | 0.045089 | 1 | 0 | 0 | 1 | 0.083087 | 0.045089 | 1
7337 | 0 | 0.026611 | 1 | 0 | 0 | 1 | 0 | 0.026611 | 1
7338 | 0 | 0.020566 | 1 | 0 | 0 | 1 | 0 | 0.020566 | 1
7339 | 0 | 0 | 1 | 0 | 0 | 1 | 0 | 0 | 1
7340 | 0 | 0.015434 | 1 | 0 | 0 | 1 | 0 | 0.015434 | 1
7341 | 0 | 0.013596 | 1 | 0 | 0 | 1 | 0 | 0.013596 | 1
7342 | 0 | 0.029703 | 1 | 0 | 0 | 1 | 0 | 0.029703 | 1
7343 | 0 | 0.043268 | 1 | 0 | 0 | 1 | 0 | 0.043268 | 1
7344 | 0 | 0.032594 | 1 | 0 | 0 | 1 | 0 | 0.032594 | 1
7345 | 0 | 0.014749 | 1 | 0 | 0 | 1 | 0 | 0.014749 | 1
7346 | 0 | 0.010058 | 1 | 0 | 0 | 1 | 0 | 0.010058 | 1
7347 | 0 | 0 | 1 | 0 | 0 | 1 | 0 | 0 | 1
7348 | 0 | 0.014626 | 1 | 0 | 0 | 1 | 0 | 0.014626 | 1
7349 | 0 | 0.019367 | 1 | 0 | 0 | 1 | 0 | 0.019367 | 1
7350 | 0 | 0.020039 | 1 | 0 | 0 | 1 | 0 | 0.020039 | 1
7351 | 0 | 0.045867 | 1 | 0 | 0 | 1 | 0 | 0.045867 | 1
7352 | 0 | 0.06652 | 1 | 0 | 0 | 1 | 0 | 0.06652 | 1
7353 | 0.039612 | 0.067438 | 1 | 0 | 0 | 1 | 0.039612 | 0.067438 | 1
7354 | 0.16295 | 0.071112 | 1 | 0 | 0 | 1 | 0.16295 | 0.071112 | 1
7355 | 0.17459 | 0.094429 | 1 | 0 | 0 | 1 | 0.17459 | 0.094429 | 1
7356 | 0.26362 | 0.09651 | 1 | 0 | 0 | 1 | 0.26362 | 0.09651 | 1
7357 | 0.26066 | 0.11433 | 1 | 0 | 0 | 1 | 0.26066 | 0.11433 | 1
7358 | 0.2555 | 0.10911 | 1 | 0 | 0 | 1 | 0.2555 | 0.10911 | 1
7359 | 0.26165 | 0.11014 | 1 | 0 | 0 | 1 | 0.26165 | 0.11014 | 1
7360 | 0.14046 | 0.08866 | 1 | 0 | 0 | 1 | 0.14046 | 0.08866 | 1
7361 | 0 | 0.067016 | 1 | 0 | 0 | 1 | 0 | 0.067016 | 1
7362 | 0 | 0.058805 | 1 | 0 | 0 | 1 | 0 | 0.058805 | 1
7363 | 0 | 0.036269 | 1 | 0 | 0 | 1 | 0 | 0.036269 | 1
7364 | 0 | 0.043944 | 1 | 0 | 0 | 1 | 0 | 0.043944 | 1
7365 | 0 | 0.036131 | 1 | 0 | 0 | 1 | 0 | 0.036131 | 1
7366 | 0 | 0.05671 | 1 | 0 | 0 | 1 | 0 | 0.05671 | 1
7367 | 0 | 0.058488 | 1 | 0 | 0 | 1 | 0 | 0.058488 | 1
7368 | 0 | 0.063277 | 1 | 0 | 0 | 1 | 0 | 0.063277 | 1
7369 | 0 | 0.026706 | 1 | 0 | 0 | 1 | 0 | 0.026706 | 1
7370 | 0 | 0.047593 | 1 | 0 | 0 | 1 | 0 | 0.047593 | 1
7371 | 0 | 0.026943 | 1 | 0 | 0 | 1 | 0 | 0.026943 | 1
7372 | 0 | 0.028876 | 1 | 0 | 0 | 1 | 0 | 0.028876 | 1
7373 | 0 | 0.038277 | 1 | 0 | 0 | 1 | 0 | 0.038277 | 1
7374 | 0 | 0.03551 | 1 | 0 | 0 | 1 | 0 | 0.03551 | 1
7375 | 0 | 0.065605 | 1 | 0 | 0 | 1 | 0 | 0.065605 | 1
7376 | 0 | 0.0813 | 1 | 0 | 0 | 1 | 0 | 0.0813 | 1
7377 | 0.021569 | 0.093599 | 1 | 0 | 0 | 1 | 0.021569 | 0.093599 | 1
7378 | 0.14191 | 0.11147 | 1 | 0 | 0 | 1 | 0.14191 | 0.11147 | 1
7379 | 0.19617 | 0.12784 | 1 | 0 | 0 | 1 | 0.19617 | 0.12784 | 1
7380 | 0.2432 | 0.14143 | 1 | 0 | 0 | 1 | 0.2432 | 0.14143 | 1
7381 | 0.21619 | 0.16498 | 1 | 0 | 0 | 1 | 0.21619 | 0.16498 | 1
7382 | 0.24049 | 0.16324 | 1 | 0 | 0 | 1 | 0.24049 | 0.16324 | 1
7383 | 0.22978 | 0.14759 | 1 | 0 | 0 | 1 | 0.22978 | 0.14759 | 1
7384 | 0.10792 | 0.1294 | 1 | 0 | 0 | 1 | 0.10792 | 0.1294 | 1
7385 | 0 | 0.11857 | 1 | 0 | 0 | 1 | 0 | 0.11857 | 1
7386 | 0 | 0.093907 | 1 | 0 | 0 | 1 | 0 | 0.093907 | 1
7387 | 0 | 0.065552 | 1 | 0 | 0 | 1 | 0 | 0.065552 | 1
7388 | 0 | 0.071612 | 1 | 0 | 0 | 1 | 0 | 0.071612 | 1
7389 | 0 | 0.072461 | 1 | 0 | 0 | 1 | 0 | 0.072461 | 1
7390 | 0 | 0.08583 | 1 | 0 | 0 | 1 | 0 | 0.08583 | 1
7391 | 0 | 0.059518 | 1 | 0 | 0 | 1 | 0 | 0.059518 | 1
7392 | 0 | 0.050754 | 1 | 0 | 0 | 1 | 0 | 0.050754 | 1
7393 | 0 | 0.050008 | 1 | 0 | 0 | 1 | 0 | 0.050008 | 1
7394 | 0 | 0.026587 | 1 | 0 | 0 | 1 | 0 | 0.026587 | 1
7395 | 0 | 0.0088295 | 1 | 0 | 0 | 1 | 0 | 0.0088295 | 1
7396 | 0 | 0.002702 | 1 | 0 | 0 | 1 | 0 | 0.002702 | 1
7397 | 0 | 0.0090614 | 1 | 0 | 0 | 1 | 0 | 0.0090614 | 1
7398 | 0 | 0.0066551 | 1 | 0 | 0 | 1 | 0 | 0.0066551 | 1
7399 | 0 | 0.022967 | 1 | 0 | 0 | 1 | 0 | 0.022967 | 1
7400 | 0 | 0.03903 | 1 | 0 | 0 | 1 | 0 | 0.03903 | 1
7401 | 0.058011 | 0.039572 | 1 | 0 | 0 | 1 | 0.058011 | 0.039572 | 1
7402 | 0.18625 | 0.054635 | 1 | 0 | 0 | 1 | 0.18625 | 0.054635 | 1
7403 | 0.25965 | 0.062486 | 1 | 0 | 0 | 1 | 0.25965 | 0.062486 | 1
7404 | 0.30567 | 0.079047 | 1 | 0 | 0 | 1 | 0.30567 | 0.079047 | 1
7405 | 0.31767 | 0.097446 | 1 | 0 | 0 | 1 | 0.31767 | 0.097446 | 1
7406 | 0.34385 | 0.095482 | 1 | 0 | 0 | 1 | 0.34385 | 0.095482 | 1
7407 | 0.27553 | 0.073057 | 1 | 0 | 0 | 1 | 0.27553 | 0.073057 | 1
7408 | 0.13918 | 0.055696 | 1 | 0 | 0 | 1 | 0.13918 | 0.055696 | 1
7409 | 0 | 0.060891 | 1 | 0 | 0 | 1 | 0 | 0.060891 | 1
7410 | 0 | 0.033904 | 1 | 0 | 0 | 1 | 0 | 0.033904 | 1
7411 | 0 | 0.017345 | 1 | 0 | 0 | 1 | 0 | 0.017345 | 1
7412 | 0 | 0.012121 | 1 | 0 | 0 | 1 | 0 | 0.012121 | 1
7413 | 0 | 0.0021539 | 1 | 0 | 0 | 1 | 0 | 0.0021539 | 1
7414 | 0 | 0.014403 | 1 | 0 | 0 | 1 | 0 | 0.014403 | 1
7415 | 0 | 0 | 1 | 0 | 0 | 1 | 0 | 0 | 1
7416 | 0 | 0 | 1 | 0 | 0 | 1 | 0 | 0 | 1
7417 | 0 | 0.034327 | 1 | 0 | 0 | 1 | 0 | 0.034327 | 1
7418 | 0 | 0 | 1 | 0 | 0 | 1 | 0 | 0 | 1
7419 | 0 | 0 | 1 | 0 | 0 | 1 | 0 | 0 | 1
7420 | 0 | 0 | 1 | 0 | 0 | 1 | 0 | 0 | 1
7421 | 0 | 0 | 1 | 0 | 0 | 1 | 0 | 0 | 1
7422 | 0 | 0 | 1 | 0 | 0 | 1 | 0 | 0 | 1
7423 | 0 | 0 | 1 | 0 | 0 | 1 | 0 | 0 | 1
7424 | 0 | 0 | 1 | 0 | 0 | 1 | 0 | 0 | 1
7425 | 0.087085 | 0 | 1 | 0 | 0 | 1 | 0.087085 | 0 | 1
7426 | 0.23301 | 0 | 1 | 0 | 0 | 1 | 0.23301 | 0 | 1
7427 | 0.28345 | 0 | 1 | 0 | 0 | 1 | 0.28345 | 0 | 1
7428 | 0.28171 | 0.017958 | 1 | 0 | 0 | 1 | 0.28171 | 0.017958 | 1
7429 | 0.25282 | 0.043484 | 1 | 0 | 0 | 1 | 0.25282 | 0.043484 | 1
7430 | 0.27848 | 0.053736 | 1 | 0 | 0 | 1 | 0.27848 | 0.053736 | 1
7431 | 0.17641 | 0.023076 | 1 | 0 | 0 | 1 | 0.17641 | 0.023076 | 1
7432 | 0.018698 | 0.006122 | 1 | 0 | 0 | 1 | 0.018698 | 0.006122 | 1
7433 | 0 | 0.017822 | 1 | 0 | 0 | 1 | 0 | 0.017822 | 1
7434 | 0 | 0 | 1 | 0 | 0 | 1 | 0 | 0 | 1
7435 | 0 | 0 | 1 | 0 | 0 | 1 | 0 | 0 | 1
7436 | 0 | 0 | 1 | 0 | 0 | 1 | 0 | 0 | 1
7437 | 0 | 0 | 1 | 0 | 0 | 1 | 0 | 0 | 1
7438 | 0 | 0 | 1 | 0 | 0 | 1 | 0 | 0 | 1
7439 | 0 | 0 | 1 | 0 | 0 | 1 | 0 | 0 | 1
7440 | 0 | 0 | 1 | 0 | 0 | 1 | 0 | 0 | 1
7441 | 0 | 0 | 1 | 0 | 0 | 1 | 0 | 0 | 1
7442 | 0 | 0 | 1 | 0 | 0 | 1 | 0 | 0 | 1
7443 | 0 | 0 | 1 | 0 | 0 | 1 | 0 | 0 | 1
7444 | 0 | 0 | 1 | 0 | 0 | 1 | 0 | 0 | 1
7445 | 0 | 0 | 1 | 0 | 0 | 1 | 0 | 0 | 1
7446 | 0 | 0 | 1 | 0 | 0 | 1 | 0 | 0 | 1
7447 | 0 | 0 | 1 | 0 | 0 | 1 | 0 | 0 | 1
7448 | 0 | 0 | 1 | 0 | 0 | 1 | 0 | 0 | 1
7449 | 0.12621 | 0 | 1 | 0 | 0 | 1 | 0.12621 | 0 | 1
7450 | 0.28353 | 0 | 1 | 0 | 0 | 1 | 0.28353 | 0 | 1
7451 | 0.30858 | 0 | 1 | 0 | 0 | 1 | 0.30858 | 0 | 1
7452 | 0.32351 | 0 | 1 | 0 | 0 | 1 | 0.32351 | 0 | 1
7453 | 0.26534 | 0 | 1 | 0 | 0 | 1 | 0.26534 | 0 | 1
7454 | 0.25333 | 0.0068466 | 1 | 0 | 0 | 1 | 0.25333 | 0.0068466 | 1
7455 | 0.15646 | 0 | 1 | 0 | 0 | 1 | 0.15646 | 0 | 1
7456 | 0 | 0 | 1 | 0 | 0 | 1 | 0 | 0 | 1
7457 | 0 | 0 | 1 | 0 | 0 | 1 | 0 | 0 | 1
7458 | 0 | 0 | 1 | 0 | 0 | 1 | 0 | 0 | 1
7459 | 0 | 0 | 1 | 0 | 0 | 1 | 0 | 0 | 1
7460 | 0 | 0 | 1 | 0 | 0 | 1 | 0 | 0 | 1
7461 | 0 | 0 | 1 | 0 | 0 | 1 | 0 | 0 | 1
7462 | 0 | 0 | 1 | 0 | 0 | 1 | 0 | 0 | 1
7463 | 0 | 0 | 1 | 0 | 0 | 1 | 0 | 0 | 1
7464 | 0 | 0 | 1 | 0 | 0 | 1 | 0 | 0 | 1
7465 | 0 | 0 | 1 | 0 | 0 | 1 | 0 | 0 | 1
7466 | 0 | 0 | 1 | 0 | 0 | 1 | 0 | 0 | 1
7467 | 0 | 0 | 1 | 0 | 0 | 1 | 0 | 0 | 1
7468 | 0 | 0 | 1 | 0 | 0 | 1 | 0 | 0 | 1
7469 | 0 | 0 | 1 | 0 | 0 | 1 | 0 | 0 | 1
7470 | 0 | 0 | 1 | 0 | 0 | 1 | 0 | 0 | 1
7471 | 0 | 0 | 1 | 0 | 0 | 1 | 0 | 0 | 1
7472 | 0 | 0 | 1 | 0 | 0 | 1 | 0 | 0 | 1
7473 | 0.12437 | 0 | 1 | 0 | 0 | 1 | 0.12437 | 0 | 1
7474 | 0.29242 | 0 | 1 | 0 | 0 | 1 | 0.29242 | 0 | 1
7475 | 0.30979 | 0 | 1 | 0 | 0 | 1 | 0.30979 | 0 | 1
7476 | 0.29869 | 0 | 1 | 0 | 0 | 1 | 0.29869 | 0 | 1
7477 | 0.20619 | 0 | 1 | 0 | 0 | 1 | 0.20619 | 0 | 1
7478 | 0.25479 | 0.0035937 | 1 | 0 | 0 | 1 | 0.25479 | 0.0035937 | 1
7479 | 0.12531 | 0 | 1 | 0 | 0 | 1 | 0.12531 | 0 | 1
7480 | 0 | 0 | 1 | 0 | 0 | 1 | 0 | 0 | 1
7481 | 0 | 0 | 1 | 0 | 0 | 1 | 0 | 0 | 1
7482 | 0 | 0 | 1 | 0 | 0 | 1 | 0 | 0 | 1
7483 | 0 | 0 | 1 | 0 | 0 | 1 | 0 | 0 | 1
7484 | 0 | 0 | 1 | 0 | 0 | 1 | 0 | 0 | 1
7485 | 0 | 0 | 1 | 0 | 0 | 1 | 0 | 0 | 1
7486 | 0 | 0 | 1 | 0 | 0 | 1 | 0 | 0 | 1
7487 | 0 | 0 | 1 | 0 | 0 | 1 | 0 | 0 | 1
7488 | 0 | 0 | 1 | 0 | 0 | 1 | 0 | 0 | 1
7489 | 0 | 0 | 1 | 0 | 0 | 1 | 0 | 0 | 1
7490 | 0 | 0 | 1 | 0 | 0 | 1 | 0 | 0 | 1
7491 | 0 | 0 | 1 | 0 | 0 | 1 | 0 | 0 | 1
7492 | 0 | 0 | 1 | 0 | 0 | 1 | 0 | 0 | 1
7493 | 0 | 0 | 1 | 0 | 0 | 1 | 0 | 0 | 1
7494 | 0 | 0 | 1 | 0 | 0 | 1 | 0 | 0 | 1
7495 | 0 | 0 | 1 | 0 | 0 | 1 | 0 | 0 | 1
7496 | 0 | 0 | 1 | 0 | 0 | 1 | 0 | 0 | 1
7497 | 0.077225 | 0 | 1 | 0 | 0 | 1 | 0.077225 | 0 | 1
7498 | 0.23694 | 0 | 1 | 0 | 0 | 1 | 0.23694 | 0 | 1
7499 | 0.33441 | 0 | 1 | 0 | 0 | 1 | 0.33441 | 0 | 1
7500 | 0.40046 | 0 | 1 | 0 | 0 | 1 | 0.40046 | 0 | 1
7501 | 0.30412 | 0 | 1 | 0 | 0 | 1 | 0.30412 | 0 | 1
7502 | 0.34016 | 0 | 1 | 0 | 0 | 1 | 0.34016 | 0 | 1
7503 | 0.19703 | 0 | 1 | 0 | 0 | 1 | 0.19703 | 0 | 1
7504 | 0.04659 | 0 | 1 | 0 | 0 | 1 | 0.04659 | 0 | 1
7505 | 0 | 0 | 1 | 0 | 0 | 1 | 0 | 0 | 1
7506 | 0 | 0 | 1 | 0 | 0 | 1 | 0 | 0 | 1
7507 | 0 | 0 | 1 | 0 | 0 | 1 | 0 | 0 | 1
7508 | 0 | 0 | 1 | 0 | 0 | 1 | 0 | 0 | 1
7509 | 0 | 0 | 1 | 0 | 0 | 1 | 0 | 0 | 1
7510 | 0 | 0 | 1 | 0 | 0 | 1 | 0 | 0 | 1
7511 | 0 | 0 | 1 | 0 | 0 | 1 | 0 | 0 | 1
7512 | 0 | 0 | 1 | 0 | 0 | 1 | 0 | 0 | 1
7513 | 0 | 0 | 1 | 0 | 0 | 1 | 0 | 0 | 1
7514 | 0 | 0 | 1 | 0 | 0 | 1 | 0 | 0 | 1
7515 | 0 | 0 | 1 | 0 | 0 | 1 | 0 | 0 | 1
7516 | 0 | 0 | 1 | 0 | 0 | 1 | 0 | 0 | 1
7517 | 0 | 0 | 1 | 0 | 0 | 1 | 0 | 0 | 1
7518 | 0 | 0 | 1 | 0 | 0 | 1 | 0 | 0 | 1
7519 | 0 | 0 | 1 | 0 | 0 | 1 | 0 | 0 | 1
7520 | 0 | 0 | 1 | 0 | 0 | 1 | 0 | 0 | 1
7521 | 0.066393 | 0 | 1 | 0 | 0 | 1 | 0.066393 | 0 | 1
7522 | 0.19417 | 0 | 1 | 0 | 0 | 1 | 0.19417 | 0 | 1
7523 | 0.27893 | 0 | 1 | 0 | 0 | 1 | 0.27893 | 0 | 1
7524 | 0.27949 | 0 | 1 | 0 | 0 | 1 | 0.27949 | 0 | 1
7525 | 0.24068 | 0 | 1 | 0 | 0 | 1 | 0.24068 | 0 | 1
7526 | 0.2658 | 0 | 1 | 0 | 0 | 1 | 0.2658 | 0 | 1
7527 | 0.18556 | 0.0062104 | 1 | 0 | 0 | 1 | 0.18556 | 0.0062104 | 1
7528 | 0.067164 | 0 | 1 | 0 | 0 | 1 | 0.067164 | 0 | 1
7529 | 0 | 0 | 1 | 0 | 0 | 1 | 0 | 0 | 1
7530 | 0 | 0 | 1 | 0 | 0 | 1 | 0 | 0 | 1
7531 | 0 | 0 | 1 | 0 | 0 | 1 | 0 | 0 | 1
7532 | 0 | 0 | 1 | 0 | 0 | 1 | 0 | 0 | 1
7533 | 0 | 0 | 1 | 0 | 0 | 1 | 0 | 0 | 1
7534 | 0 | 0 | 1 | 0 | 0 | 1 | 0 | 0 | 1
7535 | 0 | 0 | 1 | 0 | 0 | 1 | 0 | 0 | 1
7536 | 0 | 0 | 1 | 0 | 0 | 1 | 0 | 0 | 1
7537 | 0 | 0 | 1 | 0 | 0 | 1 | 0 | 0 | 1
7538 | 0 | 0 | 1 | 0 | 0 | 1 | 0 | 0 | 1
7539 | 0 | 0 | 1 | 0 | 0 | 1 | 0 | 0 | 1
7540 | 0 | 0 | 1 | 0 | 0 | 1 | 0 | 0 | 1
7541 | 0 | 0 | 1 | 0 | 0 | 1 | 0 | 0 | 1
7542 | 0 | 0 | 1 | 0 | 0 | 1 | 0 | 0 | 1
7543 | 0 | 0 | 1 | 0 | 0 | 1 | 0 | 0 | 1
7544 | 0 | 0 | 1 | 0 | 0 | 1 | 0 | 0 | 1
7545 | 0.068735 | 0 | 1 | 0 | 0 | 1 | 0.068735 | 0 | 1
7546 | 0.19073 | 0 | 1 | 0 | 0 | 1 | 0.19073 | 0 | 1
7547 | 0.26288 | 0 | 1 | 0 | 0 | 1 | 0.26288 | 0 | 1
7548 | 0.27501 | 0 | 1 | 0 | 0 | 1 | 0.27501 | 0 | 1
7549 | 0.29741 | 0 | 1 | 0 | 0 | 1 | 0.29741 | 0 | 1
7550 | 0.21685 | 0 | 1 | 0 | 0 | 1 | 0.21685 | 0 | 1
7551 | 0.21741 | 0.0082376 | 1 | 0 | 0 | 1 | 0.21741 | 0.0082376 | 1
7552 | 0.10427 | 0 | 1 | 0 | 0 | 1 | 0.10427 | 0 | 1
7553 | 0 | 0 | 1 | 0 | 0 | 1 | 0 | 0 | 1
7554 | 0 | 0 | 1 | 0 | 0 | 1 | 0 | 0 | 1
7555 | 0 | 0 | 1 | 0 | 0 | 1 | 0 | 0 | 1
7556 | 0 | 0 | 1 | 0 | 0 | 1 | 0 | 0 | 1
7557 | 0 | 0 | 1 | 0 | 0 | 1 | 0 | 0 | 1
7558 | 0 | 0 | 1 | 0 | 0 | 1 | 0 | 0 | 1
7559 | 0 | 0 | 1 | 0 | 0 | 1 | 0 | 0 | 1
7560 | 0 | 0 | 1 | 0 | 0 | 1 | 0 | 0 | 1
7561 | 0 | 0 | 1 | 0 | 0 | 1 | 0 | 0 | 1
7562 | 0 | 0 | 1 | 0 | 0 | 1 | 0 | 0 | 1
7563 | 0 | 0 | 1 | 0 | 0 | 1 | 0 | 0 | 1
7564 | 0 | 0 | 1 | 0 | 0 | 1 | 0 | 0 | 1
7565 | 0 | 0 | 1 | 0 | 0 | 1 | 0 | 0 | 1
7566 | 0 | 0 | 1 | 0 | 0 | 1 | 0 | 0 | 1
7567 | 0 | 0 | 1 | 0 | 0 | 1 | 0 | 0 | 1
7568 | 0 | 0 | 1 | 0 | 0 | 1 | 0 | 0 | 1
7569 | 0.10304 | 0 | 1 | 0 | 0 | 1 | 0.10304 | 0 | 1
7570 | 0.19728 | 0 | 1 | 0 | 0 | 1 | 0.19728 | 0 | 1
7571 | 0.31233 | 0 | 1 | 0 | 0 | 1 | 0.31233 | 0 | 1
7572 | 0.25463 | 0 | 1 | 0 | 0 | 1 | 0.25463 | 0 | 1
7573 | 0.25538 | 0 | 1 | 0 | 0 | 1 | 0.25538 | 0 | 1
7574 | 0.21636 | 0 | 1 | 0 | 0 | 1 | 0.21636 | 0 | 1
7575 | 0.26646 | 0.011152 | 1 | 0 | 0 | 1 | 0.26646 | 0.011152 | 1
7576 | 0.13669 | 0 | 1 | 0 | 0 | 1 | 0.13669 | 0 | 1
7577 | 0 | 0 | 1 | 0 | 0 | 1 | 0 | 0 | 1
7578 | 0 | 0 | 1 | 0 | 0 | 1 | 0 | 0 | 1
7579 | 0 | 0 | 1 | 0 | 0 | 1 | 0 | 0 | 1
7580 | 0 | 0 | 1 | 0 | 0 | 1 | 0 | 0 | 1
7581 | 0 | 0 | 1 | 0 | 0 | 1 | 0 | 0 | 1
7582 | 0 | 0 | 1 | 0 | 0 | 1 | 0 | 0 | 1
7583 | 0 | 0 | 1 | 0 | 0 | 1 | 0 | 0 | 1
7584 | 0 | 0 | 1 | 0 | 0 | 1 | 0 | 0 | 1
7585 | 0 | 0 | 1 | 0 | 0 | 1 | 0 | 0 | 1
7586 | 0 | 0 | 1 | 0 | 0 | 1 | 0 | 0 | 1
7587 | 0 | 0 | 1 | 0 | 0 | 1 | 0 | 0 | 1
7588 | 0 | 0 | 1 | 0 | 0 | 1 | 0 | 0 | 1
7589 | 0 | 0 | 1 | 0 | 0 | 1 | 0 | 0 | 1
7590 | 0 | 0 | 1 | 0 | 0 | 1 | 0 | 0 | 1
7591 | 0 | 0 | 1 | 0 | 0 | 1 | 0 | 0 | 1
7592 | 0 | 0 | 1 | 0 | 0 | 1 | 0 | 0 | 1
7593 | 0.036848 | 0 | 1 | 0 | 0 | 1 | 0.036848 | 0 | 1
7594 | 0.1784 | 0 | 1 | 0 | 0 | 1 | 0.1784 | 0 | 1
7595 | 0.29508 | 0 | 1 | 0 | 0 | 1 | 0.29508 | 0 | 1
7596 | 0.32048 | 0 | 1 | 0 | 0 | 1 | 0.32048 | 0 | 1
7597 | 0.26879 | 0 | 1 | 0 | 0 | 1 | 0.26879 | 0 | 1
7598 | 0.26606 | 0 | 1 | 0 | 0 | 1 | 0.26606 | 0 | 1
7599 | 0.25484 | 0 | 1 | 0 | 0 | 1 | 0.25484 | 0 | 1
7600 | 0.094398 | 0 | 1 | 0 | 0 | 1 | 0.094398 | 0 | 1
7601 | 0 | 0 | 1 | 0 | 0 | 1 | 0 | 0 | 1
7602 | 0 | 0 | 1 | 0 | 0 | 1 | 0 | 0 | 1
7603 | 0 | 0 | 1 | 0 | 0 | 1 | 0 | 0 | 1
7604 | 0 | 0 | 1 | 0 | 0 | 1 | 0 | 0 | 1
7605 | 0 | 0 | 1 | 0 | 0 | 1 | 0 | 0 | 1
7606 | 0 | 0 | 1 | 0 | 0 | 1 | 0 | 0 | 1
7607 | 0 | 0 | 1 | 0 | 0 | 1 | 0 | 0 | 1
7608 | 0 | 0 | 1 | 0 | 0 | 1 | 0 | 0 | 1
7609 | 0 | 0 | 1 | 0 | 0 | 1 | 0 | 0 | 1
7610 | 0 | 0 | 1 | 0 | 0 | 1 | 0 | 0 | 1
7611 | 0 | 0 | 1 | 0 | 0 | 1 | 0 | 0 | 1
7612 | 0 | 0 | 1 | 0 | 0 | 1 | 0 | 0 | 1
7613 | 0 | 0 | 1 | 0 | 0 | 1 | 0 | 0 | 1
7614 | 0 | 0 | 1 | 0 | 0 | 1 | 0 | 0 | 1
7615 | 0 | 0 | 1 | 0 | 0 | 1 | 0 | 0 | 1
7616 | 0 | 0 | 1 | 0 | 0 | 1 | 0 | 0 | 1
7617 | 0 | 0 | 1 | 0 | 0 | 1 | 0 | 0 | 1
7618 | 0.13248 | 0 | 1 | 0 | 0 | 1 | 0.13248 | 0 | 1
7619 | 0.24325 | 0 | 1 | 0 | 0 | 1 | 0.24325 | 0 | 1
7620 | 0.25797 | 0 | 1 | 0 | 0 | 1 | 0.25797 | 0 | 1
7621 | 0.21809 | 0 | 1 | 0 | 0 | 1 | 0.21809 | 0 | 1
7622 | 0.24499 | 0 | 1 | 0 | 0 | 1 | 0.24499 | 0 | 1
7623 | 0.1413 | 0 | 1 | 0 | 0 | 1 | 0.1413 | 0 | 1
7624 | 0.041 | 0 | 1 | 0 | 0 | 1 | 0.041 | 0 | 1
7625 | 0 | 0 | 1 | 0 | 0 | 1 | 0 | 0 | 1
7626 | 0 | 0 | 1 | 0 | 0 | 1 | 0 | 0 | 1
7627 | 0 | 0 | 1 | 0 | 0 | 1 | 0 | 0 | 1
7628 | 0 | 0 | 1 | 0 | 0 | 1 | 0 | 0 | 1
7629 | 0 | 0 | 1 | 0 | 0 | 1 | 0 | 0 | 1
7630 | 0 | 0 | 1 | 0 | 0 | 1 | 0 | 0 | 1
7631 | 0 | 0 | 1 | 0 | 0 | 1 | 0 | 0 | 1
7632 | 0 | 0 | 1 | 0 | 0 | 1 | 0 | 0 | 1
7633 | 0 | 0 | 1 | 0 | 0 | 1 | 0 | 0 | 1
7634 | 0 | 0 | 1 | 0 | 0 | 1 | 0 | 0 | 1
7635 | 0 | 0 | 1 | 0 | 0 | 1 | 0 | 0 | 1
7636 | 0 | 0 | 1 | 0 | 0 | 1 | 0 | 0 | 1
7637 | 0 | 0 | 1 | 0 | 0 | 1 | 0 | 0 | 1
7638 | 0 | 0 | 1 | 0 | 0 | 1 | 0 | 0 | 1
7639 | 0 | 0 | 1 | 0 | 0 | 1 | 0 | 0 | 1
7640 | 0 | 0 | 1 | 0 | 0 | 1 | 0 | 0 | 1
7641 | 0 | 0 | 1 | 0 | 0 | 1 | 0 | 0 | 1
7642 | 0.078024 | 0 | 1 | 0 | 0 | 1 | 0.078024 | 0 | 1
7643 | 0.15052 | 0 | 1 | 0 | 0 | 1 | 0.15052 | 0 | 1
7644 | 0.14443 | 0.012724 | 1 | 0 | 0 | 1 | 0.14443 | 0.012724 | 1
7645 | 0.13936 | 0.028856 | 1 | 0 | 0 | 1 | 0.13936 | 0.028856 | 1
7646 | 0.11663 | 0.039441 | 1 | 0 | 0 | 1 | 0.11663 | 0.039441 | 1
7647 | 0.029836 | 0.029589 | 1 | 0 | 0 | 1 | 0.029836 | 0.029589 | 1
7648 | 0.0012426 | 0.023732 | 1 | 0 | 0 | 1 | 0.0012426 | 0.023732 | 1
7649 | 0 | 0.0077879 | 1 | 0 | 0 | 1 | 0 | 0.0077879 | 1
7650 | 0 | 0 | 1 | 0 | 0 | 1 | 0 | 0 | 1
7651 | 0 | 0 | 1 | 0 | 0 | 1 | 0 | 0 | 1
7652 | 0 | 0 | 1 | 0 | 0 | 1 | 0 | 0 | 1
7653 | 0 | 0 | 1 | 0 | 0 | 1 | 0 | 0 | 1
7654 | 0 | 0 | 1 | 0 | 0 | 1 | 0 | 0 | 1
7655 | 0 | 0 | 1 | 0 | 0 | 1 | 0 | 0 | 1
7656 | 0 | 0.0067822 | 1 | 0 | 0 | 1 | 0 | 0.0067822 | 1
7657 | 0 | 0 | 1 | 0 | 0 | 1 | 0 | 0 | 1
7658 | 0 | 0 | 1 | 0 | 0 | 1 | 0 | 0 | 1
7659 | 0 | 0 | 1 | 0 | 0 | 1 | 0 | 0 | 1
7660 | 0 | 0 | 1 | 0 | 0 | 1 | 0 | 0 | 1
7661 | 0 | 0 | 1 | 0 | 0 | 1 | 0 | 0 | 1
7662 | 0 | 0 | 1 | 0 | 0 | 1 | 0 | 0 | 1
7663 | 0 | 0 | 1 | 0 | 0 | 1 | 0 | 0 | 1
7664 | 0 | 0 | 1 | 0 | 0 | 1 | 0 | 0 | 1
7665 | 0 | 0 | 1 | 0 | 0 | 1 | 0 | 0 | 1
7666 | 0.051184 | 0 | 1 | 0 | 0 | 1 | 0.051184 | 0 | 1
7667 | 0.11341 | 0.011886 | 1 | 0 | 0 | 1 | 0.11341 | 0.011886 | 1
7668 | 0.10116 | 0.019704 | 1 | 0 | 0 | 1 | 0.10116 | 0.019704 | 1
7669 | 0.13283 | 0.041848 | 1 | 0 | 0 | 1 | 0.13283 | 0.041848 | 1
7670 | 0.086632 | 0.063673 | 1 | 0 | 0 | 1 | 0.086632 | 0.063673 | 1
7671 | 0.018178 | 0.059228 | 1 | 0 | 0 | 1 | 0.018178 | 0.059228 | 1
7672 | 0.011593 | 0.061523 | 1 | 0 | 0 | 1 | 0.011593 | 0.061523 | 1
7673 | 0 | 0.049145 | 1 | 0 | 0 | 1 | 0 | 0.049145 | 1
7674 | 0 | 0.0094832 | 1 | 0 | 0 | 1 | 0 | 0.0094832 | 1
7675 | 0 | 0.0024156 | 1 | 0 | 0 | 1 | 0 | 0.0024156 | 1
7676 | 0 | 0.0026929 | 1 | 0 | 0 | 1 | 0 | 0.0026929 | 1
7677 | 0 | 0.0012599 | 1 | 0 | 0 | 1 | 0 | 0.0012599 | 1
7678 | 0 | 0 | 1 | 0 | 0 | 1 | 0 | 0 | 1
7679 | 0 | 0 | 1 | 0 | 0 | 1 | 0 | 0 | 1
7680 | 0 | 0.016036 | 1 | 0 | 0 | 1 | 0 | 0.016036 | 1
7681 | 0 | 0.0089206 | 1 | 0 | 0 | 1 | 0 | 0.0089206 | 1
7682 | 0 | 0.0027481 | 1 | 0 | 0 | 1 | 0 | 0.0027481 | 1
7683 | 0 | 0 | 1 | 0 | 0 | 1 | 0 | 0 | 1
7684 | 0 | 0 | 1 | 0 | 0 | 1 | 0 | 0 | 1
7685 | 0 | 0 | 1 | 0 | 0 | 1 | 0 | 0 | 1
7686 | 0 | 0 | 1 | 0 | 0 | 1 | 0 | 0 | 1
7687 | 0 | 0 | 1 | 0 | 0 | 1 | 0 | 0 | 1
7688 | 0 | 0 | 1 | 0 | 0 | 1 | 0 | 0 | 1
7689 | 0.0086665 | 0 | 1 | 0 | 0 | 1 | 0.0086665 | 0 | 1
7690 | 0.069091 | 0 | 1 | 0 | 0 | 1 | 0.069091 | 0 | 1
7691 | 0.14671 | 0.028679 | 1 | 0 | 0 | 1 | 0.14671 | 0.028679 | 1
7692 | 0.13807 | 0.046439 | 1 | 0 | 0 | 1 | 0.13807 | 0.046439 | 1
7693 | 0.15695 | 0.052443 | 1 | 0 | 0 | 1 | 0.15695 | 0.052443 | 1
7694 | 0.11359 | 0.061372 | 1 | 0 | 0 | 1 | 0.11359 | 0.061372 | 1
7695 | 0.036612 | 0.066551 | 1 | 0 | 0 | 1 | 0.036612 | 0.066551 | 1
7696 | 0.038412 | 0.068922 | 1 | 0 | 0 | 1 | 0.038412 | 0.068922 | 1
7697 | 0 | 0.054717 | 1 | 0 | 0 | 1 | 0 | 0.054717 | 1
7698 | 0 | 0.020908 | 1 | 0 | 0 | 1 | 0 | 0.020908 | 1
7699 | 0 | 0.012903 | 1 | 0 | 0 | 1 | 0 | 0.012903 | 1
7700 | 0 | 0.010178 | 1 | 0 | 0 | 1 | 0 | 0.010178 | 1
7701 | 0 | 0.00055478 | 1 | 0 | 0 | 1 | 0 | 0.00055478 | 1
7702 | 0 | 0 | 1 | 0 | 0 | 1 | 0 | 0 | 1
7703 | 0 | 0 | 1 | 0 | 0 | 1 | 0 | 0 | 1
7704 | 0 | 0 | 1 | 0 | 0 | 1 | 0 | 0 | 1
7705 | 0 | 0.015227 | 1 | 0 | 0 | 1 | 0 | 0.015227 | 1
7706 | 0 | 0 | 1 | 0 | 0 | 1 | 0 | 0 | 1
7707 | 0 | 0 | 1 | 0 | 0 | 1 | 0 | 0 | 1
7708 | 0 | 0 | 1 | 0 | 0 | 1 | 0 | 0 | 1
7709 | 0 | 0 | 1 | 0 | 0 | 1 | 0 | 0 | 1
7710 | 0 | 0 | 1 | 0 | 0 | 1 | 0 | 0 | 1
7711 | 0 | 0 | 1 | 0 | 0 | 1 | 0 | 0 | 1
7712 | 0 | 0 | 1 | 0 | 0 | 1 | 0 | 0 | 1
7713 | 0.05074 | 0 | 1 | 0 | 0 | 1 | 0.05074 | 0 | 1
7714 | 0.12934 | 0 | 1 | 0 | 0 | 1 | 0.12934 | 0 | 1
7715 | 0.22375 | 0.011747 | 1 | 0 | 0 | 1 | 0.22375 | 0.011747 | 1
7716 | 0.23247 | 0.033601 | 1 | 0 | 0 | 1 | 0.23247 | 0.033601 | 1
7717 | 0.2356 | 0.041321 | 1 | 0 | 0 | 1 | 0.2356 | 0.041321 | 1
7718 | 0.20254 | 0.056883 | 1 | 0 | 0 | 1 | 0.20254 | 0.056883 | 1
7719 | 0.072853 | 0.05308 | 1 | 0 | 0 | 1 | 0.072853 | 0.05308 | 1
7720 | 0.023501 | 0.045039 | 1 | 0 | 0 | 1 | 0.023501 | 0.045039 | 1
7721 | 0 | 0.030249 | 1 | 0 | 0 | 1 | 0 | 0.030249 | 1
7722 | 0 | 0.0061038 | 1 | 0 | 0 | 1 | 0 | 0.0061038 | 1
7723 | 0 | 0 | 1 | 0 | 0 | 1 | 0 | 0 | 1
7724 | 0 | 0 | 1 | 0 | 0 | 1 | 0 | 0 | 1
7725 | 0 | 0 | 1 | 0 | 0 | 1 | 0 | 0 | 1
7726 | 0 | 0 | 1 | 0 | 0 | 1 | 0 | 0 | 1
7727 | 0 | 0 | 1 | 0 | 0 | 1 | 0 | 0 | 1
7728 | 0 | 0 | 1 | 0 | 0 | 1 | 0 | 0 | 1
7729 | 0 | 0 | 1 | 0 | 0 | 1 | 0 | 0 | 1
7730 | 0 | 0 | 1 | 0 | 0 | 1 | 0 | 0 | 1
7731 | 0 | 0 | 1 | 0 | 0 | 1 | 0 | 0 | 1
7732 | 0 | 0 | 1 | 0 | 0 | 1 | 0 | 0 | 1
7733 | 0 | 0 | 1 | 0 | 0 | 1 | 0 | 0 | 1
7734 | 0 | 0 | 1 | 0 | 0 | 1 | 0 | 0 | 1
7735 | 0 | 0 | 1 | 0 | 0 | 1 | 0 | 0 | 1
7736 | 0 | 0 | 1 | 0 | 0 | 1 | 0 | 0 | 1
7737 | 0.054149 | 0.0032226 | 1 | 0 | 0 | 1 | 0.054149 | 0.0032226 | 1
7738 | 0.15556 | 0.0024684 | 1 | 0 | 0 | 1 | 0.15556 | 0.0024684 | 1
7739 | 0.20624 | 0.005262 | 1 | 0 | 0 | 1 | 0.20624 | 0.005262 | 1
7740 | 0.1772 | 0.037244 | 1 | 0 | 0 | 1 | 0.1772 | 0.037244 | 1
7741 | 0.19564 | 0.037465 | 1 | 0 | 0 | 1 | 0.19564 | 0.037465 | 1
7742 | 0.20133 | 0.042637 | 1 | 0 | 0 | 1 | 0.20133 | 0.042637 | 1
7743 | 0.047321 | 0.038712 | 1 | 0 | 0 | 1 | 0.047321 | 0.038712 | 1
7744 | 0 | 0.027617 | 1 | 0 | 0 | 1 | 0 | 0.027617 | 1
7745 | 0 | 0.0057637 | 1 | 0 | 0 | 1 | 0 | 0.0057637 | 1
7746 | 0 | 0 | 1 | 0 | 0 | 1 | 0 | 0 | 1
7747 | 0 | 0 | 1 | 0 | 0 | 1 | 0 | 0 | 1
7748 | 0 | 0 | 1 | 0 | 0 | 1 | 0 | 0 | 1
7749 | 0 | 0 | 1 | 0 | 0 | 1 | 0 | 0 | 1
7750 | 0 | 0 | 1 | 0 | 0 | 1 | 0 | 0 | 1
7751 | 0 | 0 | 1 | 0 | 0 | 1 | 0 | 0 | 1
7752 | 0 | 0.006935 | 1 | 0 | 0 | 1 | 0 | 0.006935 | 1
7753 | 0 | 0 | 1 | 0 | 0 | 1 | 0 | 0 | 1
7754 | 0 | 0.0073247 | 1 | 0 | 0 | 1 | 0 | 0.0073247 | 1
7755 | 0 | 0 | 1 | 0 | 0 | 1 | 0 | 0 | 1
7756 | 0 | 0 | 1 | 0 | 0 | 1 | 0 | 0 | 1
7757 | 0 | 0 | 1 | 0 | 0 | 1 | 0 | 0 | 1
7758 | 0 | 0.0031683 | 1 | 0 | 0 | 1 | 0 | 0.0031683 | 1
7759 | 0 | 0 | 1 | 0 | 0 | 1 | 0 | 0 | 1
7760 | 0 | 0 | 1 | 0 | 0 | 1 | 0 | 0 | 1
7761 | 0 | 0 | 1 | 0 | 0 | 1 | 0 | 0 | 1
7762 | 0.086073 | 0.0042251 | 1 | 0 | 0 | 1 | 0.086073 | 0.0042251 | 1
7763 | 0.098361 | 0.0074983 | 1 | 0 | 0 | 1 | 0.098361 | 0.0074983 | 1
7764 | 0.14022 | 0.029516 | 1 | 0 | 0 | 1 | 0.14022 | 0.029516 | 1
7765 | 0.15814 | 0.010398 | 1 | 0 | 0 | 1 | 0.15814 | 0.010398 | 1
7766 | 0.17299 | 0.013852 | 1 | 0 | 0 | 1 | 0.17299 | 0.013852 | 1
7767 | 0.082383 | 0.025561 | 1 | 0 | 0 | 1 | 0.082383 | 0.025561 | 1
7768 | 0 | 0.0032174 | 1 | 0 | 0 | 1 | 0 | 0.0032174 | 1
7769 | 0 | 0 | 1 | 0 | 0 | 1 | 0 | 0 | 1
7770 | 0 | 0 | 1 | 0 | 0 | 1 | 0 | 0 | 1
7771 | 0 | 0 | 1 | 0 | 0 | 1 | 0 | 0 | 1
7772 | 0 | 0 | 1 | 0 | 0 | 1 | 0 | 0 | 1
7773 | 0 | 0 | 1 | 0 | 0 | 1 | 0 | 0 | 1
7774 | 0 | 0.0019255 | 1 | 0 | 0 | 1 | 0 | 0.0019255 | 1
7775 | 0 | 0.014388 | 1 | 0 | 0 | 1 | 0 | 0.014388 | 1
7776 | 0 | 0.021237 | 1 | 0 | 0 | 1 | 0 | 0.021237 | 1
7777 | 0 | 0.013714 | 1 | 0 | 0 | 1 | 0 | 0.013714 | 1
7778 | 0 | 0 | 1 | 0 | 0 | 1 | 0 | 0 | 1
7779 | 0 | 0 | 1 | 0 | 0 | 1 | 0 | 0 | 1
7780 | 0 | 0 | 1 | 0 | 0 | 1 | 0 | 0 | 1
7781 | 0 | 0 | 1 | 0 | 0 | 1 | 0 | 0 | 1
7782 | 0 | 0 | 1 | 0 | 0 | 1 | 0 | 0 | 1
7783 | 0 | 0 | 1 | 0 | 0 | 1 | 0 | 0 | 1
7784 | 0 | 0 | 1 | 0 | 0 | 1 | 0 | 0 | 1
7785 | 0 | 0 | 1 | 0 | 0 | 1 | 0 | 0 | 1
7786 | 0.061672 | 0 | 1 | 0 | 0 | 1 | 0.061672 | 0 | 1
7787 | 0.099689 | 0 | 1 | 0 | 0 | 1 | 0.099689 | 0 | 1
7788 | 0.14445 | 0 | 1 | 0 | 0 | 1 | 0.14445 | 0 | 1
7789 | 0.15737 | 0 | 1 | 0 | 0 | 1 | 0.15737 | 0 | 1
7790 | 0.20101 | 0 | 1 | 0 | 0 | 1 | 0.20101 | 0 | 1
7791 | 0.11323 | 0.0031877 | 1 | 0 | 0 | 1 | 0.11323 | 0.0031877 | 1
7792 | 0.011259 | 0 | 1 | 0 | 0 | 1 | 0.011259 | 0 | 1
7793 | 0 | 0 | 1 | 0 | 0 | 1 | 0 | 0 | 1
7794 | 0 | 0 | 1 | 0 | 0 | 1 | 0 | 0 | 1
7795 | 0 | 0 | 1 | 0 | 0 | 1 | 0 | 0 | 1
7796 | 0 | 0 | 1 | 0 | 0 | 1 | 0 | 0 | 1
7797 | 0 | 0 | 1 | 0 | 0 | 1 | 0 | 0 | 1
7798 | 0 | 0 | 1 | 0 | 0 | 1 | 0 | 0 | 1
7799 | 0 | 0 | 1 | 0 | 0 | 1 | 0 | 0 | 1
7800 | 0 | 0 | 1 | 0 | 0 | 1 | 0 | 0 | 1
7801 | 0 | 0.0097985 | 1 | 0 | 0 | 1 | 0 | 0.0097985 | 1
7802 | 0 | 0 | 1 | 0 | 0 | 1 | 0 | 0 | 1
7803 | 0 | 0 | 1 | 0 | 0 | 1 | 0 | 0 | 1
7804 | 0 | 0 | 1 | 0 | 0 | 1 | 0 | 0 | 1
7805 | 0 | 0 | 1 | 0 | 0 | 1 | 0 | 0 | 1
7806 | 0 | 0 | 1 | 0 | 0 | 1 | 0 | 0 | 1
7807 | 0 | 0 | 1 | 0 | 0 | 1 | 0 | 0 | 1
7808 | 0 | 0 | 1 | 0 | 0 | 1 | 0 | 0 | 1
7809 | 0 | 0 | 1 | 0 | 0 | 1 | 0 | 0 | 1
7810 | 0.056526 | 0 | 1 | 0 | 0 | 1 | 0.056526 | 0 | 1
7811 | 0.15263 | 0 | 1 | 0 | 0 | 1 | 0.15263 | 0 | 1
7812 | 0.23013 | 0 | 1 | 0 | 0 | 1 | 0.23013 | 0 | 1
7813 | 0.22805 | 0 | 1 | 0 | 0 | 1 | 0.22805 | 0 | 1
7814 | 0.21336 | 0 | 1 | 0 | 0 | 1 | 0.21336 | 0 | 1
7815 | 0.18897 | 0 | 1 | 0 | 0 | 1 | 0.18897 | 0 | 1
7816 | 0.023854 | 0 | 1 | 0 | 0 | 1 | 0.023854 | 0 | 1
7817 | 0 | 0 | 1 | 0 | 0 | 1 | 0 | 0 | 1
7818 | 0 | 0 | 1 | 0 | 0 | 1 | 0 | 0 | 1
7819 | 0 | 0 | 1 | 0 | 0 | 1 | 0 | 0 | 1
7820 | 0 | 0 | 1 | 0 | 0 | 1 | 0 | 0 | 1
7821 | 0 | 0 | 1 | 0 | 0 | 1 | 0 | 0 | 1
7822 | 0 | 0 | 1 | 0 | 0 | 1 | 0 | 0 | 1
7823 | 0 | 0 | 1 | 0 | 0 | 1 | 0 | 0 | 1
7824 | 0 | 0 | 1 | 0 | 0 | 1 | 0 | 0 | 1
7825 | 0 | 0 | 1 | 0 | 0 | 1 | 0 | 0 | 1
7826 | 0 | 0 | 1 | 0 | 0 | 1 | 0 | 0 | 1
7827 | 0 | 0 | 1 | 0 | 0 | 1 | 0 | 0 | 1
7828 | 0 | 0 | 1 | 0 | 0 | 1 | 0 | 0 | 1
7829 | 0 | 0 | 1 | 0 | 0 | 1 | 0 | 0 | 1
7830 | 0 | 0 | 1 | 0 | 0 | 1 | 0 | 0 | 1
7831 | 0 | 0 | 1 | 0 | 0 | 1 | 0 | 0 | 1
7832 | 0 | 0 | 1 | 0 | 0 | 1 | 0 | 0 | 1
7833 | 0 | 0 | 1 | 0 | 0 | 1 | 0 | 0 | 1
7834 | 0.13136 | 0 | 1 | 0 | 0 | 1 | 0.13136 | 0 | 1
7835 | 0.26512 | 0 | 1 | 0 | 0 | 1 | 0.26512 | 0 | 1
7836 | 0.27415 | 0 | 1 | 0 | 0 | 1 | 0.27415 | 0 | 1
7837 | 0.23253 | 0 | 1 | 0 | 0 | 1 | 0.23253 | 0 | 1
7838 | 0.19207 | 0 | 1 | 0 | 0 | 1 | 0.19207 | 0 | 1
7839 | 0.14148 | 0 | 1 | 0 | 0 | 1 | 0.14148 | 0 | 1
7840 | 0.017561 | 0 | 1 | 0 | 0 | 1 | 0.017561 | 0 | 1
7841 | 0 | 0 | 1 | 0 | 0 | 1 | 0 | 0 | 1
7842 | 0 | 0 | 1 | 0 | 0 | 1 | 0 | 0 | 1
7843 | 0 | 0 | 1 | 0 | 0 | 1 | 0 | 0 | 1
7844 | 0 | 0 | 1 | 0 | 0 | 1 | 0 | 0 | 1
7845 | 0 | 0 | 1 | 0 | 0 | 1 | 0 | 0 | 1
7846 | 0 | 0 | 1 | 0 | 0 | 1 | 0 | 0 | 1
7847 | 0 | 0 | 1 | 0 | 0 | 1 | 0 | 0 | 1
7848 | 0 | 0 | 1 | 0 | 0 | 1 | 0 | 0 | 1
7849 | 0 | 0 | 1 | 0 | 0 | 1 | 0 | 0 | 1
7850 | 0 | 0 | 1 | 0 | 0 | 1 | 0 | 0 | 1
7851 | 0 | 0 | 1 | 0 | 0 | 1 | 0 | 0 | 1
7852 | 0 | 0 | 1 | 0 | 0 | 1 | 0 | 0 | 1
7853 | 0 | 0 | 1 | 0 | 0 | 1 | 0 | 0 | 1
7854 | 0 | 0 | 1 | 0 | 0 | 1 | 0 | 0 | 1
7855 | 0 | 0 | 1 | 0 | 0 | 1 | 0 | 0 | 1
7856 | 0 | 0 | 1 | 0 | 0 | 1 | 0 | 0 | 1
7857 | 0.017975 | 0 | 1 | 0 | 0 | 1 | 0.017975 | 0 | 1
7858 | 0.1724 | 0 | 1 | 0 | 0 | 1 | 0.1724 | 0 | 1
7859 | 0.25739 | 0 | 1 | 0 | 0 | 1 | 0.25739 | 0 | 1
7860 | 0.26103 | 0 | 1 | 0 | 0 | 1 | 0.26103 | 0 | 1
7861 | 0.23596 | 0 | 1 | 0 | 0 | 1 | 0.23596 | 0 | 1
7862 | 0.19205 | 0 | 1 | 0 | 0 | 1 | 0.19205 | 0 | 1
7863 | 0.1542 | 0 | 1 | 0 | 0 | 1 | 0.1542 | 0 | 1
7864 | 0.0078975 | 0 | 1 | 0 | 0 | 1 | 0.0078975 | 0 | 1
7865 | 0 | 0 | 1 | 0 | 0 | 1 | 0 | 0 | 1
7866 | 0 | 0 | 1 | 0 | 0 | 1 | 0 | 0 | 1
7867 | 0 | 0 | 1 | 0 | 0 | 1 | 0 | 0 | 1
7868 | 0 | 0 | 1 | 0 | 0 | 1 | 0 | 0 | 1
7869 | 0 | 0 | 1 | 0 | 0 | 1 | 0 | 0 | 1
7870 | 0 | 0 | 1 | 0 | 0 | 1 | 0 | 0 | 1
7871 | 0 | 0 | 1 | 0 | 0 | 1 | 0 | 0 | 1
7872 | 0 | 0 | 1 | 0 | 0 | 1 | 0 | 0 | 1
7873 | 0 | 0 | 1 | 0 | 0 | 1 | 0 | 0 | 1
7874 | 0 | 0 | 1 | 0 | 0 | 1 | 0 | 0 | 1
7875 | 0 | 0 | 1 | 0 | 0 | 1 | 0 | 0 | 1
7876 | 0 | 0 | 1 | 0 | 0 | 1 | 0 | 0 | 1
7877 | 0 | 0 | 1 | 0 | 0 | 1 | 0 | 0 | 1
7878 | 0 | 0 | 1 | 0 | 0 | 1 | 0 | 0 | 1
7879 | 0 | 0 | 1 | 0 | 0 | 1 | 0 | 0 | 1
7880 | 0 | 0 | 1 | 0 | 0 | 1 | 0 | 0 | 1
7881 | 0.0090112 | 0 | 1 | 0 | 0 | 1 | 0.0090112 | 0 | 1
7882 | 0.13837 | 0.0068525 | 1 | 0 | 0 | 1 | 0.13837 | 0.0068525 | 1
7883 | 0.24598 | 0.017366 | 1 | 0 | 0 | 1 | 0.24598 | 0.017366 | 1
7884 | 0.24556 | 0.052772 | 1 | 0 | 0 | 1 | 0.24556 | 0.052772 | 1
7885 | 0.21673 | 0.055793 | 1 | 0 | 0 | 1 | 0.21673 | 0.055793 | 1
7886 | 0.19803 | 0.056691 | 1 | 0 | 0 | 1 | 0.19803 | 0.056691 | 1
7887 | 0.16973 | 0.064197 | 1 | 0 | 0 | 1 | 0.16973 | 0.064197 | 1
7888 | 0.049873 | 0.067294 | 1 | 0 | 0 | 1 | 0.049873 | 0.067294 | 1
7889 | 0.0033728 | 0.058267 | 1 | 0 | 0 | 1 | 0.0033728 | 0.058267 | 1
7890 | 0 | 0.0079314 | 1 | 0 | 0 | 1 | 0 | 0.0079314 | 1
7891 | 0 | 0.018148 | 1 | 0 | 0 | 1 | 0 | 0.018148 | 1
7892 | 0 | 0.027115 | 1 | 0 | 0 | 1 | 0 | 0.027115 | 1
7893 | 0 | 0.025473 | 1 | 0 | 0 | 1 | 0 | 0.025473 | 1
7894 | 0 | 0.030683 | 1 | 0 | 0 | 1 | 0 | 0.030683 | 1
7895 | 0 | 0.032225 | 1 | 0 | 0 | 1 | 0 | 0.032225 | 1
7896 | 0 | 0.013153 | 1 | 0 | 0 | 1 | 0 | 0.013153 | 1
7897 | 0 | 0 | 1 | 0 | 0 | 1 | 0 | 0 | 1
7898 | 0 | 0 | 1 | 0 | 0 | 1 | 0 | 0 | 1
7899 | 0 | 0.004407 | 1 | 0 | 0 | 1 | 0 | 0.004407 | 1
7900 | 0 | 0 | 1 | 0 | 0 | 1 | 0 | 0 | 1
7901 | 0 | 0.01683 | 1 | 0 | 0 | 1 | 0 | 0.01683 | 1
7902 | 0 | 0 | 1 | 0 | 0 | 1 | 0 | 0 | 1
7903 | 0 | 0 | 1 | 0 | 0 | 1 | 0 | 0 | 1
7904 | 0 | 0.011913 | 1 | 0 | 0 | 1 | 0 | 0.011913 | 1
7905 | 0 | 0.040782 | 1 | 0 | 0 | 1 | 0 | 0.040782 | 1
7906 | 0.053493 | 0.056385 | 1 | 0 | 0 | 1 | 0.053493 | 0.056385 | 1
7907 | 0.16749 | 0.0747 | 1 | 0 | 0 | 1 | 0.16749 | 0.0747 | 1
7908 | 0.20762 | 0.10772 | 1 | 0 | 0 | 1 | 0.20762 | 0.10772 | 1
7909 | 0.23343 | 0.12298 | 1 | 0 | 0 | 1 | 0.23343 | 0.12298 | 1
7910 | 0.22063 | 0.12517 | 1 | 0 | 0 | 1 | 0.22063 | 0.12517 | 1
7911 | 0.22081 | 0.12041 | 1 | 0 | 0 | 1 | 0.22081 | 0.12041 | 1
7912 | 0.085196 | 0.111 | 1 | 0 | 0 | 1 | 0.085196 | 0.111 | 1
7913 | 0 | 0.090755 | 1 | 0 | 0 | 1 | 0 | 0.090755 | 1
7914 | 0 | 0.054076 | 1 | 0 | 0 | 1 | 0 | 0.054076 | 1
7915 | 0 | 0.087974 | 1 | 0 | 0 | 1 | 0 | 0.087974 | 1
7916 | 0 | 0.088893 | 1 | 0 | 0 | 1 | 0 | 0.088893 | 1
7917 | 0 | 0.083602 | 1 | 0 | 0 | 1 | 0 | 0.083602 | 1
7918 | 0 | 0.094707 | 1 | 0 | 0 | 1 | 0 | 0.094707 | 1
7919 | 0 | 0.095954 | 1 | 0 | 0 | 1 | 0 | 0.095954 | 1
7920 | 0 | 0.069953 | 1 | 0 | 0 | 1 | 0 | 0.069953 | 1
7921 | 0 | 0 | 1 | 0 | 0 | 1 | 0 | 0 | 1
7922 | 0 | 0.062348 | 1 | 0 | 0 | 1 | 0 | 0.062348 | 1
7923 | 0 | 0.068182 | 1 | 0 | 0 | 1 | 0 | 0.068182 | 1
7924 | 0 | 0.075304 | 1 | 0 | 0 | 1 | 0 | 0.075304 | 1
7925 | 0 | 0.075542 | 1 | 0 | 0 | 1 | 0 | 0.075542 | 1
7926 | 0 | 0.0671 | 1 | 0 | 0 | 1 | 0 | 0.0671 | 1
7927 | 0 | 0.078195 | 1 | 0 | 0 | 1 | 0 | 0.078195 | 1
7928 | 0 | 0.093422 | 1 | 0 | 0 | 1 | 0 | 0.093422 | 1
7929 | 0 | 0.10609 | 1 | 0 | 0 | 1 | 0 | 0.10609 | 1
7930 | 0.034958 | 0.11653 | 1 | 0 | 0 | 1 | 0.034958 | 0.11653 | 1
7931 | 0.14436 | 0.13436 | 1 | 0 | 0 | 1 | 0.14436 | 0.13436 | 1
7932 | 0.18446 | 0.15403 | 1 | 0 | 0 | 1 | 0.18446 | 0.15403 | 1
7933 | 0.23292 | 0.16888 | 1 | 0 | 0 | 1 | 0.23292 | 0.16888 | 1
7934 | 0.18318 | 0.15973 | 1 | 0 | 0 | 1 | 0.18318 | 0.15973 | 1
7935 | 0.20112 | 0.14611 | 1 | 0 | 0 | 1 | 0.20112 | 0.14611 | 1
7936 | 0.093357 | 0.11963 | 1 | 0 | 0 | 1 | 0.093357 | 0.11963 | 1
7937 | 0 | 0.093021 | 1 | 0 | 0 | 1 | 0 | 0.093021 | 1
7938 | 0 | 0.098111 | 1 | 0 | 0 | 1 | 0 | 0.098111 | 1
7939 | 0 | 0.1069 | 1 | 0 | 0 | 1 | 0 | 0.1069 | 1
7940 | 0 | 0.092554 | 1 | 0 | 0 | 1 | 0 | 0.092554 | 1
7941 | 0 | 0.093044 | 1 | 0 | 0 | 1 | 0 | 0.093044 | 1
7942 | 0 | 0.10888 | 1 | 0 | 0 | 1 | 0 | 0.10888 | 1
7943 | 0 | 0.089066 | 1 | 0 | 0 | 1 | 0 | 0.089066 | 1
7944 | 0 | 0.087416 | 1 | 0 | 0 | 1 | 0 | 0.087416 | 1
7945 | 0 | 0.046675 | 1 | 0 | 0 | 1 | 0 | 0.046675 | 1
7946 | 0 | 0.081821 | 1 | 0 | 0 | 1 | 0 | 0.081821 | 1
7947 | 0 | 0.089343 | 1 | 0 | 0 | 1 | 0 | 0.089343 | 1
7948 | 0 | 0.10227 | 1 | 0 | 0 | 1 | 0 | 0.10227 | 1
7949 | 0 | 0.11324 | 1 | 0 | 0 | 1 | 0 | 0.11324 | 1
7950 | 0 | 0.097571 | 1 | 0 | 0 | 1 | 0 | 0.097571 | 1
7951 | 0 | 0.10915 | 1 | 0 | 0 | 1 | 0 | 0.10915 | 1
7952 | 0 | 0.10443 | 1 | 0 | 0 | 1 | 0 | 0.10443 | 1
7953 | 0 | 0.10236 | 1 | 0 | 0 | 1 | 0 | 0.10236 | 1
7954 | 0.085666 | 0.1015 | 1 | 0 | 0 | 1 | 0.085666 | 0.1015 | 1
7955 | 0.13455 | 0.11257 | 1 | 0 | 0 | 1 | 0.13455 | 0.11257 | 1
7956 | 0.14524 | 0.12061 | 1 | 0 | 0 | 1 | 0.14524 | 0.12061 | 1
7957 | 0.1992 | 0.13039 | 1 | 0 | 0 | 1 | 0.1992 | 0.13039 | 1
7958 | 0.15666 | 0.10434 | 1 | 0 | 0 | 1 | 0.15666 | 0.10434 | 1
7959 | 0.15124 | 0.088728 | 1 | 0 | 0 | 1 | 0.15124 | 0.088728 | 1
7960 | 0.048082 | 0.061504 | 1 | 0 | 0 | 1 | 0.048082 | 0.061504 | 1
7961 | 0 | 0.035253 | 1 | 0 | 0 | 1 | 0 | 0.035253 | 1
7962 | 0 | 0.048757 | 1 | 0 | 0 | 1 | 0 | 0.048757 | 1
7963 | 0 | 0.058398 | 1 | 0 | 0 | 1 | 0 | 0.058398 | 1
7964 | 0 | 0.065054 | 1 | 0 | 0 | 1 | 0 | 0.065054 | 1
7965 | 0 | 0.066815 | 1 | 0 | 0 | 1 | 0 | 0.066815 | 1
7966 | 0 | 0.085936 | 1 | 0 | 0 | 1 | 0 | 0.085936 | 1
7967 | 0 | 0.071849 | 1 | 0 | 0 | 1 | 0 | 0.071849 | 1
7968 | 0 | 0.10179 | 1 | 0 | 0 | 1 | 0 | 0.10179 | 1
7969 | 0 | 0.081666 | 1 | 0 | 0 | 1 | 0 | 0.081666 | 1
7970 | 0 | 0.090097 | 1 | 0 | 0 | 1 | 0 | 0.090097 | 1
7971 | 0 | 0.11192 | 1 | 0 | 0 | 1 | 0 | 0.11192 | 1
7972 | 0 | 0.12099 | 1 | 0 | 0 | 1 | 0 | 0.12099 | 1
7973 | 0 | 0.12951 | 1 | 0 | 0 | 1 | 0 | 0.12951 | 1
7974 | 0 | 0.13238 | 1 | 0 | 0 | 1 | 0 | 0.13238 | 1
7975 | 0 | 0.12998 | 1 | 0 | 0 | 1 | 0 | 0.12998 | 1
7976 | 0 | 0.13077 | 1 | 0 | 0 | 1 | 0 | 0.13077 | 1
7977 | 0.017943 | 0.082553 | 1 | 0 | 0 | 1 | 0.017943 | 0.082553 | 1
7978 | 0.12169 | 0.09429 | 1 | 0 | 0 | 1 | 0.12169 | 0.09429 | 1
7979 | 0.20608 | 0.1041 | 1 | 0 | 0 | 1 | 0.20608 | 0.1041 | 1
7980 | 0.19334 | 0.10808 | 1 | 0 | 0 | 1 | 0.19334 | 0.10808 | 1
7981 | 0.20818 | 0.11254 | 1 | 0 | 0 | 1 | 0.20818 | 0.11254 | 1
7982 | 0.14089 | 0.088928 | 1 | 0 | 0 | 1 | 0.14089 | 0.088928 | 1
7983 | 0.15288 | 0.083987 | 1 | 0 | 0 | 1 | 0.15288 | 0.083987 | 1
7984 | 0.026583 | 0.061498 | 1 | 0 | 0 | 1 | 0.026583 | 0.061498 | 1
7985 | 0 | 0.03258 | 1 | 0 | 0 | 1 | 0 | 0.03258 | 1
7986 | 0 | 0.029899 | 1 | 0 | 0 | 1 | 0 | 0.029899 | 1
7987 | 0 | 0.039407 | 1 | 0 | 0 | 1 | 0 | 0.039407 | 1
7988 | 0 | 0.029132 | 1 | 0 | 0 | 1 | 0 | 0.029132 | 1
7989 | 0 | 0.032402 | 1 | 0 | 0 | 1 | 0 | 0.032402 | 1
7990 | 0 | 0.059005 | 1 | 0 | 0 | 1 | 0 | 0.059005 | 1
7991 | 0 | 0.045252 | 1 | 0 | 0 | 1 | 0 | 0.045252 | 1
7992 | 0 | 0.060476 | 1 | 0 | 0 | 1 | 0 | 0.060476 | 1
7993 | 0 | 0.099353 | 1 | 0 | 0 | 1 | 0 | 0.099353 | 1
7994 | 0 | 0.061464 | 1 | 0 | 0 | 1 | 0 | 0.061464 | 1
7995 | 0 | 0.07908 | 1 | 0 | 0 | 1 | 0 | 0.07908 | 1
7996 | 0 | 0.078282 | 1 | 0 | 0 | 1 | 0 | 0.078282 | 1
7997 | 0 | 0.08643 | 1 | 0 | 0 | 1 | 0 | 0.08643 | 1
7998 | 0 | 0.075236 | 1 | 0 | 0 | 1 | 0 | 0.075236 | 1
7999 | 0 | 0.070304 | 1 | 0 | 0 | 1 | 0 | 0.070304 | 1
8000 | 0 | 0.096498 | 1 | 0 | 0 | 1 | 0 | 0.096498 | 1
8001 | 0 | 0.066299 | 1 | 0 | 0 | 1 | 0 | 0.066299 | 1
8002 | 0.049247 | 0.054451 | 1 | 0 | 0 | 1 | 0.049247 | 0.054451 | 1
8003 | 0.08169 | 0.06007 | 1 | 0 | 0 | 1 | 0.08169 | 0.06007 | 1
8004 | 0.11026 | 0.076593 | 1 | 0 | 0 | 1 | 0.11026 | 0.076593 | 1
8005 | 0.11558 | 0.078858 | 1 | 0 | 0 | 1 | 0.11558 | 0.078858 | 1
8006 | 0.064052 | 0.06314 | 1 | 0 | 0 | 1 | 0.064052 | 0.06314 | 1
8007 | 0.03551 | 0.051686 | 1 | 0 | 0 | 1 | 0.03551 | 0.051686 | 1
8008 | 0 | 0.043832 | 1 | 0 | 0 | 1 | 0 | 0.043832 | 1
8009 | 0 | 0.028318 | 1 | 0 | 0 | 1 | 0 | 0.028318 | 1
8010 | 0 | 0.027534 | 1 | 0 | 0 | 1 | 0 | 0.027534 | 1
8011 | 0 | 0.03307 | 1 | 0 | 0 | 1 | 0 | 0.03307 | 1
8012 | 0 | 0.022044 | 1 | 0 | 0 | 1 | 0 | 0.022044 | 1
8013 | 0 | 0.030897 | 1 | 0 | 0 | 1 | 0 | 0.030897 | 1
8014 | 0 | 0.040915 | 1 | 0 | 0 | 1 | 0 | 0.040915 | 1
8015 | 0 | 0.037147 | 1 | 0 | 0 | 1 | 0 | 0.037147 | 1
8016 | 0 | 0.061595 | 1 | 0 | 0 | 1 | 0 | 0.061595 | 1
8017 | 0 | 0.083139 | 1 | 0 | 0 | 1 | 0 | 0.083139 | 1
8018 | 0 | 0.050242 | 1 | 0 | 0 | 1 | 0 | 0.050242 | 1
8019 | 0 | 0.05058 | 1 | 0 | 0 | 1 | 0 | 0.05058 | 1
8020 | 0 | 0.058575 | 1 | 0 | 0 | 1 | 0 | 0.058575 | 1
8021 | 0 | 0.05451 | 1 | 0 | 0 | 1 | 0 | 0.05451 | 1
8022 | 0 | 0.052326 | 1 | 0 | 0 | 1 | 0 | 0.052326 | 1
8023 | 0 | 0.054439 | 1 | 0 | 0 | 1 | 0 | 0.054439 | 1
8024 | 0 | 0.050242 | 1 | 0 | 0 | 1 | 0 | 0.050242 | 1
8025 | 0 | 0.042481 | 1 | 0 | 0 | 1 | 0 | 0.042481 | 1
8026 | 0 | 0.056034 | 1 | 0 | 0 | 1 | 0 | 0.056034 | 1
8027 | 0.008721 | 0.064883 | 1 | 0 | 0 | 1 | 0.008721 | 0.064883 | 1
8028 | 0.078909 | 0.073747 | 1 | 0 | 0 | 1 | 0.078909 | 0.073747 | 1
8029 | 0.091845 | 0.068368 | 1 | 0 | 0 | 1 | 0.091845 | 0.068368 | 1
8030 | 0.049491 | 0.058695 | 1 | 0 | 0 | 1 | 0.049491 | 0.058695 | 1
8031 | 0.0040451 | 0.046851 | 1 | 0 | 0 | 1 | 0.0040451 | 0.046851 | 1
8032 | 0 | 0.040532 | 1 | 0 | 0 | 1 | 0 | 0.040532 | 1
8033 | 0 | 0.024083 | 1 | 0 | 0 | 1 | 0 | 0.024083 | 1
8034 | 0 | 0.026689 | 1 | 0 | 0 | 1 | 0 | 0.026689 | 1
8035 | 0 | 0.040871 | 1 | 0 | 0 | 1 | 0 | 0.040871 | 1
8036 | 0 | 0.014052 | 1 | 0 | 0 | 1 | 0 | 0.014052 | 1
8037 | 0 | 0.0088785 | 1 | 0 | 0 | 1 | 0 | 0.0088785 | 1
8038 | 0 | 0.016127 | 1 | 0 | 0 | 1 | 0 | 0.016127 | 1
8039 | 0 | 0 | 1 | 0 | 0 | 1 | 0 | 0 | 1
8040 | 0 | 0.017745 | 1 | 0 | 0 | 1 | 0 | 0.017745 | 1
8041 | 0 | 0.060151 | 1 | 0 | 0 | 1 | 0 | 0.060151 | 1
8042 | 0 | 0.0078551 | 1 | 0 | 0 | 1 | 0 | 0.0078551 | 1
8043 | 0 | 0 | 1 | 0 | 0 | 1 | 0 | 0 | 1
8044 | 0 | 0.00019364 | 1 | 0 | 0 | 1 | 0 | 0.00019364 | 1
8045 | 0 | 0 | 1 | 0 | 0 | 1 | 0 | 0 | 1
8046 | 0 | 0 | 1 | 0 | 0 | 1 | 0 | 0 | 1
8047 | 0 | 0 | 1 | 0 | 0 | 1 | 0 | 0 | 1
8048 | 0 | 0 | 1 | 0 | 0 | 1 | 0 | 0 | 1
8049 | 0 | 0.0092978 | 1 | 0 | 0 | 1 | 0 | 0.0092978 | 1
8050 | 0 | 0.015567 | 1 | 0 | 0 | 1 | 0 | 0.015567 | 1
8051 | 0 | 0.035826 | 1 | 0 | 0 | 1 | 0 | 0.035826 | 1
8052 | 0.033216 | 0.051009 | 1 | 0 | 0 | 1 | 0.033216 | 0.051009 | 1
8053 | 0.085834 | 0.037515 | 1 | 0 | 0 | 1 | 0.085834 | 0.037515 | 1
8054 | 0.06812 | 0.038182 | 1 | 0 | 0 | 1 | 0.06812 | 0.038182 | 1
8055 | 0 | 0.01898 | 1 | 0 | 0 | 1 | 0 | 0.01898 | 1
8056 | 0 | 0.027122 | 1 | 0 | 0 | 1 | 0 | 0.027122 | 1
8057 | 0 | 0.00052381 | 1 | 0 | 0 | 1 | 0 | 0.00052381 | 1
8058 | 0 | 0 | 1 | 0 | 0 | 1 | 0 | 0 | 1
8059 | 0 | 0 | 1 | 0 | 0 | 1 | 0 | 0 | 1
8060 | 0 | 0 | 1 | 0 | 0 | 1 | 0 | 0 | 1
8061 | 0 | 0 | 1 | 0 | 0 | 1 | 0 | 0 | 1
8062 | 0 | 0 | 1 | 0 | 0 | 1 | 0 | 0 | 1
8063 | 0 | 0 | 1 | 0 | 0 | 1 | 0 | 0 | 1
8064 | 0 | 0 | 1 | 0 | 0 | 1 | 0 | 0 | 1
8065 | 0 | 0.020728 | 1 | 0 | 0 | 1 | 0 | 0.020728 | 1
8066 | 0 | 0 | 1 | 0 | 0 | 1 | 0 | 0 | 1
8067 | 0 | 0 | 1 | 0 | 0 | 1 | 0 | 0 | 1
8068 | 0 | 0 | 1 | 0 | 0 | 1 | 0 | 0 | 1
8069 | 0 | 0 | 1 | 0 | 0 | 1 | 0 | 0 | 1
8070 | 0 | 0 | 1 | 0 | 0 | 1 | 0 | 0 | 1
8071 | 0 | 0 | 1 | 0 | 0 | 1 | 0 | 0 | 1
8072 | 0 | 0 | 1 | 0 | 0 | 1 | 0 | 0 | 1
8073 | 0 | 0 | 1 | 0 | 0 | 1 | 0 | 0 | 1
8074 | 0.027787 | 0 | 1 | 0 | 0 | 1 | 0.027787 | 0 | 1
8075 | 0.074998 | 0.018397 | 1 | 0 | 0 | 1 | 0.074998 | 0.018397 | 1
8076 | 0.053348 | 0.016031 | 1 | 0 | 0 | 1 | 0.053348 | 0.016031 | 1
8077 | 0.13063 | 0.0056099 | 1 | 0 | 0 | 1 | 0.13063 | 0.0056099 | 1
8078 | 0.090391 | 0.01108 | 1 | 0 | 0 | 1 | 0.090391 | 0.01108 | 1
8079 | 0.0060272 | 0.0079229 | 1 | 0 | 0 | 1 | 0.0060272 | 0.0079229 | 1
8080 | 0 | 0.0090655 | 1 | 0 | 0 | 1 | 0 | 0.0090655 | 1
8081 | 0 | 0 | 1 | 0 | 0 | 1 | 0 | 0 | 1
8082 | 0 | 0 | 1 | 0 | 0 | 1 | 0 | 0 | 1
8083 | 0 | 0 | 1 | 0 | 0 | 1 | 0 | 0 | 1
8084 | 0 | 0 | 1 | 0 | 0 | 1 | 0 | 0 | 1
8085 | 0 | 0 | 1 | 0 | 0 | 1 | 0 | 0 | 1
8086 | 0 | 0 | 1 | 0 | 0 | 1 | 0 | 0 | 1
8087 | 0 | 0 | 1 | 0 | 0 | 1 | 0 | 0 | 1
8088 | 0 | 0 | 1 | 0 | 0 | 1 | 0 | 0 | 1
8089 | 0 | 0 | 1 | 0 | 0 | 1 | 0 | 0 | 1
8090 | 0 | 0 | 1 | 0 | 0 | 1 | 0 | 0 | 1
8091 | 0 | 0 | 1 | 0 | 0 | 1 | 0 | 0 | 1
8092 | 0 | 0 | 1 | 0 | 0 | 1 | 0 | 0 | 1
8093 | 0 | 0 | 1 | 0 | 0 | 1 | 0 | 0 | 1
8094 | 0 | 0 | 1 | 0 | 0 | 1 | 0 | 0 | 1
8095 | 0 | 0 | 1 | 0 | 0 | 1 | 0 | 0 | 1
8096 | 0 | 0 | 1 | 0 | 0 | 1 | 0 | 0 | 1
8097 | 0 | 0 | 1 | 0 | 0 | 1 | 0 | 0 | 1
8098 | 0.12554 | 0 | 1 | 0 | 0 | 1 | 0.12554 | 0 | 1
8099 | 0.18343 | 0 | 1 | 0 | 0 | 1 | 0.18343 | 0 | 1
8100 | 0.11031 | 0 | 1 | 0 | 0 | 1 | 0.11031 | 0 | 1
8101 | 0.15003 | 0 | 1 | 0 | 0 | 1 | 0.15003 | 0 | 1
8102 | 0.10662 | 0 | 1 | 0 | 0 | 1 | 0.10662 | 0 | 1
8103 | 0.020824 | 0 | 1 | 0 | 0 | 1 | 0.020824 | 0 | 1
8104 | 0 | 0 | 1 | 0 | 0 | 1 | 0 | 0 | 1
8105 | 0 | 0 | 1 | 0 | 0 | 1 | 0 | 0 | 1
8106 | 0 | 0 | 1 | 0 | 0 | 1 | 0 | 0 | 1
8107 | 0 | 0 | 1 | 0 | 0 | 1 | 0 | 0 | 1
8108 | 0 | 0 | 1 | 0 | 0 | 1 | 0 | 0 | 1
8109 | 0 | 0 | 1 | 0 | 0 | 1 | 0 | 0 | 1
8110 | 0 | 0 | 1 | 0 | 0 | 1 | 0 | 0 | 1
8111 | 0 | 0 | 1 | 0 | 0 | 1 | 0 | 0 | 1
8112 | 0 | 0 | 1 | 0 | 0 | 1 | 0 | 0 | 1
8113 | 0 | 0 | 1 | 0 | 0 | 1 | 0 | 0 | 1
8114 | 0 | 0 | 1 | 0 | 0 | 1 | 0 | 0 | 1
8115 | 0 | 0 | 1 | 0 | 0 | 1 | 0 | 0 | 1
8116 | 0 | 0 | 1 | 0 | 0 | 1 | 0 | 0 | 1
8117 | 0 | 0 | 1 | 0 | 0 | 1 | 0 | 0 | 1
8118 | 0 | 0 | 1 | 0 | 0 | 1 | 0 | 0 | 1
8119 | 0 | 0 | 1 | 0 | 0 | 1 | 0 | 0 | 1
8120 | 0 | 0 | 1 | 0 | 0 | 1 | 0 | 0 | 1
8121 | 0.011844 | 0 | 1 | 0 | 0 | 1 | 0.011844 | 0 | 1
8122 | 0.13262 | 0 | 1 | 0 | 0 | 1 | 0.13262 | 0 | 1
8123 | 0.20815 | 0 | 1 | 0 | 0 | 1 | 0.20815 | 0 | 1
8124 | 0.14087 | 0 | 1 | 0 | 0 | 1 | 0.14087 | 0 | 1
8125 | 0.16334 | 0 | 1 | 0 | 0 | 1 | 0.16334 | 0 | 1
8126 | 0.10387 | 0 | 1 | 0 | 0 | 1 | 0.10387 | 0 | 1
8127 | 0.0088716 | 0.0034702 | 1 | 0 | 0 | 1 | 0.0088716 | 0.0034702 | 1
8128 | 0 | 0.0015967 | 1 | 0 | 0 | 1 | 0 | 0.0015967 | 1
8129 | 0 | 0.0053742 | 1 | 0 | 0 | 1 | 0 | 0.0053742 | 1
8130 | 0 | 0.0014427 | 1 | 0 | 0 | 1 | 0 | 0.0014427 | 1
8131 | 0 | 0 | 1 | 0 | 0 | 1 | 0 | 0 | 1
8132 | 0 | 0 | 1 | 0 | 0 | 1 | 0 | 0 | 1
8133 | 0 | 0 | 1 | 0 | 0 | 1 | 0 | 0 | 1
8134 | 0 | 0 | 1 | 0 | 0 | 1 | 0 | 0 | 1
8135 | 0 | 0 | 1 | 0 | 0 | 1 | 0 | 0 | 1
8136 | 0 | 0 | 1 | 0 | 0 | 1 | 0 | 0 | 1
8137 | 0 | 0 | 1 | 0 | 0 | 1 | 0 | 0 | 1
8138 | 0 | 0 | 1 | 0 | 0 | 1 | 0 | 0 | 1
8139 | 0 | 0 | 1 | 0 | 0 | 1 | 0 | 0 | 1
8140 | 0 | 0 | 1 | 0 | 0 | 1 | 0 | 0 | 1
8141 | 0 | 0 | 1 | 0 | 0 | 1 | 0 | 0 | 1
8142 | 0 | 0 | 1 | 0 | 0 | 1 | 0 | 0 | 1
8143 | 0 | 0 | 1 | 0 | 0 | 1 | 0 | 0 | 1
8144 | 0 | 0 | 1 | 0 | 0 | 1 | 0 | 0 | 1
8145 | 0.058206 | 0 | 1 | 0 | 0 | 1 | 0.058206 | 0 | 1
8146 | 0.22268 | 0 | 1 | 0 | 0 | 1 | 0.22268 | 0 | 1
8147 | 0.35269 | 0 | 1 | 0 | 0 | 1 | 0.35269 | 0 | 1
8148 | 0.25258 | 0 | 1 | 0 | 0 | 1 | 0.25258 | 0 | 1
8149 | 0.23633 | 0 | 1 | 0 | 0 | 1 | 0.23633 | 0 | 1
8150 | 0.16982 | 0 | 1 | 0 | 0 | 1 | 0.16982 | 0 | 1
8151 | 0.071612 | 0 | 1 | 0 | 0 | 1 | 0.071612 | 0 | 1
8152 | 0.0030664 | 0 | 1 | 0 | 0 | 1 | 0.0030664 | 0 | 1
8153 | 0 | 0 | 1 | 0 | 0 | 1 | 0 | 0 | 1
8154 | 0 | 0 | 1 | 0 | 0 | 1 | 0 | 0 | 1
8155 | 0 | 0 | 1 | 0 | 0 | 1 | 0 | 0 | 1
8156 | 0 | 0 | 1 | 0 | 0 | 1 | 0 | 0 | 1
8157 | 0 | 0 | 1 | 0 | 0 | 1 | 0 | 0 | 1
8158 | 0 | 0 | 1 | 0 | 0 | 1 | 0 | 0 | 1
8159 | 0 | 0 | 1 | 0 | 0 | 1 | 0 | 0 | 1
8160 | 0 | 0 | 1 | 0 | 0 | 1 | 0 | 0 | 1
8161 | 0 | 0 | 1 | 0 | 0 | 1 | 0 | 0 | 1
8162 | 0 | 0 | 1 | 0 | 0 | 1 | 0 | 0 | 1
8163 | 0 | 0 | 1 | 0 | 0 | 1 | 0 | 0 | 1
8164 | 0 | 0 | 1 | 0 | 0 | 1 | 0 | 0 | 1
8165 | 0 | 0 | 1 | 0 | 0 | 1 | 0 | 0 | 1
8166 | 0 | 0 | 1 | 0 | 0 | 1 | 0 | 0 | 1
8167 | 0 | 0 | 1 | 0 | 0 | 1 | 0 | 0 | 1
8168 | 0 | 0 | 1 | 0 | 0 | 1 | 0 | 0 | 1
8169 | 0 | 0 | 1 | 0 | 0 | 1 | 0 | 0 | 1
8170 | 0.11637 | 0 | 1 | 0 | 0 | 1 | 0.11637 | 0 | 1
8171 | 0.22456 | 0 | 1 | 0 | 0 | 1 | 0.22456 | 0 | 1
8172 | 0.1544 | 0 | 1 | 0 | 0 | 1 | 0.1544 | 0 | 1
8173 | 0.22696 | 0 | 1 | 0 | 0 | 1 | 0.22696 | 0 | 1
8174 | 0.1439 | 0 | 1 | 0 | 0 | 1 | 0.1439 | 0 | 1
8175 | 0.081024 | 0 | 1 | 0 | 0 | 1 | 0.081024 | 0 | 1
8176 | 0 | 0 | 1 | 0 | 0 | 1 | 0 | 0 | 1
8177 | 0 | 0 | 1 | 0 | 0 | 1 | 0 | 0 | 1
8178 | 0 | 0 | 1 | 0 | 0 | 1 | 0 | 0 | 1
8179 | 0 | 0 | 1 | 0 | 0 | 1 | 0 | 0 | 1
8180 | 0 | 0 | 1 | 0 | 0 | 1 | 0 | 0 | 1
8181 | 0 | 0 | 1 | 0 | 0 | 1 | 0 | 0 | 1
8182 | 0 | 0 | 1 | 0 | 0 | 1 | 0 | 0 | 1
8183 | 0 | 0 | 1 | 0 | 0 | 1 | 0 | 0 | 1
8184 | 0 | 0 | 1 | 0 | 0 | 1 | 0 | 0 | 1
8185 | 0 | 0 | 1 | 0 | 0 | 1 | 0 | 0 | 1
8186 | 0 | 0 | 1 | 0 | 0 | 1 | 0 | 0 | 1
8187 | 0 | 0 | 1 | 0 | 0 | 1 | 0 | 0 | 1
8188 | 0 | 0 | 1 | 0 | 0 | 1 | 0 | 0 | 1
8189 | 0 | 0 | 1 | 0 | 0 | 1 | 0 | 0 | 1
8190 | 0 | 0 | 1 | 0 | 0 | 1 | 0 | 0 | 1
8191 | 0 | 0 | 1 | 0 | 0 | 1 | 0 | 0 | 1
8192 | 0 | 0 | 1 | 0 | 0 | 1 | 0 | 0 | 1
8193 | 0 | 0 | 1 | 0 | 0 | 1 | 0 | 0 | 1
8194 | 0.069002 | 0 | 1 | 0 | 0 | 1 | 0.069002 | 0 | 1
8195 | 0.17015 | 0 | 1 | 0 | 0 | 1 | 0.17015 | 0 | 1
8196 | 0.14306 | 0 | 1 | 0 | 0 | 1 | 0.14306 | 0 | 1
8197 | 0.19879 | 0 | 1 | 0 | 0 | 1 | 0.19879 | 0 | 1
8198 | 0.13199 | 0 | 1 | 0 | 0 | 1 | 0.13199 | 0 | 1
8199 | 0.088008 | 0 | 1 | 0 | 0 | 1 | 0.088008 | 0 | 1
8200 | 0 | 0 | 1 | 0 | 0 | 1 | 0 | 0 | 1
8201 | 0 | 0 | 1 | 0 | 0 | 1 | 0 | 0 | 1
8202 | 0 | 0 | 1 | 0 | 0 | 1 | 0 | 0 | 1
8203 | 0 | 0 | 1 | 0 | 0 | 1 | 0 | 0 | 1
8204 | 0 | 0 | 1 | 0 | 0 | 1 | 0 | 0 | 1
8205 | 0 | 0 | 1 | 0 | 0 | 1 | 0 | 0 | 1
8206 | 0 | 0 | 1 | 0 | 0 | 1 | 0 | 0 | 1
8207 | 0 | 0 | 1 | 0 | 0 | 1 | 0 | 0 | 1
8208 | 0 | 0 | 1 | 0 | 0 | 1 | 0 | 0 | 1
8209 | 0 | 0 | 1 | 0 | 0 | 1 | 0 | 0 | 1
8210 | 0 | 0 | 1 | 0 | 0 | 1 | 0 | 0 | 1
8211 | 0 | 0 | 1 | 0 | 0 | 1 | 0 | 0 | 1
8212 | 0 | 0 | 1 | 0 | 0 | 1 | 0 | 0 | 1
8213 | 0 | 0 | 1 | 0 | 0 | 1 | 0 | 0 | 1
8214 | 0 | 0 | 1 | 0 | 0 | 1 | 0 | 0 | 1
8215 | 0 | 0 | 1 | 0 | 0 | 1 | 0 | 0 | 1
8216 | 0 | 0 | 1 | 0 | 0 | 1 | 0 | 0 | 1
8217 | 0 | 0 | 1 | 0 | 0 | 1 | 0 | 0 | 1
8218 | 0.052082 | 0 | 1 | 0 | 0 | 1 | 0.052082 | 0 | 1
8219 | 0.14905 | 0 | 1 | 0 | 0 | 1 | 0.14905 | 0 | 1
8220 | 0.15163 | 0 | 1 | 0 | 0 | 1 | 0.15163 | 0 | 1
8221 | 0.14745 | 0 | 1 | 0 | 0 | 1 | 0.14745 | 0 | 1
8222 | 0.10356 | 0 | 1 | 0 | 0 | 1 | 0.10356 | 0 | 1
8223 | 0.063517 | 0 | 1 | 0 | 0 | 1 | 0.063517 | 0 | 1
8224 | 0 | 0 | 1 | 0 | 0 | 1 | 0 | 0 | 1
8225 | 0 | 0 | 1 | 0 | 0 | 1 | 0 | 0 | 1
8226 | 0 | 0 | 1 | 0 | 0 | 1 | 0 | 0 | 1
8227 | 0 | 0 | 1 | 0 | 0 | 1 | 0 | 0 | 1
8228 | 0 | 0 | 1 | 0 | 0 | 1 | 0 | 0 | 1
8229 | 0 | 0 | 1 | 0 | 0 | 1 | 0 | 0 | 1
8230 | 0 | 0 | 1 | 0 | 0 | 1 | 0 | 0 | 1
8231 | 0 | 0 | 1 | 0 | 0 | 1 | 0 | 0 | 1
8232 | 0 | 0 | 1 | 0 | 0 | 1 | 0 | 0 | 1
8233 | 0 | 0 | 1 | 0 | 0 | 1 | 0 | 0 | 1
8234 | 0 | 0 | 1 | 0 | 0 | 1 | 0 | 0 | 1
8235 | 0 | 0 | 1 | 0 | 0 | 1 | 0 | 0 | 1
8236 | 0 | 0 | 1 | 0 | 0 | 1 | 0 | 0 | 1
8237 | 0 | 0 | 1 | 0 | 0 | 1 | 0 | 0 | 1
8238 | 0 | 0 | 1 | 0 | 0 | 1 | 0 | 0 | 1
8239 | 0 | 0 | 1 | 0 | 0 | 1 | 0 | 0 | 1
8240 | 0 | 0 | 1 | 0 | 0 | 1 | 0 | 0 | 1
8241 | 0 | 0 | 1 | 0 | 0 | 1 | 0 | 0 | 1
8242 | 0.14206 | 0 | 1 | 0 | 0 | 1 | 0.14206 | 0 | 1
8243 | 0.27573 | 0 | 1 | 0 | 0 | 1 | 0.27573 | 0 | 1
8244 | 0.28445 | 0 | 1 | 0 | 0 | 1 | 0.28445 | 0 | 1
8245 | 0.20639 | 0 | 1 | 0 | 0 | 1 | 0.20639 | 0 | 1
8246 | 0.19955 | 0 | 1 | 0 | 0 | 1 | 0.19955 | 0 | 1
8247 | 0.14404 | 0 | 1 | 0 | 0 | 1 | 0.14404 | 0 | 1
8248 | 0.010317 | 0 | 1 | 0 | 0 | 1 | 0.010317 | 0 | 1
8249 | 0 | 0 | 1 | 0 | 0 | 1 | 0 | 0 | 1
8250 | 0 | 0 | 1 | 0 | 0 | 1 | 0 | 0 | 1
8251 | 0 | 0 | 1 | 0 | 0 | 1 | 0 | 0 | 1
8252 | 0 | 0 | 1 | 0 | 0 | 1 | 0 | 0 | 1
8253 | 0 | 0 | 1 | 0 | 0 | 1 | 0 | 0 | 1
8254 | 0 | 0 | 1 | 0 | 0 | 1 | 0 | 0 | 1
8255 | 0 | 0 | 1 | 0 | 0 | 1 | 0 | 0 | 1
8256 | 0 | 0 | 1 | 0 | 0 | 1 | 0 | 0 | 1
8257 | 0 | 0 | 1 | 0 | 0 | 1 | 0 | 0 | 1
8258 | 0 | 0 | 1 | 0 | 0 | 1 | 0 | 0 | 1
8259 | 0 | 0 | 1 | 0 | 0 | 1 | 0 | 0 | 1
8260 | 0 | 0 | 1 | 0 | 0 | 1 | 0 | 0 | 1
8261 | 0 | 0 | 1 | 0 | 0 | 1 | 0 | 0 | 1
8262 | 0 | 0 | 1 | 0 | 0 | 1 | 0 | 0 | 1
8263 | 0 | 0 | 1 | 0 | 0 | 1 | 0 | 0 | 1
8264 | 0 | 0 | 1 | 0 | 0 | 1 | 0 | 0 | 1
8265 | 0.00050924 | 0 | 1 | 0 | 0 | 1 | 0.00050924 | 0 | 1
8266 | 0.11016 | 0 | 1 | 0 | 0 | 1 | 0.11016 | 0 | 1
8267 | 0.23914 | 0 | 1 | 0 | 0 | 1 | 0.23914 | 0 | 1
8268 | 0.21334 | 0 | 1 | 0 | 0 | 1 | 0.21334 | 0 | 1
8269 | 0.11408 | 0 | 1 | 0 | 0 | 1 | 0.11408 | 0 | 1
8270 | 0.18601 | 0 | 1 | 0 | 0 | 1 | 0.18601 | 0 | 1
8271 | 0.14364 | 0 | 1 | 0 | 0 | 1 | 0.14364 | 0 | 1
8272 | 0.06772 | 0 | 1 | 0 | 0 | 1 | 0.06772 | 0 | 1
8273 | 0 | 0 | 1 | 0 | 0 | 1 | 0 | 0 | 1
8274 | 0 | 0 | 1 | 0 | 0 | 1 | 0 | 0 | 1
8275 | 0 | 0 | 1 | 0 | 0 | 1 | 0 | 0 | 1
8276 | 0 | 0 | 1 | 0 | 0 | 1 | 0 | 0 | 1
8277 | 0 | 0 | 1 | 0 | 0 | 1 | 0 | 0 | 1
8278 | 0 | 0 | 1 | 0 | 0 | 1 | 0 | 0 | 1
8279 | 0 | 0 | 1 | 0 | 0 | 1 | 0 | 0 | 1
8280 | 0 | 0 | 1 | 0 | 0 | 1 | 0 | 0 | 1
8281 | 0 | 0 | 1 | 0 | 0 | 1 | 0 | 0 | 1
8282 | 0 | 0 | 1 | 0 | 0 | 1 | 0 | 0 | 1
8283 | 0 | 0 | 1 | 0 | 0 | 1 | 0 | 0 | 1
8284 | 0 | 0 | 1 | 0 | 0 | 1 | 0 | 0 | 1
8285 | 0 | 0 | 1 | 0 | 0 | 1 | 0 | 0 | 1
8286 | 0 | 0 | 1 | 0 | 0 | 1 | 0 | 0 | 1
8287 | 0 | 0 | 1 | 0 | 0 | 1 | 0 | 0 | 1
8288 | 0 | 0 | 1 | 0 | 0 | 1 | 0 | 0 | 1
8289 | 0.0079127 | 0 | 1 | 0 | 0 | 1 | 0.0079127 | 0 | 1
8290 | 0.092097 | 0 | 1 | 0 | 0 | 1 | 0.092097 | 0 | 1
8291 | 0.18148 | 0 | 1 | 0 | 0 | 1 | 0.18148 | 0 | 1
8292 | 0.21478 | 0 | 1 | 0 | 0 | 1 | 0.21478 | 0 | 1
8293 | 0.14462 | 0 | 1 | 0 | 0 | 1 | 0.14462 | 0 | 1
8294 | 0.24266 | 0 | 1 | 0 | 0 | 1 | 0.24266 | 0 | 1
8295 | 0.2197 | 0 | 1 | 0 | 0 | 1 | 0.2197 | 0 | 1
8296 | 0.16869 | 0 | 1 | 0 | 0 | 1 | 0.16869 | 0 | 1
8297 | 0 | 0 | 1 | 0 | 0 | 1 | 0 | 0 | 1
8298 | 0 | 0 | 1 | 0 | 0 | 1 | 0 | 0 | 1
8299 | 0 | 0 | 1 | 0 | 0 | 1 | 0 | 0 | 1
8300 | 0 | 0 | 1 | 0 | 0 | 1 | 0 | 0 | 1
8301 | 0 | 0 | 1 | 0 | 0 | 1 | 0 | 0 | 1
8302 | 0 | 0 | 1 | 0 | 0 | 1 | 0 | 0 | 1
8303 | 0 | 0 | 1 | 0 | 0 | 1 | 0 | 0 | 1
8304 | 0 | 0 | 1 | 0 | 0 | 1 | 0 | 0 | 1
8305 | 0 | 0 | 1 | 0 | 0 | 1 | 0 | 0 | 1
8306 | 0 | 0 | 1 | 0 | 0 | 1 | 0 | 0 | 1
8307 | 0 | 0 | 1 | 0 | 0 | 1 | 0 | 0 | 1
8308 | 0 | 0 | 1 | 0 | 0 | 1 | 0 | 0 | 1
8309 | 0 | 0 | 1 | 0 | 0 | 1 | 0 | 0 | 1
8310 | 0 | 0 | 1 | 0 | 0 | 1 | 0 | 0 | 1
8311 | 0 | 0 | 1 | 0 | 0 | 1 | 0 | 0 | 1
8312 | 0 | 0 | 1 | 0 | 0 | 1 | 0 | 0 | 1
8313 | 0.020695 | 0 | 1 | 0 | 0 | 1 | 0.020695 | 0 | 1
8314 | 0.10768 | 0 | 1 | 0 | 0 | 1 | 0.10768 | 0 | 1
8315 | 0.16493 | 0 | 1 | 0 | 0 | 1 | 0.16493 | 0 | 1
8316 | 0.21197 | 0 | 1 | 0 | 0 | 1 | 0.21197 | 0 | 1
8317 | 0.15352 | 0 | 1 | 0 | 0 | 1 | 0.15352 | 0 | 1
8318 | 0.23514 | 0 | 1 | 0 | 0 | 1 | 0.23514 | 0 | 1
8319 | 0.15888 | 0 | 1 | 0 | 0 | 1 | 0.15888 | 0 | 1
8320 | 0.092373 | 0 | 1 | 0 | 0 | 1 | 0.092373 | 0 | 1
8321 | 0.029944 | 0 | 1 | 0 | 0 | 1 | 0.029944 | 0 | 1
8322 | 0 | 0 | 1 | 0 | 0 | 1 | 0 | 0 | 1
8323 | 0 | 0 | 1 | 0 | 0 | 1 | 0 | 0 | 1
8324 | 0 | 0 | 1 | 0 | 0 | 1 | 0 | 0 | 1
8325 | 0 | 0 | 1 | 0 | 0 | 1 | 0 | 0 | 1
8326 | 0 | 0 | 1 | 0 | 0 | 1 | 0 | 0 | 1
8327 | 0 | 0 | 1 | 0 | 0 | 1 | 0 | 0 | 1
8328 | 0 | 0 | 1 | 0 | 0 | 1 | 0 | 0 | 1
8329 | 0 | 0 | 1 | 0 | 0 | 1 | 0 | 0 | 1
8330 | 0 | 0 | 1 | 0 | 0 | 1 | 0 | 0 | 1
8331 | 0 | 0 | 1 | 0 | 0 | 1 | 0 | 0 | 1
8332 | 0 | 0 | 1 | 0 | 0 | 1 | 0 | 0 | 1
8333 | 0 | 0 | 1 | 0 | 0 | 1 | 0 | 0 | 1
8334 | 0 | 0 | 1 | 0 | 0 | 1 | 0 | 0 | 1
8335 | 0 | 0 | 1 | 0 | 0 | 1 | 0 | 0 | 1
8336 | 0 | 0 | 1 | 0 | 0 | 1 | 0 | 0 | 1
8337 | 0.019042 | 0 | 1 | 0 | 0 | 1 | 0.019042 | 0 | 1
8338 | 0.14392 | 0 | 1 | 0 | 0 | 1 | 0.14392 | 0 | 1
8339 | 0.19279 | 0.0070039 | 1 | 0 | 0 | 1 | 0.19279 | 0.0070039 | 1
8340 | 0.26124 | 0.0046419 | 1 | 0 | 0 | 1 | 0.26124 | 0.0046419 | 1
8341 | 0.27018 | 0.036324 | 1 | 0 | 0 | 1 | 0.27018 | 0.036324 | 1
8342 | 0.22848 | 0.031748 | 1 | 0 | 0 | 1 | 0.22848 | 0.031748 | 1
8343 | 0.17002 | 0.052687 | 1 | 0 | 0 | 1 | 0.17002 | 0.052687 | 1
8344 | 0.053908 | 0.041787 | 1 | 0 | 0 | 1 | 0.053908 | 0.041787 | 1
8345 | 0.02118 | 0.033944 | 1 | 0 | 0 | 1 | 0.02118 | 0.033944 | 1
8346 | 0 | 0.014032 | 1 | 0 | 0 | 1 | 0 | 0.014032 | 1
8347 | 0 | 0.016469 | 1 | 0 | 0 | 1 | 0 | 0.016469 | 1
8348 | 0 | 0.022863 | 1 | 0 | 0 | 1 | 0 | 0.022863 | 1
8349 | 0 | 0.027996 | 1 | 0 | 0 | 1 | 0 | 0.027996 | 1
8350 | 0 | 0.033941 | 1 | 0 | 0 | 1 | 0 | 0.033941 | 1
8351 | 0 | 0.01915 | 1 | 0 | 0 | 1 | 0 | 0.01915 | 1
8352 | 0 | 0.017559 | 1 | 0 | 0 | 1 | 0 | 0.017559 | 1
8353 | 0 | 0 | 1 | 0 | 0 | 1 | 0 | 0 | 1
8354 | 0 | 0 | 1 | 0 | 0 | 1 | 0 | 0 | 1
8355 | 0 | 0.0030422 | 1 | 0 | 0 | 1 | 0 | 0.0030422 | 1
8356 | 0 | 0 | 1 | 0 | 0 | 1 | 0 | 0 | 1
8357 | 0 | 0 | 1 | 0 | 0 | 1 | 0 | 0 | 1
8358 | 0 | 0.0022981 | 1 | 0 | 0 | 1 | 0 | 0.0022981 | 1
8359 | 0 | 0 | 1 | 0 | 0 | 1 | 0 | 0 | 1
8360 | 0 | 0 | 1 | 0 | 0 | 1 | 0 | 0 | 1
8361 | 0.016271 | 0 | 1 | 0 | 0 | 1 | 0.016271 | 0 | 1
8362 | 0.16043 | 0 | 1 | 0 | 0 | 1 | 0.16043 | 0 | 1
8363 | 0.26346 | 0.0052672 | 1 | 0 | 0 | 1 | 0.26346 | 0.0052672 | 1
8364 | 0.29378 | 0.01978 | 1 | 0 | 0 | 1 | 0.29378 | 0.01978 | 1
8365 | 0.32502 | 0.047116 | 1 | 0 | 0 | 1 | 0.32502 | 0.047116 | 1
8366 | 0.19495 | 0.046383 | 1 | 0 | 0 | 1 | 0.19495 | 0.046383 | 1
8367 | 0.20916 | 0.062495 | 1 | 0 | 0 | 1 | 0.20916 | 0.062495 | 1
8368 | 0.056275 | 0.04807 | 1 | 0 | 0 | 1 | 0.056275 | 0.04807 | 1
8369 | 0.0033762 | 0.03644 | 1 | 0 | 0 | 1 | 0.0033762 | 0.03644 | 1
8370 | 0 | 0.010713 | 1 | 0 | 0 | 1 | 0 | 0.010713 | 1
8371 | 0 | 0.016932 | 1 | 0 | 0 | 1 | 0 | 0.016932 | 1
8372 | 0 | 0.011084 | 1 | 0 | 0 | 1 | 0 | 0.011084 | 1
8373 | 0 | 0.0011884 | 1 | 0 | 0 | 1 | 0 | 0.0011884 | 1
8374 | 0 | 0 | 1 | 0 | 0 | 1 | 0 | 0 | 1
8375 | 0 | 0 | 1 | 0 | 0 | 1 | 0 | 0 | 1
8376 | 0 | 0 | 1 | 0 | 0 | 1 | 0 | 0 | 1
8377 | 0 | 0.0019125 | 1 | 0 | 0 | 1 | 0 | 0.0019125 | 1
8378 | 0 | 0 | 1 | 0 | 0 | 1 | 0 | 0 | 1
8379 | 0 | 0 | 1 | 0 | 0 | 1 | 0 | 0 | 1
8380 | 0 | 0 | 1 | 0 | 0 | 1 | 0 | 0 | 1
8381 | 0 | 0 | 1 | 0 | 0 | 1 | 0 | 0 | 1
8382 | 0 | 0 | 1 | 0 | 0 | 1 | 0 | 0 | 1
8383 | 0 | 0 | 1 | 0 | 0 | 1 | 0 | 0 | 1
8384 | 0 | 0 | 1 | 0 | 0 | 1 | 0 | 0 | 1
8385 | 0.014159 | 0 | 1 | 0 | 0 | 1 | 0.014159 | 0 | 1
8386 | 0.14645 | 0 | 1 | 0 | 0 | 1 | 0.14645 | 0 | 1
8387 | 0.27558 | 0 | 1 | 0 | 0 | 1 | 0.27558 | 0 | 1
8388 | 0.31226 | 0 | 1 | 0 | 0 | 1 | 0.31226 | 0 | 1
8389 | 0.31229 | 0.0027784 | 1 | 0 | 0 | 1 | 0.31229 | 0.0027784 | 1
8390 | 0.23041 | 0.026529 | 1 | 0 | 0 | 1 | 0.23041 | 0.026529 | 1
8391 | 0.28256 | 0.0467 | 1 | 0 | 0 | 1 | 0.28256 | 0.0467 | 1
8392 | 0.10783 | 0.029047 | 1 | 0 | 0 | 1 | 0.10783 | 0.029047 | 1
8393 | 0.0019901 | 0.0038416 | 1 | 0 | 0 | 1 | 0.0019901 | 0.0038416 | 1
8394 | 0 | 0 | 1 | 0 | 0 | 1 | 0 | 0 | 1
8395 | 0 | 0 | 1 | 0 | 0 | 1 | 0 | 0 | 1
8396 | 0 | 0 | 1 | 0 | 0 | 1 | 0 | 0 | 1
8397 | 0 | 0 | 1 | 0 | 0 | 1 | 0 | 0 | 1
8398 | 0 | 0 | 1 | 0 | 0 | 1 | 0 | 0 | 1
8399 | 0 | 0 | 1 | 0 | 0 | 1 | 0 | 0 | 1
8400 | 0 | 0 | 1 | 0 | 0 | 1 | 0 | 0 | 1
8401 | 0 | 0 | 1 | 0 | 0 | 1 | 0 | 0 | 1
8402 | 0 | 0 | 1 | 0 | 0 | 1 | 0 | 0 | 1
8403 | 0 | 0 | 1 | 0 | 0 | 1 | 0 | 0 | 1
8404 | 0 | 0 | 1 | 0 | 0 | 1 | 0 | 0 | 1
8405 | 0 | 0 | 1 | 0 | 0 | 1 | 0 | 0 | 1
8406 | 0 | 0 | 1 | 0 | 0 | 1 | 0 | 0 | 1
8407 | 0 | 0 | 1 | 0 | 0 | 1 | 0 | 0 | 1
8408 | 0 | 0 | 1 | 0 | 0 | 1 | 0 | 0 | 1
8409 | 0.050434 | 0 | 1 | 0 | 0 | 1 | 0.050434 | 0 | 1
8410 | 0.21526 | 0 | 1 | 0 | 0 | 1 | 0.21526 | 0 | 1
8411 | 0.29332 | 0 | 1 | 0 | 0 | 1 | 0.29332 | 0 | 1
8412 | 0.29666 | 0 | 1 | 0 | 0 | 1 | 0.29666 | 0 | 1
8413 | 0.26886 | 0 | 1 | 0 | 0 | 1 | 0.26886 | 0 | 1
8414 | 0.24769 | 0.021555 | 1 | 0 | 0 | 1 | 0.24769 | 0.021555 | 1
8415 | 0.25979 | 0.010497 | 1 | 0 | 0 | 1 | 0.25979 | 0.010497 | 1
8416 | 0.10976 | 0 | 1 | 0 | 0 | 1 | 0.10976 | 0 | 1
8417 | 0 | 0 | 1 | 0 | 0 | 1 | 0 | 0 | 1
8418 | 0 | 0 | 1 | 0 | 0 | 1 | 0 | 0 | 1
8419 | 0 | 0 | 1 | 0 | 0 | 1 | 0 | 0 | 1
8420 | 0 | 0 | 1 | 0 | 0 | 1 | 0 | 0 | 1
8421 | 0 | 0 | 1 | 0 | 0 | 1 | 0 | 0 | 1
8422 | 0 | 0 | 1 | 0 | 0 | 1 | 0 | 0 | 1
8423 | 0 | 0 | 1 | 0 | 0 | 1 | 0 | 0 | 1
8424 | 0 | 0 | 1 | 0 | 0 | 1 | 0 | 0 | 1
8425 | 0 | 0 | 1 | 0 | 0 | 1 | 0 | 0 | 1
8426 | 0 | 0 | 1 | 0 | 0 | 1 | 0 | 0 | 1
8427 | 0 | 0 | 1 | 0 | 0 | 1 | 0 | 0 | 1
8428 | 0 | 0 | 1 | 0 | 0 | 1 | 0 | 0 | 1
8429 | 0 | 0 | 1 | 0 | 0 | 1 | 0 | 0 | 1
8430 | 0 | 0 | 1 | 0 | 0 | 1 | 0 | 0 | 1
8431 | 0 | 0 | 1 | 0 | 0 | 1 | 0 | 0 | 1
8432 | 0 | 0 | 1 | 0 | 0 | 1 | 0 | 0 | 1
8433 | 0.016354 | 0 | 1 | 0 | 0 | 1 | 0.016354 | 0 | 1
8434 | 0.12641 | 0 | 1 | 0 | 0 | 1 | 0.12641 | 0 | 1
8435 | 0.20531 | 0 | 1 | 0 | 0 | 1 | 0.20531 | 0 | 1
8436 | 0.19333 | 0 | 1 | 0 | 0 | 1 | 0.19333 | 0 | 1
8437 | 0.15007 | 0 | 1 | 0 | 0 | 1 | 0.15007 | 0 | 1
8438 | 0.15788 | 0.021904 | 1 | 0 | 0 | 1 | 0.15788 | 0.021904 | 1
8439 | 0.11834 | 0.017293 | 1 | 0 | 0 | 1 | 0.11834 | 0.017293 | 1
8440 | 0.028453 | 0 | 1 | 0 | 0 | 1 | 0.028453 | 0 | 1
8441 | 0 | 0.0018156 | 1 | 0 | 0 | 1 | 0 | 0.0018156 | 1
8442 | 0 | 0.00067356 | 1 | 0 | 0 | 1 | 0 | 0.00067356 | 1
8443 | 0 | 0 | 1 | 0 | 0 | 1 | 0 | 0 | 1
8444 | 0 | 0 | 1 | 0 | 0 | 1 | 0 | 0 | 1
8445 | 0 | 0.0038368 | 1 | 0 | 0 | 1 | 0 | 0.0038368 | 1
8446 | 0 | 0 | 1 | 0 | 0 | 1 | 0 | 0 | 1
8447 | 0 | 0 | 1 | 0 | 0 | 1 | 0 | 0 | 1
8448 | 0 | 0 | 1 | 0 | 0 | 1 | 0 | 0 | 1
8449 | 0 | 0 | 1 | 0 | 0 | 1 | 0 | 0 | 1
8450 | 0 | 0 | 1 | 0 | 0 | 1 | 0 | 0 | 1
8451 | 0 | 0 | 1 | 0 | 0 | 1 | 0 | 0 | 1
8452 | 0 | 0 | 1 | 0 | 0 | 1 | 0 | 0 | 1
8453 | 0 | 0 | 1 | 0 | 0 | 1 | 0 | 0 | 1
8454 | 0 | 0 | 1 | 0 | 0 | 1 | 0 | 0 | 1
8455 | 0 | 0 | 1 | 0 | 0 | 1 | 0 | 0 | 1
8456 | 0 | 0 | 1 | 0 | 0 | 1 | 0 | 0 | 1
8457 | 0 | 0 | 1 | 0 | 0 | 1 | 0 | 0 | 1
8458 | 0.052769 | 0 | 1 | 0 | 0 | 1 | 0.052769 | 0 | 1
8459 | 0.10642 | 0 | 1 | 0 | 0 | 1 | 0.10642 | 0 | 1
8460 | 0.14429 | 0.0022023 | 1 | 0 | 0 | 1 | 0.14429 | 0.0022023 | 1
8461 | 0.060509 | 0.032658 | 1 | 0 | 0 | 1 | 0.060509 | 0.032658 | 1
8462 | 0.040297 | 0.050919 | 1 | 0 | 0 | 1 | 0.040297 | 0.050919 | 1
8463 | 0.029943 | 0.043485 | 1 | 0 | 0 | 1 | 0.029943 | 0.043485 | 1
8464 | 0 | 0.023752 | 1 | 0 | 0 | 1 | 0 | 0.023752 | 1
8465 | 0 | 0.030481 | 1 | 0 | 0 | 1 | 0 | 0.030481 | 1
8466 | 0 | 0.038655 | 1 | 0 | 0 | 1 | 0 | 0.038655 | 1
8467 | 0 | 0.023769 | 1 | 0 | 0 | 1 | 0 | 0.023769 | 1
8468 | 0 | 0.042103 | 1 | 0 | 0 | 1 | 0 | 0.042103 | 1
8469 | 0 | 0.058295 | 1 | 0 | 0 | 1 | 0 | 0.058295 | 1
8470 | 0 | 0.033053 | 1 | 0 | 0 | 1 | 0 | 0.033053 | 1
8471 | 0 | 0.010132 | 1 | 0 | 0 | 1 | 0 | 0.010132 | 1
8472 | 0 | 0.015287 | 1 | 0 | 0 | 1 | 0 | 0.015287 | 1
8473 | 0 | 0 | 1 | 0 | 0 | 1 | 0 | 0 | 1
8474 | 0 | 0 | 1 | 0 | 0 | 1 | 0 | 0 | 1
8475 | 0 | 0 | 1 | 0 | 0 | 1 | 0 | 0 | 1
8476 | 0 | 0 | 1 | 0 | 0 | 1 | 0 | 0 | 1
8477 | 0 | 0 | 1 | 0 | 0 | 1 | 0 | 0 | 1
8478 | 0 | 0 | 1 | 0 | 0 | 1 | 0 | 0 | 1
8479 | 0 | 0 | 1 | 0 | 0 | 1 | 0 | 0 | 1
8480 | 0 | 0 | 1 | 0 | 0 | 1 | 0 | 0 | 1
8481 | 0 | 0 | 1 | 0 | 0 | 1 | 0 | 0 | 1
8482 | 0.056622 | 0 | 1 | 0 | 0 | 1 | 0.056622 | 0 | 1
8483 | 0.14993 | 0.0017955 | 1 | 0 | 0 | 1 | 0.14993 | 0.0017955 | 1
8484 | 0.20286 | 0.027004 | 1 | 0 | 0 | 1 | 0.20286 | 0.027004 | 1
8485 | 0.11525 | 0.016601 | 1 | 0 | 0 | 1 | 0.11525 | 0.016601 | 1
8486 | 0.035607 | 0.025026 | 1 | 0 | 0 | 1 | 0.035607 | 0.025026 | 1
8487 | 0.0043581 | 0.026065 | 1 | 0 | 0 | 1 | 0.0043581 | 0.026065 | 1
8488 | 0 | 0.018544 | 1 | 0 | 0 | 1 | 0 | 0.018544 | 1
8489 | 0 | 0.01111 | 1 | 0 | 0 | 1 | 0 | 0.01111 | 1
8490 | 0 | 0.006064 | 1 | 0 | 0 | 1 | 0 | 0.006064 | 1
8491 | 0 | 0 | 1 | 0 | 0 | 1 | 0 | 0 | 1
8492 | 0 | 0.0060654 | 1 | 0 | 0 | 1 | 0 | 0.0060654 | 1
8493 | 0 | 0.036108 | 1 | 0 | 0 | 1 | 0 | 0.036108 | 1
8494 | 0 | 0.025679 | 1 | 0 | 0 | 1 | 0 | 0.025679 | 1
8495 | 0 | 0.005344 | 1 | 0 | 0 | 1 | 0 | 0.005344 | 1
8496 | 0 | 0.010306 | 1 | 0 | 0 | 1 | 0 | 0.010306 | 1
8497 | 0 | 0 | 1 | 0 | 0 | 1 | 0 | 0 | 1
8498 | 0 | 0 | 1 | 0 | 0 | 1 | 0 | 0 | 1
8499 | 0 | 0 | 1 | 0 | 0 | 1 | 0 | 0 | 1
8500 | 0 | 0 | 1 | 0 | 0 | 1 | 0 | 0 | 1
8501 | 0 | 0 | 1 | 0 | 0 | 1 | 0 | 0 | 1
8502 | 0 | 0 | 1 | 0 | 0 | 1 | 0 | 0 | 1
8503 | 0 | 0 | 1 | 0 | 0 | 1 | 0 | 0 | 1
8504 | 0 | 0 | 1 | 0 | 0 | 1 | 0 | 0 | 1
8505 | 0 | 0.011828 | 1 | 0 | 0 | 1 | 0 | 0.011828 | 1
8506 | 0.13157 | 0.0046518 | 1 | 0 | 0 | 1 | 0.13157 | 0.0046518 | 1
8507 | 0.1764 | 0.0149 | 1 | 0 | 0 | 1 | 0.1764 | 0.0149 | 1
8508 | 0.28252 | 0.044742 | 1 | 0 | 0 | 1 | 0.28252 | 0.044742 | 1
8509 | 0.22009 | 0.042897 | 1 | 0 | 0 | 1 | 0.22009 | 0.042897 | 1
8510 | 0.1155 | 0.040093 | 1 | 0 | 0 | 1 | 0.1155 | 0.040093 | 1
8511 | 0.064492 | 0.035878 | 1 | 0 | 0 | 1 | 0.064492 | 0.035878 | 1
8512 | 0 | 0.029088 | 1 | 0 | 0 | 1 | 0 | 0.029088 | 1
8513 | 0 | 0.012851 | 1 | 0 | 0 | 1 | 0 | 0.012851 | 1
8514 | 0 | 0.0075869 | 1 | 0 | 0 | 1 | 0 | 0.0075869 | 1
8515 | 0 | 0 | 1 | 0 | 0 | 1 | 0 | 0 | 1
8516 | 0 | 0.0070981 | 1 | 0 | 0 | 1 | 0 | 0.0070981 | 1
8517 | 0 | 0.026084 | 1 | 0 | 0 | 1 | 0 | 0.026084 | 1
8518 | 0 | 0.024692 | 1 | 0 | 0 | 1 | 0 | 0.024692 | 1
8519 | 0 | 0.030359 | 1 | 0 | 0 | 1 | 0 | 0.030359 | 1
8520 | 0 | 0.02654 | 1 | 0 | 0 | 1 | 0 | 0.02654 | 1
8521 | 0 | 0 | 1 | 0 | 0 | 1 | 0 | 0 | 1
8522 | 0 | 0 | 1 | 0 | 0 | 1 | 0 | 0 | 1
8523 | 0 | 0 | 1 | 0 | 0 | 1 | 0 | 0 | 1
8524 | 0 | 0 | 1 | 0 | 0 | 1 | 0 | 0 | 1
8525 | 0 | 0 | 1 | 0 | 0 | 1 | 0 | 0 | 1
8526 | 0 | 0.0015529 | 1 | 0 | 0 | 1 | 0 | 0.0015529 | 1
8527 | 0 | 0.0095302 | 1 | 0 | 0 | 1 | 0 | 0.0095302 | 1
8528 | 0 | 0.0057889 | 1 | 0 | 0 | 1 | 0 | 0.0057889 | 1
8529 | 0.011928 | 0.010149 | 1 | 0 | 0 | 1 | 0.011928 | 0.010149 | 1
8530 | 0.22695 | 0.0018615 | 1 | 0 | 0 | 1 | 0.22695 | 0.0018615 | 1
8531 | 0.26502 | 0.013588 | 1 | 0 | 0 | 1 | 0.26502 | 0.013588 | 1
8532 | 0.30773 | 0.043653 | 1 | 0 | 0 | 1 | 0.30773 | 0.043653 | 1
8533 | 0.33273 | 0.033457 | 1 | 0 | 0 | 1 | 0.33273 | 0.033457 | 1
8534 | 0.24394 | 0.03697 | 1 | 0 | 0 | 1 | 0.24394 | 0.03697 | 1
8535 | 0.17185 | 0.037017 | 1 | 0 | 0 | 1 | 0.17185 | 0.037017 | 1
8536 | 0.085343 | 0.040892 | 1 | 0 | 0 | 1 | 0.085343 | 0.040892 | 1
8537 | 0.0071547 | 0.036193 | 1 | 0 | 0 | 1 | 0.0071547 | 0.036193 | 1
8538 | 0 | 0.024632 | 1 | 0 | 0 | 1 | 0 | 0.024632 | 1
8539 | 0 | 0 | 1 | 0 | 0 | 1 | 0 | 0 | 1
8540 | 0 | 0.017541 | 1 | 0 | 0 | 1 | 0 | 0.017541 | 1
8541 | 0 | 0.033396 | 1 | 0 | 0 | 1 | 0 | 0.033396 | 1
8542 | 0 | 0.038314 | 1 | 0 | 0 | 1 | 0 | 0.038314 | 1
8543 | 0 | 0.03071 | 1 | 0 | 0 | 1 | 0 | 0.03071 | 1
8544 | 0 | 0.022684 | 1 | 0 | 0 | 1 | 0 | 0.022684 | 1
8545 | 0 | 0.00019688 | 1 | 0 | 0 | 1 | 0 | 0.00019688 | 1
8546 | 0 | 0 | 1 | 0 | 0 | 1 | 0 | 0 | 1
8547 | 0 | 0 | 1 | 0 | 0 | 1 | 0 | 0 | 1
8548 | 0 | 0 | 1 | 0 | 0 | 1 | 0 | 0 | 1
8549 | 0 | 0 | 1 | 0 | 0 | 1 | 0 | 0 | 1
8550 | 0 | 0 | 1 | 0 | 0 | 1 | 0 | 0 | 1
8551 | 0 | 0 | 1 | 0 | 0 | 1 | 0 | 0 | 1
8552 | 0 | 0 | 1 | 0 | 0 | 1 | 0 | 0 | 1
8553 | 0 | 0.0088446 | 1 | 0 | 0 | 1 | 0 | 0.0088446 | 1
8554 | 0.18127 | 0 | 1 | 0 | 0 | 1 | 0.18127 | 0 | 1
8555 | 0.23057 | 0.011178 | 1 | 0 | 0 | 1 | 0.23057 | 0.011178 | 1
8556 | 0.29111 | 0.038988 | 1 | 0 | 0 | 1 | 0.29111 | 0.038988 | 1
8557 | 0.32034 | 0.039407 | 1 | 0 | 0 | 1 | 0.32034 | 0.039407 | 1
8558 | 0.27061 | 0.041403 | 1 | 0 | 0 | 1 | 0.27061 | 0.041403 | 1
8559 | 0.20311 | 0.043268 | 1 | 0 | 0 | 1 | 0.20311 | 0.043268 | 1
8560 | 0.084667 | 0.046289 | 1 | 0 | 0 | 1 | 0.084667 | 0.046289 | 1
8561 | 0.0016264 | 0.043609 | 1 | 0 | 0 | 1 | 0.0016264 | 0.043609 | 1
8562 | 0 | 0.033141 | 1 | 0 | 0 | 1 | 0 | 0.033141 | 1
8563 | 0 | 0.0075784 | 1 | 0 | 0 | 1 | 0 | 0.0075784 | 1
8564 | 0 | 0.023126 | 1 | 0 | 0 | 1 | 0 | 0.023126 | 1
8565 | 0 | 0.031665 | 1 | 0 | 0 | 1 | 0 | 0.031665 | 1
8566 | 0 | 0.034119 | 1 | 0 | 0 | 1 | 0 | 0.034119 | 1
8567 | 0 | 0.028688 | 1 | 0 | 0 | 1 | 0 | 0.028688 | 1
8568 | 0 | 0.021069 | 1 | 0 | 0 | 1 | 0 | 0.021069 | 1
8569 | 0 | 0.0024507 | 1 | 0 | 0 | 1 | 0 | 0.0024507 | 1
8570 | 0 | 0 | 1 | 0 | 0 | 1 | 0 | 0 | 1
8571 | 0 | 0 | 1 | 0 | 0 | 1 | 0 | 0 | 1
8572 | 0 | 0 | 1 | 0 | 0 | 1 | 0 | 0 | 1
8573 | 0 | 0 | 1 | 0 | 0 | 1 | 0 | 0 | 1
8574 | 0 | 0 | 1 | 0 | 0 | 1 | 0 | 0 | 1
8575 | 0 | 0 | 1 | 0 | 0 | 1 | 0 | 0 | 1
8576 | 0 | 0 | 1 | 0 | 0 | 1 | 0 | 0 | 1
8577 | 0.010657 | 0 | 1 | 0 | 0 | 1 | 0.010657 | 0 | 1
8578 | 0.20963 | 0.0025481 | 1 | 0 | 0 | 1 | 0.20963 | 0.0025481 | 1
8579 | 0.28006 | 0.029665 | 1 | 0 | 0 | 1 | 0.28006 | 0.029665 | 1
8580 | 0.28005 | 0.040008 | 1 | 0 | 0 | 1 | 0.28005 | 0.040008 | 1
8581 | 0.25499 | 0.035191 | 1 | 0 | 0 | 1 | 0.25499 | 0.035191 | 1
8582 | 0.29309 | 0.042973 | 1 | 0 | 0 | 1 | 0.29309 | 0.042973 | 1
8583 | 0.27754 | 0.050375 | 1 | 0 | 0 | 1 | 0.27754 | 0.050375 | 1
8584 | 0.13586 | 0.062656 | 1 | 0 | 0 | 1 | 0.13586 | 0.062656 | 1
8585 | 0.0058458 | 0.053603 | 1 | 0 | 0 | 1 | 0.0058458 | 0.053603 | 1
8586 | 0 | 0.038191 | 1 | 0 | 0 | 1 | 0 | 0.038191 | 1
8587 | 0 | 0.014893 | 1 | 0 | 0 | 1 | 0 | 0.014893 | 1
8588 | 0 | 0.017782 | 1 | 0 | 0 | 1 | 0 | 0.017782 | 1
8589 | 0 | 0.026045 | 1 | 0 | 0 | 1 | 0 | 0.026045 | 1
8590 | 0 | 0.015211 | 1 | 0 | 0 | 1 | 0 | 0.015211 | 1
8591 | 0 | 5.0822e-06 | 1 | 0 | 0 | 1 | 0 | 5.0822e-06 | 1
8592 | 0 | 0 | 1 | 0 | 0 | 1 | 0 | 0 | 1
8593 | 0 | 0.0029039 | 1 | 0 | 0 | 1 | 0 | 0.0029039 | 1
8594 | 0 | 0 | 1 | 0 | 0 | 1 | 0 | 0 | 1
8595 | 0 | 0 | 1 | 0 | 0 | 1 | 0 | 0 | 1
8596 | 0 | 0 | 1 | 0 | 0 | 1 | 0 | 0 | 1
8597 | 0 | 0 | 1 | 0 | 0 | 1 | 0 | 0 | 1
8598 | 0 | 0 | 1 | 0 | 0 | 1 | 0 | 0 | 1
8599 | 0 | 0 | 1 | 0 | 0 | 1 | 0 | 0 | 1
8600 | 0 | 0 | 1 | 0 | 0 | 1 | 0 | 0 | 1
8601 | 0 | 0 | 1 | 0 | 0 | 1 | 0 | 0 | 1
8602 | 0.10935 | 0 | 1 | 0 | 0 | 1 | 0.10935 | 0 | 1
8603 | 0.18542 | 0 | 1 | 0 | 0 | 1 | 0.18542 | 0 | 1
8604 | 0.16635 | 0 | 1 | 0 | 0 | 1 | 0.16635 | 0 | 1
8605 | 0.11944 | 0 | 1 | 0 | 0 | 1 | 0.11944 | 0 | 1
8606 | 0.16731 | 0 | 1 | 0 | 0 | 1 | 0.16731 | 0 | 1
8607 | 0.15488 | 0.013862 | 1 | 0 | 0 | 1 | 0.15488 | 0.013862 | 1
8608 | 0.040227 | 0.010884 | 1 | 0 | 0 | 1 | 0.040227 | 0.010884 | 1
8609 | 0 | 0 | 1 | 0 | 0 | 1 | 0 | 0 | 1
8610 | 0 | 0 | 1 | 0 | 0 | 1 | 0 | 0 | 1
8611 | 0 | 0 | 1 | 0 | 0 | 1 | 0 | 0 | 1
8612 | 0 | 0 | 1 | 0 | 0 | 1 | 0 | 0 | 1
8613 | 0 | 0 | 1 | 0 | 0 | 1 | 0 | 0 | 1
8614 | 0 | 0 | 1 | 0 | 0 | 1 | 0 | 0 | 1
8615 | 0 | 0 | 1 | 0 | 0 | 1 | 0 | 0 | 1
8616 | 0 | 0 | 1 | 0 | 0 | 1 | 0 | 0 | 1
8617 | 0 | 0 | 1 | 0 | 0 | 1 | 0 | 0 | 1
8618 | 0 | 0 | 1 | 0 | 0 | 1 | 0 | 0 | 1
8619 | 0 | 0 | 1 | 0 | 0 | 1 | 0 | 0 | 1
8620 | 0 | 0 | 1 | 0 | 0 | 1 | 0 | 0 | 1
8621 | 0 | 0 | 1 | 0 | 0 | 1 | 0 | 0 | 1
8622 | 0 | 0 | 1 | 0 | 0 | 1 | 0 | 0 | 1
8623 | 0 | 0 | 1 | 0 | 0 | 1 | 0 | 0 | 1
8624 | 0 | 0 | 1 | 0 | 0 | 1 | 0 | 0 | 1
8625 | 0 | 0 | 1 | 0 | 0 | 1 | 0 | 0 | 1
8626 | 0.14178 | 0 | 1 | 0 | 0 | 1 | 0.14178 | 0 | 1
8627 | 0.21844 | 0 | 1 | 0 | 0 | 1 | 0.21844 | 0 | 1
8628 | 0.19886 | 0 | 1 | 0 | 0 | 1 | 0.19886 | 0 | 1
8629 | 0.12019 | 0 | 1 | 0 | 0 | 1 | 0.12019 | 0 | 1
8630 | 0.17223 | 0 | 1 | 0 | 0 | 1 | 0.17223 | 0 | 1
8631 | 0.1634 | 0 | 1 | 0 | 0 | 1 | 0.1634 | 0 | 1
8632 | 0.065672 | 0 | 1 | 0 | 0 | 1 | 0.065672 | 0 | 1
8633 | 0 | 0 | 1 | 0 | 0 | 1 | 0 | 0 | 1
8634 | 0 | 0 | 1 | 0 | 0 | 1 | 0 | 0 | 1
8635 | 0 | 0 | 1 | 0 | 0 | 1 | 0 | 0 | 1
8636 | 0 | 0 | 1 | 0 | 0 | 1 | 0 | 0 | 1
8637 | 0 | 0 | 1 | 0 | 0 | 1 | 0 | 0 | 1
8638 | 0 | 0 | 1 | 0 | 0 | 1 | 0 | 0 | 1
8639 | 0 | 0 | 1 | 0 | 0 | 1 | 0 | 0 | 1
8640 | 0 | 0 | 1 | 0 | 0 | 1 | 0 | 0 | 1
8641 | 0 | 0 | 1 | 0 | 0 | 1 | 0 | 0 | 1
8642 | 0 | 0 | 1 | 0 | 0 | 1 | 0 | 0 | 1
8643 | 0 | 0 | 1 | 0 | 0 | 1 | 0 | 0 | 1
8644 | 0 | 0 | 1 | 0 | 0 | 1 | 0 | 0 | 1
8645 | 0 | 0 | 1 | 0 | 0 | 1 | 0 | 0 | 1
8646 | 0 | 0 | 1 | 0 | 0 | 1 | 0 | 0 | 1
8647 | 0 | 0 | 1 | 0 | 0 | 1 | 0 | 0 | 1
8648 | 0 | 0 | 1 | 0 | 0 | 1 | 0 | 0 | 1
8649 | 0 | 0 | 1 | 0 | 0 | 1 | 0 | 0 | 1
8650 | 0.05999 | 0 | 1 | 0 | 0 | 1 | 0.05999 | 0 | 1
8651 | 0.087423 | 0 | 1 | 0 | 0 | 1 | 0.087423 | 0 | 1
8652 | 0.065812 | 0 | 1 | 0 | 0 | 1 | 0.065812 | 0 | 1
8653 | 0.046338 | 0 | 1 | 0 | 0 | 1 | 0.046338 | 0 | 1
8654 | 0.07159 | 0 | 1 | 0 | 0 | 1 | 0.07159 | 0 | 1
8655 | 0.049913 | 0 | 1 | 0 | 0 | 1 | 0.049913 | 0 | 1
8656 | 0.0011014 | 0 | 1 | 0 | 0 | 1 | 0.0011014 | 0 | 1
8657 | 0 | 0 | 1 | 0 | 0 | 1 | 0 | 0 | 1
8658 | 0 | 0 | 1 | 0 | 0 | 1 | 0 | 0 | 1
8659 | 0 | 0 | 1 | 0 | 0 | 1 | 0 | 0 | 1
8660 | 0 | 0 | 1 | 0 | 0 | 1 | 0 | 0 | 1
8661 | 0 | 0 | 1 | 0 | 0 | 1 | 0 | 0 | 1
8662 | 0 | 0 | 1 | 0 | 0 | 1 | 0 | 0 | 1
8663 | 0 | 0 | 1 | 0 | 0 | 1 | 0 | 0 | 1
8664 | 0 | 0 | 1 | 0 | 0 | 1 | 0 | 0 | 1
8665 | 0 | 0 | 1 | 0 | 0 | 1 | 0 | 0 | 1
8666 | 0 | 0 | 1 | 0 | 0 | 1 | 0 | 0 | 1
8667 | 0 | 0 | 1 | 0 | 0 | 1 | 0 | 0 | 1
8668 | 0 | 0 | 1 | 0 | 0 | 1 | 0 | 0 | 1
8669 | 0 | 0 | 1 | 0 | 0 | 1 | 0 | 0 | 1
8670 | 0 | 0 | 1 | 0 | 0 | 1 | 0 | 0 | 1
8671 | 0 | 0 | 1 | 0 | 0 | 1 | 0 | 0 | 1
8672 | 0 | 0 | 1 | 0 | 0 | 1 | 0 | 0 | 1
8673 | 0 | 0 | 1 | 0 | 0 | 1 | 0 | 0 | 1
8674 | 0.052552 | 0 | 1 | 0 | 0 | 1 | 0.052552 | 0 | 1
8675 | 0.18272 | 0 | 1 | 0 | 0 | 1 | 0.18272 | 0 | 1
8676 | 0.19664 | 0 | 1 | 0 | 0 | 1 | 0.19664 | 0 | 1
8677 | 0.181 | 0 | 1 | 0 | 0 | 1 | 0.181 | 0 | 1
8678 | 0.18898 | 0 | 1 | 0 | 0 | 1 | 0.18898 | 0 | 1
8679 | 0.15924 | 0 | 1 | 0 | 0 | 1 | 0.15924 | 0 | 1
8680 | 0.096722 | 0 | 1 | 0 | 0 | 1 | 0.096722 | 0 | 1
8681 | 0 | 0 | 1 | 0 | 0 | 1 | 0 | 0 | 1
8682 | 0 | 0 | 1 | 0 | 0 | 1 | 0 | 0 | 1
8683 | 0 | 0 | 1 | 0 | 0 | 1 | 0 | 0 | 1
8684 | 0 | 0 | 1 | 0 | 0 | 1 | 0 | 0 | 1
8685 | 0 | 0 | 1 | 0 | 0 | 1 | 0 | 0 | 1
8686 | 0 | 0 | 1 | 0 | 0 | 1 | 0 | 0 | 1
8687 | 0 | 0 | 1 | 0 | 0 | 1 | 0 | 0 | 1
8688 | 0 | 0 | 1 | 0 | 0 | 1 | 0 | 0 | 1
8689 | 0 | 0 | 1 | 0 | 0 | 1 | 0 | 0 | 1
8690 | 0 | 0 | 1 | 0 | 0 | 1 | 0 | 0 | 1
8691 | 0 | 0 | 1 | 0 | 0 | 1 | 0 | 0 | 1
8692 | 0 | 0 | 1 | 0 | 0 | 1 | 0 | 0 | 1
8693 | 0 | 0 | 1 | 0 | 0 | 1 | 0 | 0 | 1
8694 | 0 | 0 | 1 | 0 | 0 | 1 | 0 | 0 | 1
8695 | 0 | 0 | 1 | 0 | 0 | 1 | 0 | 0 | 1
8696 | 0 | 0 | 1 | 0 | 0 | 1 | 0 | 0 | 1
8697 | 0 | 0.00013538 | 1 | 0 | 0 | 1 | 0 | 0.00013538 | 1
8698 | 0 | 0 | 1 | 0 | 0 | 1 | 0 | 0 | 1
8699 | 0.06749 | 0.0043324 | 1 | 0 | 0 | 1 | 0.06749 | 0.0043324 | 1
8700 | 0.13018 | 0.0272 | 1 | 0 | 0 | 1 | 0.13018 | 0.0272 | 1
8701 | 0.1148 | 0.058783 | 1 | 0 | 0 | 1 | 0.1148 | 0.058783 | 1
8702 | 0.092121 | 0.06238 | 1 | 0 | 0 | 1 | 0.092121 | 0.06238 | 1
8703 | 0.1105 | 0.025573 | 1 | 0 | 0 | 1 | 0.1105 | 0.025573 | 1
8704 | 0.088045 | 0.010451 | 1 | 0 | 0 | 1 | 0.088045 | 0.010451 | 1
8705 | 0 | 0 | 1 | 0 | 0 | 1 | 0 | 0 | 1
8706 | 0 | 0 | 1 | 0 | 0 | 1 | 0 | 0 | 1
8707 | 0 | 0 | 1 | 0 | 0 | 1 | 0 | 0 | 1
8708 | 0 | 0 | 1 | 0 | 0 | 1 | 0 | 0 | 1
8709 | 0 | 0 | 1 | 0 | 0 | 1 | 0 | 0 | 1
8710 | 0 | 0 | 1 | 0 | 0 | 1 | 0 | 0 | 1
8711 | 0 | 0 | 1 | 0 | 0 | 1 | 0 | 0 | 1
8712 | 0 | 0 | 1 | 0 | 0 | 1 | 0 | 0 | 1
8713 | 0 | 0 | 1 | 0 | 0 | 1 | 0 | 0 | 1
8714 | 0 | 0 | 1 | 0 | 0 | 1 | 0 | 0 | 1
8715 | 0 | 0 | 1 | 0 | 0 | 1 | 0 | 0 | 1
8716 | 0 | 0 | 1 | 0 | 0 | 1 | 0 | 0 | 1
8717 | 0 | 0 | 1 | 0 | 0 | 1 | 0 | 0 | 1
8718 | 0 | 0 | 1 | 0 | 0 | 1 | 0 | 0 | 1
8719 | 0 | 0 | 1 | 0 | 0 | 1 | 0 | 0 | 1
8720 | 0 | 0 | 1 | 0 | 0 | 1 | 0 | 0 | 1
8721 | 0 | 0 | 1 | 0 | 0 | 1 | 0 | 0 | 1
8722 | 0.030034 | 0 | 1 | 0 | 0 | 1 | 0.030034 | 0 | 1
8723 | 0.20123 | 0.0048204 | 1 | 0 | 0 | 1 | 0.20123 | 0.0048204 | 1
8724 | 0.3082 | 0.030841 | 1 | 0 | 0 | 1 | 0.3082 | 0.030841 | 1
8725 | 0.2727 | 0.036878 | 1 | 0 | 0 | 1 | 0.2727 | 0.036878 | 1
8726 | 0.26408 | 0.0521 | 1 | 0 | 0 | 1 | 0.26408 | 0.0521 | 1
8727 | 0.26436 | 0.039302 | 1 | 0 | 0 | 1 | 0.26436 | 0.039302 | 1
8728 | 0.16347 | 0.036115 | 1 | 0 | 0 | 1 | 0.16347 | 0.036115 | 1
8729 | 0 | 0.031882 | 1 | 0 | 0 | 1 | 0 | 0.031882 | 1
8730 | 0 | 0.032139 | 1 | 0 | 0 | 1 | 0 | 0.032139 | 1
8731 | 0 | 0.029216 | 1 | 0 | 0 | 1 | 0 | 0.029216 | 1
8732 | 0 | 0.0097568 | 1 | 0 | 0 | 1 | 0 | 0.0097568 | 1
8733 | 0 | 0 | 1 | 0 | 0 | 1 | 0 | 0 | 1
8734 | 0 | 0.0084342 | 1 | 0 | 0 | 1 | 0 | 0.0084342 | 1
8735 | 0 | 0 | 1 | 0 | 0 | 1 | 0 | 0 | 1
8736 | 0 | 0 | 1 | 0 | 0 | 1 | 0 | 0 | 1
8737 | 0 | 0 | 1 | 0 | 0 | 1 | 0 | 0 | 1
8738 | 0 | 0 | 1 | 0 | 0 | 1 | 0 | 0 | 1
8739 | 0 | 0 | 1 | 0 | 0 | 1 | 0 | 0 | 1
8740 | 0 | 0 | 1 | 0 | 0 | 1 | 0 | 0 | 1
8741 | 0 | 0 | 1 | 0 | 0 | 1 | 0 | 0 | 1
8742 | 0 | 0 | 1 | 0 | 0 | 1 | 0 | 0 | 1
8743 | 0 | 0 | 1 | 0 | 0 | 1 | 0 | 0 | 1
8744 | 0 | 0 | 1 | 0 | 0 | 1 | 0 | 0 | 1
8745 | 0 | 0 | 1 | 0 | 0 | 1 | 0 | 0 | 1
8746 | 0.11534 | 0 | 1 | 0 | 0 | 1 | 0.11534 | 0 | 1
8747 | 0.21303 | 0 | 1 | 0 | 0 | 1 | 0.21303 | 0 | 1
8748 | 0.31407 | 0.010538 | 1 | 0 | 0 | 1 | 0.31407 | 0.010538 | 1
8749 | 0.2535 | 0.014059 | 1 | 0 | 0 | 1 | 0.2535 | 0.014059 | 1
8750 | 0.22975 | 0.025075 | 1 | 0 | 0 | 1 | 0.22975 | 0.025075 | 1
8751 | 0.23113 | 0.030222 | 1 | 0 | 0 | 1 | 0.23113 | 0.030222 | 1
8752 | 0.15406 | 0.051712 | 1 | 0 | 0 | 1 | 0.15406 | 0.051712 | 1
8753 | 0 | 0.036675 | 1 | 0 | 0 | 1 | 0 | 0.036675 | 1
8754 | 0 | 0.037807 | 1 | 0 | 0 | 1 | 0 | 0.037807 | 1
8755 | 0 | 0.043229 | 1 | 0 | 0 | 1 | 0 | 0.043229 | 1
8756 | 0 | 0.033433 | 1 | 0 | 0 | 1 | 0 | 0.033433 | 1
8757 | 0 | 0.022723 | 1 | 0 | 0 | 1 | 0 | 0.022723 | 1
8758 | 0 | 0.022792 | 1 | 0 | 0 | 1 | 0 | 0.022792 | 1
8759 | 0 | 0 | 1 | 0 | 0 | 1 | 0 | 0 | 1
8760 | 0 | 0 | 1 | 0 | 0 | 1 | 0 | 0 | 1

## erm_timepoint_params
ERM Timepoint Params |  | Index
erm_hour | input_load_mw
1 | 0.56628
2 | 0.54599
3 | 0.50057
4 | 0.47968
5 | 0.45484
6 | 0.48887
7 | 0.49516
8 | 0.51455
9 | 0.50711
10 | 0.48665
11 | 0.43198
12 | 0.39663
13 | 0.34117
14 | 0.37867
15 | 0.42298
16 | 0.4457
17 | 0.49861
18 | 0.71819
19 | 0.87046
20 | 0.84273
21 | 0.73697
22 | 0.58981
23 | 0.56213
24 | 0.50517
25 | 0.56628
26 | 0.55532
27 | 0.48179
28 | 0.45549
29 | 0.48337
30 | 0.47139
31 | 0.45928
32 | 0.46966
33 | 0.46599
34 | 0.4662
35 | 0.45103
36 | 0.43511
37 | 0.38684
38 | 0.37818
39 | 0.39082
40 | 0.45034
41 | 0.55646
42 | 0.70872
43 | 0.80898
44 | 0.81448
45 | 0.73948
46 | 0.68511
47 | 0.61914
48 | 0.59799
49 | 0.55334
50 | 0.49353
51 | 0.48646
52 | 0.4785
53 | 0.4611
54 | 0.52674
55 | 0.5331
56 | 0.55802
57 | 0.56912
58 | 0.5343
59 | 0.47605
60 | 0.44104
61 | 0.44833
62 | 0.44412
63 | 0.45538
64 | 0.50281
65 | 0.67638
66 | 0.75819
67 | 0.89246
68 | 0.86585
69 | 0.78855
70 | 0.69113
71 | 0.65594
72 | 0.58404
73 | 0.51111
74 | 0.50845
75 | 0.49332
76 | 0.48197
77 | 0.47518
78 | 0.55916
79 | 0.56811
80 | 0.56192
81 | 0.56848
82 | 0.51575
83 | 0.47946
84 | 0.45634
85 | 0.40831
86 | 0.41562
87 | 0.44888
88 | 0.49796
89 | 0.62894
90 | 0.76243
91 | 0.85458
92 | 0.86264
93 | 0.77209
94 | 0.7088
95 | 0.64701
96 | 0.63338
97 | 0.58739
98 | 0.5125
99 | 0.53528
100 | 0.50358
101 | 0.47893
102 | 0.49748
103 | 0.53449
104 | 0.56218
105 | 0.57249
106 | 0.4984
107 | 0.46421
108 | 0.42574
109 | 0.40963
110 | 0.41065
111 | 0.4376
112 | 0.505
113 | 0.58924
114 | 0.6981
115 | 0.88082
116 | 0.85791
117 | 0.70409
118 | 0.63514
119 | 0.60167
120 | 0.58705
121 | 0.55434
122 | 0.48758
123 | 0.48601
124 | 0.48255
125 | 0.45557
126 | 0.5186
127 | 0.56924
128 | 0.61164
129 | 0.64137
130 | 0.57873
131 | 0.50828
132 | 0.45247
133 | 0.42562
134 | 0.4296
135 | 0.4569
136 | 0.49356
137 | 0.5807
138 | 0.66107
139 | 0.81953
140 | 0.67135
141 | 0.59435
142 | 0.67103
143 | 0.69079
144 | 0.63651
145 | 0.51954
146 | 0.51263
147 | 0.5208
148 | 0.46508
149 | 0.44673
150 | 0.44569
151 | 0.48443
152 | 0.50392
153 | 0.4901
154 | 0.49313
155 | 0.47058
156 | 0.39123
157 | 0.35097
158 | 0.37846
159 | 0.42995
160 | 0.4474
161 | 0.54128
162 | 0.69991
163 | 0.83148
164 | 0.81855
165 | 0.63632
166 | 0.63209
167 | 0.60618
168 | 0.55517
169 | 0.51798
170 | 0.54669
171 | 0.50175
172 | 0.48017
173 | 0.45485
174 | 0.48824
175 | 0.49496
176 | 0.5144
177 | 0.50624
178 | 0.48834
179 | 0.43248
180 | 0.39705
181 | 0.34153
182 | 0.37974
183 | 0.42336
184 | 0.4461
185 | 0.49857
186 | 0.71806
187 | 0.87139
188 | 0.84314
189 | 0.73768
190 | 0.58892
191 | 0.56199
192 | 0.50523
193 | 0.56636
194 | 0.47506
195 | 0.46148
196 | 0.45612
197 | 0.47664
198 | 0.52702
199 | 0.54796
200 | 0.57432
201 | 0.60413
202 | 0.51494
203 | 0.48752
204 | 0.45026
205 | 0.44638
206 | 0.45925
207 | 0.46141
208 | 0.5021
209 | 0.65505
210 | 0.76712
211 | 0.89109
212 | 0.83261
213 | 0.69397
214 | 0.65268
215 | 0.65307
216 | 0.61591
217 | 0.498
218 | 0.49683
219 | 0.48853
220 | 0.50221
221 | 0.45797
222 | 0.49583
223 | 0.62112
224 | 0.66927
225 | 0.6863
226 | 0.63037
227 | 0.55855
228 | 0.51475
229 | 0.49368
230 | 0.49715
231 | 0.52666
232 | 0.64187
233 | 0.72496
234 | 0.75644
235 | 0.94313
236 | 0.9397
237 | 0.84403
238 | 0.74551
239 | 0.69275
240 | 0.65495
241 | 0.54811
242 | 0.53336
243 | 0.52174
244 | 0.51155
245 | 0.48595
246 | 0.57112
247 | 0.62214
248 | 0.64312
249 | 0.63101
250 | 0.57681
251 | 0.50998
252 | 0.46759
253 | 0.53092
254 | 0.52004
255 | 0.49823
256 | 0.51427
257 | 0.67016
258 | 0.83378
259 | 0.95352
260 | 0.89564
261 | 0.74595
262 | 0.72546
263 | 0.66494
264 | 0.62675
265 | 0.55402
266 | 0.56148
267 | 0.50891
268 | 0.5034
269 | 0.49401
270 | 0.58785
271 | 0.67573
272 | 0.70645
273 | 0.68057
274 | 0.64905
275 | 0.57829
276 | 0.51917
277 | 0.57591
278 | 0.52772
279 | 0.54379
280 | 0.62432
281 | 0.76207
282 | 0.77856
283 | 0.91602
284 | 0.92772
285 | 0.83875
286 | 0.76323
287 | 0.70175
288 | 0.66456
289 | 0.59364
290 | 0.53486
291 | 0.51757
292 | 0.50359
293 | 0.48389
294 | 0.54173
295 | 0.68626
296 | 0.67655
297 | 0.5982
298 | 0.49638
299 | 0.45457
300 | 0.43701
301 | 0.45241
302 | 0.50966
303 | 0.49232
304 | 0.5173
305 | 0.64772
306 | 0.71881
307 | 0.81355
308 | 0.83669
309 | 0.75705
310 | 0.70925
311 | 0.68171
312 | 0.6483
313 | 0.57995
314 | 0.50534
315 | 0.49475
316 | 0.51693
317 | 0.46853
318 | 0.47864
319 | 0.5231
320 | 0.55229
321 | 0.55989
322 | 0.50872
323 | 0.47042
324 | 0.44164
325 | 0.43843
326 | 0.40888
327 | 0.45901
328 | 0.50233
329 | 0.52638
330 | 0.61866
331 | 0.8477
332 | 0.8397
333 | 0.68629
334 | 0.69038
335 | 0.70024
336 | 0.56774
337 | 0.58893
338 | 0.50944
339 | 0.53713
340 | 0.48433
341 | 0.45615
342 | 0.45642
343 | 0.47638
344 | 0.47487
345 | 0.49058
346 | 0.4571
347 | 0.41131
348 | 0.33674
349 | 0.33056
350 | 0.33434
351 | 0.38108
352 | 0.44834
353 | 0.48367
354 | 0.60237
355 | 0.83098
356 | 0.82243
357 | 0.73636
358 | 0.6113
359 | 0.56207
360 | 0.52186
361 | 0.52013
362 | 0.47271
363 | 0.45747
364 | 0.4538
365 | 0.47136
366 | 0.53404
367 | 0.55566
368 | 0.56675
369 | 0.61274
370 | 0.54915
371 | 0.46999
372 | 0.4571
373 | 0.47707
374 | 0.45771
375 | 0.47482
376 | 0.5098
377 | 0.62721
378 | 0.75018
379 | 0.89758
380 | 0.82825
381 | 0.71343
382 | 0.65635
383 | 0.68902
384 | 0.5776
385 | 0.50772
386 | 0.52557
387 | 0.50903
388 | 0.48393
389 | 0.46212
390 | 0.4868
391 | 0.60709
392 | 0.59485
393 | 0.56845
394 | 0.52163
395 | 0.47871
396 | 0.4558
397 | 0.43376
398 | 0.42558
399 | 0.4803
400 | 0.48043
401 | 0.57881
402 | 0.82514
403 | 0.95735
404 | 0.91607
405 | 0.79884
406 | 0.72828
407 | 0.66487
408 | 0.58838
409 | 0.50348
410 | 0.54918
411 | 0.5219
412 | 0.5244
413 | 0.49711
414 | 0.55489
415 | 0.70392
416 | 0.78349
417 | 0.72613
418 | 0.63838
419 | 0.61719
420 | 0.54755
421 | 0.53075
422 | 0.50154
423 | 0.51655
424 | 0.59414
425 | 0.70138
426 | 0.78714
427 | 0.93248
428 | 0.92967
429 | 0.82421
430 | 0.74456
431 | 0.67075
432 | 0.60185
433 | 0.58946
434 | 0.5389
435 | 0.51197
436 | 0.51572
437 | 0.53886
438 | 0.54036
439 | 0.64546
440 | 0.62168
441 | 0.64545
442 | 0.56264
443 | 0.49871
444 | 0.45612
445 | 0.44231
446 | 0.44813
447 | 0.49841
448 | 0.50755
449 | 0.61234
450 | 0.73917
451 | 0.92335
452 | 0.84226
453 | 0.74829
454 | 0.6895
455 | 0.66189
456 | 0.60981
457 | 0.60342
458 | 0.49873
459 | 0.49614
460 | 0.49345
461 | 0.4895
462 | 0.58936
463 | 0.67751
464 | 0.72338
465 | 0.72965
466 | 0.62428
467 | 0.50428
468 | 0.51393
469 | 0.51447
470 | 0.51418
471 | 0.52098
472 | 0.69298
473 | 0.76245
474 | 0.75041
475 | 0.86844
476 | 0.87083
477 | 0.77657
478 | 0.69261
479 | 0.70006
480 | 0.63765
481 | 0.51806
482 | 0.51903
483 | 0.54461
484 | 0.49703
485 | 0.47542
486 | 0.49443
487 | 0.52846
488 | 0.55571
489 | 0.53908
490 | 0.50641
491 | 0.44935
492 | 0.42199
493 | 0.42772
494 | 0.44767
495 | 0.47619
496 | 0.49422
497 | 0.54649
498 | 0.7416
499 | 0.91204
500 | 0.86011
501 | 0.76158
502 | 0.68166
503 | 0.66108
504 | 0.64405
505 | 0.5328
506 | 0.52001
507 | 0.51048
508 | 0.54026
509 | 0.47442
510 | 0.47909
511 | 0.51094
512 | 0.57114
513 | 0.59821
514 | 0.53591
515 | 0.47375
516 | 0.43356
517 | 0.40499
518 | 0.40972
519 | 0.45359
520 | 0.49815
521 | 0.51268
522 | 0.64168
523 | 0.87499
524 | 0.87409
525 | 0.78274
526 | 0.65886
527 | 0.5778
528 | 0.55113
529 | 0.54977
530 | 0.46809
531 | 0.4657
532 | 0.4894
533 | 0.47482
534 | 0.5223
535 | 0.62509
536 | 0.6984
537 | 0.61084
538 | 0.52981
539 | 0.49875
540 | 0.4513
541 | 0.43523
542 | 0.44935
543 | 0.52265
544 | 0.59976
545 | 0.65234
546 | 0.78993
547 | 0.96376
548 | 0.91729
549 | 0.83046
550 | 0.75467
551 | 0.68008
552 | 0.59927
553 | 0.50328
554 | 0.55979
555 | 0.52164
556 | 0.53812
557 | 0.54751
558 | 0.57104
559 | 0.71252
560 | 0.7642
561 | 0.79538
562 | 0.72012
563 | 0.66952
564 | 0.63434
565 | 0.52188
566 | 0.52682
567 | 0.64033
568 | 0.70808
569 | 0.77268
570 | 0.75507
571 | 0.91413
572 | 0.94885
573 | 0.85096
574 | 0.79033
575 | 0.70915
576 | 0.62432
577 | 0.60089
578 | 0.55071
579 | 0.5286
580 | 0.52632
581 | 0.48878
582 | 0.51225
583 | 0.66871
584 | 0.73665
585 | 0.67843
586 | 0.59836
587 | 0.52747
588 | 0.47059
589 | 0.45236
590 | 0.4513
591 | 0.50021
592 | 0.59253
593 | 0.64964
594 | 0.73378
595 | 0.91873
596 | 0.92375
597 | 0.83609
598 | 0.76823
599 | 0.70584
600 | 0.61406
601 | 0.60938
602 | 0.53678
603 | 0.51597
604 | 0.53766
605 | 0.5267
606 | 0.56707
607 | 0.71738
608 | 0.78595
609 | 0.80614
610 | 0.7382
611 | 0.64175
612 | 0.61413
613 | 0.62835
614 | 0.63263
615 | 0.63646
616 | 0.67234
617 | 0.68519
618 | 0.71991
619 | 0.88923
620 | 0.89149
621 | 0.80226
622 | 0.71717
623 | 0.64974
624 | 0.61271
625 | 0.60227
626 | 0.51373
627 | 0.51041
628 | 0.49781
629 | 0.48442
630 | 0.55975
631 | 0.60232
632 | 0.60747
633 | 0.62698
634 | 0.54943
635 | 0.47569
636 | 0.45991
637 | 0.47528
638 | 0.46417
639 | 0.47302
640 | 0.54656
641 | 0.68757
642 | 0.78069
643 | 0.87773
644 | 0.84352
645 | 0.74405
646 | 0.74097
647 | 0.74475
648 | 0.67864
649 | 0.52524
650 | 0.51405
651 | 0.53005
652 | 0.50922
653 | 0.47617
654 | 0.51198
655 | 0.58938
656 | 0.60917
657 | 0.62685
658 | 0.5431
659 | 0.47406
660 | 0.49108
661 | 0.48475
662 | 0.52757
663 | 0.57872
664 | 0.66624
665 | 0.69615
666 | 0.69827
667 | 0.80988
668 | 0.80492
669 | 0.72254
670 | 0.69368
671 | 0.65657
672 | 0.61508
673 | 0.55978
674 | 0.50194
675 | 0.51189
676 | 0.5009
677 | 0.45425
678 | 0.44725
679 | 0.49002
680 | 0.47829
681 | 0.48324
682 | 0.46339
683 | 0.46878
684 | 0.43724
685 | 0.45112
686 | 0.42988
687 | 0.4873
688 | 0.47422
689 | 0.49566
690 | 0.64001
691 | 0.85254
692 | 0.87227
693 | 0.77179
694 | 0.6061
695 | 0.58278
696 | 0.54108
697 | 0.5608
698 | 0.46545
699 | 0.46167
700 | 0.48193
701 | 0.46837
702 | 0.5271
703 | 0.66769
704 | 0.76633
705 | 0.67003
706 | 0.55421
707 | 0.5719
708 | 0.51625
709 | 0.49319
710 | 0.51274
711 | 0.58577
712 | 0.58756
713 | 0.65782
714 | 0.79265
715 | 0.90331
716 | 0.90747
717 | 0.84076
718 | 0.80079
719 | 0.68224
720 | 0.61646
721 | 0.47901
722 | 0.5363
723 | 0.51294
724 | 0.5271
725 | 0.52161
726 | 0.5373
727 | 0.66981
728 | 0.67129
729 | 0.6652
730 | 0.59121
731 | 0.52909
732 | 0.46186
733 | 0.47132
734 | 0.51093
735 | 0.53577
736 | 0.55228
737 | 0.62209
738 | 0.78375
739 | 0.94267
740 | 0.93932
741 | 0.82798
742 | 0.7438
743 | 0.68908
744 | 0.61841
745 | 0.58498
746 | 0.57455
747 | 0.55231
748 | 0.54237
749 | 0.52381
750 | 0.59644
751 | 0.75737
752 | 0.79237
753 | 0.79436
754 | 0.79315
755 | 0.69097
756 | 0.64639
757 | 0.6213
758 | 0.56503
759 | 0.63716
760 | 0.66387
761 | 0.7206
762 | 0.8149
763 | 0.93161
764 | 0.88436
765 | 0.72662
766 | 0.73237
767 | 0.74698
768 | 0.62611
769 | 0.63827
770 | 0.60818
771 | 0.56182
772 | 0.54595
773 | 0.51044
774 | 0.56192
775 | 0.73167
776 | 0.72605
777 | 0.72725
778 | 0.66812
779 | 0.63056
780 | 0.53665
781 | 0.60084
782 | 0.63048
783 | 0.61581
784 | 0.55343
785 | 0.64222
786 | 0.77335
787 | 0.91249
788 | 0.91674
789 | 0.80938
790 | 0.73756
791 | 0.67765
792 | 0.61436
793 | 0.58875
794 | 0.58873
795 | 0.53327
796 | 0.53507
797 | 0.53457
798 | 0.59724
799 | 0.74051
800 | 0.80972
801 | 0.80048
802 | 0.67504
803 | 0.70886
804 | 0.61821
805 | 0.53805
806 | 0.4736
807 | 0.51826
808 | 0.60268
809 | 0.62559
810 | 0.70767
811 | 0.86728
812 | 0.8647
813 | 0.7207
814 | 0.76825
815 | 0.75321
816 | 0.61364
817 | 0.57538
818 | 0.56697
819 | 0.53287
820 | 0.49678
821 | 0.45519
822 | 0.49161
823 | 0.50856
824 | 0.51536
825 | 0.49603
826 | 0.491
827 | 0.45557
828 | 0.43621
829 | 0.384
830 | 0.40019
831 | 0.46565
832 | 0.5379
833 | 0.66771
834 | 0.68965
835 | 0.82962
836 | 0.86019
837 | 0.78815
838 | 0.72218
839 | 0.6973
840 | 0.64108
841 | 0.5762
842 | 0.54124
843 | 0.57723
844 | 0.53492
845 | 0.50884
846 | 0.51751
847 | 0.55008
848 | 0.60248
849 | 0.64564
850 | 0.59782
851 | 0.53519
852 | 0.54233
853 | 0.57742
854 | 0.56463
855 | 0.48351
856 | 0.50591
857 | 0.51361
858 | 0.59423
859 | 0.80316
860 | 0.85518
861 | 0.78346
862 | 0.69227
863 | 0.61445
864 | 0.54401
865 | 0.56361
866 | 0.54232
867 | 0.5054
868 | 0.4906
869 | 0.48241
870 | 0.51754
871 | 0.66453
872 | 0.68901
873 | 0.61442
874 | 0.69389
875 | 0.69887
876 | 0.58923
877 | 0.55666
878 | 0.47908
879 | 0.57107
880 | 0.67694
881 | 0.77194
882 | 0.85881
883 | 0.87621
884 | 0.82471
885 | 0.69637
886 | 0.71185
887 | 0.63563
888 | 0.54532
889 | 0.53542
890 | 0.55146
891 | 0.51221
892 | 0.48902
893 | 0.49095
894 | 0.57703
895 | 0.66211
896 | 0.66082
897 | 0.67028
898 | 0.56469
899 | 0.61462
900 | 0.65444
901 | 0.65406
902 | 0.54736
903 | 0.55802
904 | 0.56037
905 | 0.65334
906 | 0.69093
907 | 0.83976
908 | 0.89822
909 | 0.78709
910 | 0.72026
911 | 0.74626
912 | 0.62334
913 | 0.53906
914 | 0.5346
915 | 0.52062
916 | 0.52878
917 | 0.49919
918 | 0.53379
919 | 0.6031
920 | 0.61297
921 | 0.60647
922 | 0.53062
923 | 0.47908
924 | 0.52513
925 | 0.54278
926 | 0.53133
927 | 0.49452
928 | 0.5124
929 | 0.65842
930 | 0.76101
931 | 0.86458
932 | 0.87204
933 | 0.80907
934 | 0.70179
935 | 0.65369
936 | 0.62412
937 | 0.54181
938 | 0.52028
939 | 0.51127
940 | 0.50716
941 | 0.52446
942 | 0.5636
943 | 0.65886
944 | 0.60655
945 | 0.62608
946 | 0.53803
947 | 0.51682
948 | 0.47134
949 | 0.44469
950 | 0.39675
951 | 0.41582
952 | 0.46507
953 | 0.54424
954 | 0.66558
955 | 0.75652
956 | 0.78183
957 | 0.73279
958 | 0.67636
959 | 0.58686
960 | 0.54902
961 | 0.56176
962 | 0.48366
963 | 0.47368
964 | 0.4748
965 | 0.47102
966 | 0.51389
967 | 0.62231
968 | 0.66373
969 | 0.62473
970 | 0.50758
971 | 0.40744
972 | 0.38694
973 | 0.37867
974 | 0.38445
975 | 0.42606
976 | 0.46325
977 | 0.49889
978 | 0.59518
979 | 0.79554
980 | 0.77484
981 | 0.64581
982 | 0.68079
983 | 0.61312
984 | 0.53309
985 | 0.52439
986 | 0.51444
987 | 0.47883
988 | 0.46583
989 | 0.46147
990 | 0.48357
991 | 0.53005
992 | 0.49351
993 | 0.47241
994 | 0.444
995 | 0.3966
996 | 0.34283
997 | 0.33037
998 | 0.33689
999 | 0.37555
1000 | 0.44166
1001 | 0.51896
1002 | 0.601
1003 | 0.6901
1004 | 0.73685
1005 | 0.67418
1006 | 0.63088
1007 | 0.57787
1008 | 0.54708
1009 | 0.50421
1010 | 0.48893
1011 | 0.48043
1012 | 0.47676
1013 | 0.46256
1014 | 0.47441
1015 | 0.49314
1016 | 0.49203
1017 | 0.49488
1018 | 0.45259
1019 | 0.38646
1020 | 0.34486
1021 | 0.30694
1022 | 0.32688
1023 | 0.37449
1024 | 0.39976
1025 | 0.47933
1026 | 0.57634
1027 | 0.79698
1028 | 0.83789
1029 | 0.75063
1030 | 0.61576
1031 | 0.54626
1032 | 0.49854
1033 | 0.53259
1034 | 0.48931
1035 | 0.45709
1036 | 0.45471
1037 | 0.47204
1038 | 0.56009
1039 | 0.62514
1040 | 0.61857
1041 | 0.60138
1042 | 0.5063
1043 | 0.45983
1044 | 0.45392
1045 | 0.42319
1046 | 0.42167
1047 | 0.46593
1048 | 0.52302
1049 | 0.6448
1050 | 0.73451
1051 | 0.84079
1052 | 0.8488
1053 | 0.76613
1054 | 0.71602
1055 | 0.6355
1056 | 0.62089
1057 | 0.47694
1058 | 0.5067
1059 | 0.4954
1060 | 0.51463
1061 | 0.50577
1062 | 0.52838
1063 | 0.63648
1064 | 0.63162
1065 | 0.74379
1066 | 0.7055
1067 | 0.62628
1068 | 0.60931
1069 | 0.58517
1070 | 0.63487
1071 | 0.6418
1072 | 0.66709
1073 | 0.7091
1074 | 0.77073
1075 | 0.90775
1076 | 0.92358
1077 | 0.81676
1078 | 0.7532
1079 | 0.70787
1080 | 0.60937
1081 | 0.54353
1082 | 0.52726
1083 | 0.52542
1084 | 0.56818
1085 | 0.55138
1086 | 0.56316
1087 | 0.60525
1088 | 0.63364
1089 | 0.70708
1090 | 0.67788
1091 | 0.63546
1092 | 0.64548
1093 | 0.70136
1094 | 0.72623
1095 | 0.7281
1096 | 0.77625
1097 | 0.85292
1098 | 0.82594
1099 | 0.84336
1100 | 0.8441
1101 | 0.79045
1102 | 0.70719
1103 | 0.68046
1104 | 0.62253
1105 | 0.55064
1106 | 0.53219
1107 | 0.53651
1108 | 0.54735
1109 | 0.55659
1110 | 0.57835
1111 | 0.71537
1112 | 0.74615
1113 | 0.78692
1114 | 0.75745
1115 | 0.69525
1116 | 0.55446
1117 | 0.51316
1118 | 0.52957
1119 | 0.57151
1120 | 0.53622
1121 | 0.68539
1122 | 0.68006
1123 | 0.79789
1124 | 0.84864
1125 | 0.81906
1126 | 0.76558
1127 | 0.68178
1128 | 0.64411
1129 | 0.59314
1130 | 0.5227
1131 | 0.51656
1132 | 0.51261
1133 | 0.49896
1134 | 0.55178
1135 | 0.70699
1136 | 0.75106
1137 | 0.64553
1138 | 0.66493
1139 | 0.58761
1140 | 0.47812
1141 | 0.49695
1142 | 0.55194
1143 | 0.50999
1144 | 0.52934
1145 | 0.60097
1146 | 0.69261
1147 | 0.75837
1148 | 0.8331
1149 | 0.78694
1150 | 0.7645
1151 | 0.65045
1152 | 0.58509
1153 | 0.54841
1154 | 0.50889
1155 | 0.49836
1156 | 0.48923
1157 | 0.48585
1158 | 0.48823
1159 | 0.49708
1160 | 0.50757
1161 | 0.50245
1162 | 0.50406
1163 | 0.48414
1164 | 0.41212
1165 | 0.38664
1166 | 0.4173
1167 | 0.47093
1168 | 0.59428
1169 | 0.66933
1170 | 0.73422
1171 | 0.74206
1172 | 0.74947
1173 | 0.71326
1174 | 0.71979
1175 | 0.62584
1176 | 0.57855
1177 | 0.57379
1178 | 0.56506
1179 | 0.51495
1180 | 0.49511
1181 | 0.47099
1182 | 0.47913
1183 | 0.49959
1184 | 0.51958
1185 | 0.56911
1186 | 0.52958
1187 | 0.5173
1188 | 0.51382
1189 | 0.58138
1190 | 0.55161
1191 | 0.50574
1192 | 0.55152
1193 | 0.60915
1194 | 0.72632
1195 | 0.79586
1196 | 0.78278
1197 | 0.65032
1198 | 0.57229
1199 | 0.62207
1200 | 0.53514
1201 | 0.54895
1202 | 0.46807
1203 | 0.48205
1204 | 0.46184
1205 | 0.46743
1206 | 0.48389
1207 | 0.5001
1208 | 0.52477
1209 | 0.55918
1210 | 0.50669
1211 | 0.44132
1212 | 0.33269
1213 | 0.33682
1214 | 0.38545
1215 | 0.46012
1216 | 0.51211
1217 | 0.53899
1218 | 0.63788
1219 | 0.8051
1220 | 0.89755
1221 | 0.72683
1222 | 0.70541
1223 | 0.68778
1224 | 0.56114
1225 | 0.4877
1226 | 0.53337
1227 | 0.5051
1228 | 0.48056
1229 | 0.46968
1230 | 0.50729
1231 | 0.62223
1232 | 0.61528
1233 | 0.53483
1234 | 0.51152
1235 | 0.48988
1236 | 0.44125
1237 | 0.42863
1238 | 0.47581
1239 | 0.50574
1240 | 0.51766
1241 | 0.6109
1242 | 0.74529
1243 | 0.88771
1244 | 0.8933
1245 | 0.80076
1246 | 0.81137
1247 | 0.6939
1248 | 0.58243
1249 | 0.50771
1250 | 0.5162
1251 | 0.52566
1252 | 0.4874
1253 | 0.46899
1254 | 0.51509
1255 | 0.62295
1256 | 0.6631
1257 | 0.65378
1258 | 0.57461
1259 | 0.5581
1260 | 0.51632
1261 | 0.49623
1262 | 0.51605
1263 | 0.54853
1264 | 0.6314
1265 | 0.66482
1266 | 0.73103
1267 | 0.89469
1268 | 0.94593
1269 | 0.85009
1270 | 0.75669
1271 | 0.71793
1272 | 0.6832
1273 | 0.54181
1274 | 0.55042
1275 | 0.53287
1276 | 0.55961
1277 | 0.52627
1278 | 0.56085
1279 | 0.66473
1280 | 0.68377
1281 | 0.73699
1282 | 0.67311
1283 | 0.63723
1284 | 0.73894
1285 | 0.73178
1286 | 0.66034
1287 | 0.65363
1288 | 0.68608
1289 | 0.81308
1290 | 0.79939
1291 | 0.84257
1292 | 0.83935
1293 | 0.7676
1294 | 0.69171
1295 | 0.67137
1296 | 0.5997
1297 | 0.58801
1298 | 0.51321
1299 | 0.50074
1300 | 0.49582
1301 | 0.4984
1302 | 0.53701
1303 | 0.66619
1304 | 0.68755
1305 | 0.63864
1306 | 0.60515
1307 | 0.49523
1308 | 0.45498
1309 | 0.47091
1310 | 0.53586
1311 | 0.54023
1312 | 0.56926
1313 | 0.64702
1314 | 0.76
1315 | 0.81129
1316 | 0.81241
1317 | 0.78516
1318 | 0.77907
1319 | 0.69487
1320 | 0.62099
1321 | 0.53724
1322 | 0.56313
1323 | 0.52717
1324 | 0.51223
1325 | 0.49331
1326 | 0.56012
1327 | 0.57604
1328 | 0.5946
1329 | 0.58862
1330 | 0.5376
1331 | 0.48978
1332 | 0.41568
1333 | 0.45843
1334 | 0.48757
1335 | 0.49107
1336 | 0.5371
1337 | 0.65791
1338 | 0.7785
1339 | 0.76717
1340 | 0.80201
1341 | 0.76253
1342 | 0.69771
1343 | 0.66086
1344 | 0.60456
1345 | 0.6351
1346 | 0.53361
1347 | 0.51875
1348 | 0.51119
1349 | 0.48556
1350 | 0.50036
1351 | 0.53552
1352 | 0.60225
1353 | 0.57758
1354 | 0.51857
1355 | 0.51203
1356 | 0.49207
1357 | 0.47635
1358 | 0.45652
1359 | 0.5407
1360 | 0.56283
1361 | 0.61866
1362 | 0.76282
1363 | 0.88252
1364 | 0.88581
1365 | 0.74921
1366 | 0.65642
1367 | 0.59355
1368 | 0.52279
1369 | 0.60624
1370 | 0.51125
1371 | 0.47318
1372 | 0.47889
1373 | 0.49531
1374 | 0.54235
1375 | 0.68367
1376 | 0.67568
1377 | 0.67311
1378 | 0.60616
1379 | 0.53353
1380 | 0.46452
1381 | 0.4932
1382 | 0.50507
1383 | 0.5422
1384 | 0.58464
1385 | 0.71166
1386 | 0.78553
1387 | 0.85281
1388 | 0.83241
1389 | 0.79674
1390 | 0.75268
1391 | 0.64011
1392 | 0.56734
1393 | 0.51295
1394 | 0.5263
1395 | 0.48935
1396 | 0.48741
1397 | 0.4826
1398 | 0.57844
1399 | 0.65486
1400 | 0.65999
1401 | 0.62473
1402 | 0.57404
1403 | 0.50091
1404 | 0.47205
1405 | 0.49469
1406 | 0.47802
1407 | 0.49005
1408 | 0.52093
1409 | 0.65201
1410 | 0.71562
1411 | 0.84346
1412 | 0.89274
1413 | 0.80256
1414 | 0.7171
1415 | 0.68526
1416 | 0.64099
1417 | 0.53682
1418 | 0.53968
1419 | 0.46904
1420 | 0.45574
1421 | 0.4561
1422 | 0.58101
1423 | 0.64358
1424 | 0.61865
1425 | 0.70522
1426 | 0.66475
1427 | 0.59768
1428 | 0.53441
1429 | 0.51626
1430 | 0.47657
1431 | 0.54249
1432 | 0.65319
1433 | 0.74239
1434 | 0.70702
1435 | 0.81823
1436 | 0.87912
1437 | 0.81226
1438 | 0.77685
1439 | 0.72555
1440 | 0.5925
1441 | 0.56915
1442 | 0.54803
1443 | 0.56961
1444 | 0.53411
1445 | 0.52483
1446 | 0.58285
1447 | 0.73312
1448 | 0.75851
1449 | 0.71717
1450 | 0.61169
1451 | 0.48154
1452 | 0.46596
1453 | 0.48182
1454 | 0.45703
1455 | 0.54882
1456 | 0.57396
1457 | 0.63742
1458 | 0.71499
1459 | 0.81308
1460 | 0.82618
1461 | 0.77069
1462 | 0.71585
1463 | 0.65577
1464 | 0.56683
1465 | 0.55522
1466 | 0.51741
1467 | 0.53286
1468 | 0.55169
1469 | 0.49332
1470 | 0.52515
1471 | 0.60672
1472 | 0.64113
1473 | 0.61661
1474 | 0.5409
1475 | 0.51382
1476 | 0.51431
1477 | 0.56074
1478 | 0.53884
1479 | 0.49166
1480 | 0.61503
1481 | 0.67051
1482 | 0.71451
1483 | 0.78334
1484 | 0.82415
1485 | 0.74628
1486 | 0.68372
1487 | 0.71061
1488 | 0.643
1489 | 0.53321
1490 | 0.55033
1491 | 0.53438
1492 | 0.50549
1493 | 0.48888
1494 | 0.51549
1495 | 0.59222
1496 | 0.60324
1497 | 0.55025
1498 | 0.58689
1499 | 0.61346
1500 | 0.51401
1501 | 0.4751
1502 | 0.47244
1503 | 0.49743
1504 | 0.5011
1505 | 0.59997
1506 | 0.69949
1507 | 0.75808
1508 | 0.71532
1509 | 0.69296
1510 | 0.71905
1511 | 0.669
1512 | 0.58862
1513 | 0.54219
1514 | 0.54536
1515 | 0.50187
1516 | 0.50109
1517 | 0.4768
1518 | 0.51164
1519 | 0.50326
1520 | 0.50614
1521 | 0.52408
1522 | 0.52357
1523 | 0.46773
1524 | 0.4276
1525 | 0.39793
1526 | 0.43191
1527 | 0.4258
1528 | 0.42914
1529 | 0.52506
1530 | 0.66584
1531 | 0.80218
1532 | 0.8311
1533 | 0.73195
1534 | 0.62255
1535 | 0.56878
1536 | 0.51797
1537 | 0.58402
1538 | 0.50586
1539 | 0.48406
1540 | 0.46859
1541 | 0.47783
1542 | 0.57711
1543 | 0.68559
1544 | 0.64281
1545 | 0.64462
1546 | 0.54001
1547 | 0.48161
1548 | 0.42079
1549 | 0.42509
1550 | 0.47168
1551 | 0.45676
1552 | 0.48657
1553 | 0.57814
1554 | 0.69457
1555 | 0.8066
1556 | 0.87426
1557 | 0.77907
1558 | 0.68818
1559 | 0.62849
1560 | 0.58822
1561 | 0.52851
1562 | 0.54835
1563 | 0.51075
1564 | 0.49923
1565 | 0.49837
1566 | 0.58128
1567 | 0.72922
1568 | 0.67277
1569 | 0.65437
1570 | 0.60623
1571 | 0.54761
1572 | 0.48531
1573 | 0.45473
1574 | 0.49391
1575 | 0.46465
1576 | 0.46905
1577 | 0.53504
1578 | 0.67625
1579 | 0.80311
1580 | 0.86132
1581 | 0.77101
1582 | 0.673
1583 | 0.63357
1584 | 0.54266
1585 | 0.57498
1586 | 0.53739
1587 | 0.50627
1588 | 0.5016
1589 | 0.49576
1590 | 0.54254
1591 | 0.70378
1592 | 0.61373
1593 | 0.54633
1594 | 0.43844
1595 | 0.39247
1596 | 0.40054
1597 | 0.45485
1598 | 0.43216
1599 | 0.39669
1600 | 0.47339
1601 | 0.54235
1602 | 0.60207
1603 | 0.75283
1604 | 0.83961
1605 | 0.76056
1606 | 0.64401
1607 | 0.63922
1608 | 0.58114
1609 | 0.53179
1610 | 0.49213
1611 | 0.50506
1612 | 0.47019
1613 | 0.47476
1614 | 0.53031
1615 | 0.65038
1616 | 0.6962
1617 | 0.63214
1618 | 0.56094
1619 | 0.48685
1620 | 0.45031
1621 | 0.43519
1622 | 0.44345
1623 | 0.47967
1624 | 0.50864
1625 | 0.56066
1626 | 0.62766
1627 | 0.81405
1628 | 0.856
1629 | 0.75849
1630 | 0.67219
1631 | 0.61723
1632 | 0.54705
1633 | 0.50498
1634 | 0.51141
1635 | 0.52525
1636 | 0.49033
1637 | 0.49314
1638 | 0.56423
1639 | 0.69605
1640 | 0.6231
1641 | 0.59569
1642 | 0.56455
1643 | 0.48172
1644 | 0.4543
1645 | 0.4825
1646 | 0.45494
1647 | 0.41379
1648 | 0.45453
1649 | 0.55676
1650 | 0.60174
1651 | 0.67111
1652 | 0.72025
1653 | 0.64573
1654 | 0.66116
1655 | 0.64603
1656 | 0.58661
1657 | 0.51512
1658 | 0.50599
1659 | 0.46986
1660 | 0.46487
1661 | 0.45857
1662 | 0.48715
1663 | 0.52482
1664 | 0.55846
1665 | 0.53353
1666 | 0.47864
1667 | 0.41177
1668 | 0.3012
1669 | 0.32453
1670 | 0.32148
1671 | 0.33692
1672 | 0.43192
1673 | 0.55793
1674 | 0.59186
1675 | 0.68419
1676 | 0.74822
1677 | 0.68897
1678 | 0.61521
1679 | 0.57491
1680 | 0.5349
1681 | 0.5514
1682 | 0.48123
1683 | 0.46886
1684 | 0.47282
1685 | 0.47856
1686 | 0.46652
1687 | 0.49628
1688 | 0.52856
1689 | 0.58391
1690 | 0.55296
1691 | 0.41474
1692 | 0.4103
1693 | 0.43099
1694 | 0.35871
1695 | 0.44018
1696 | 0.52542
1697 | 0.61468
1698 | 0.6641
1699 | 0.75388
1700 | 0.73472
1701 | 0.66548
1702 | 0.6072
1703 | 0.60305
1704 | 0.50669
1705 | 0.53236
1706 | 0.49361
1707 | 0.45396
1708 | 0.44929
1709 | 0.46396
1710 | 0.51949
1711 | 0.67021
1712 | 0.71357
1713 | 0.65969
1714 | 0.53924
1715 | 0.56011
1716 | 0.54361
1717 | 0.58898
1718 | 0.52196
1719 | 0.5206
1720 | 0.63797
1721 | 0.64457
1722 | 0.70093
1723 | 0.83275
1724 | 0.83806
1725 | 0.70576
1726 | 0.65307
1727 | 0.64327
1728 | 0.53602
1729 | 0.49093
1730 | 0.39513
1731 | 0.31481
1732 | 0.35508
1733 | 0.44925
1734 | 0.51648
1735 | 0.70222
1736 | 0.7434
1737 | 0.67918
1738 | 0.68323
1739 | 0.67198
1740 | 0.66297
1741 | 0.66451
1742 | 0.68513
1743 | 0.69278
1744 | 0.66379
1745 | 0.71917
1746 | 0.74992
1747 | 0.871
1748 | 0.85279
1749 | 0.78228
1750 | 0.71236
1751 | 0.63587
1752 | 0.55471
1753 | 0.50598
1754 | 0.52325
1755 | 0.48235
1756 | 0.44891
1757 | 0.46523
1758 | 0.52329
1759 | 0.62638
1760 | 0.71191
1761 | 0.7174
1762 | 0.6241
1763 | 0.58812
1764 | 0.54326
1765 | 0.59141
1766 | 0.54139
1767 | 0.53191
1768 | 0.70766
1769 | 0.7093
1770 | 0.72259
1771 | 0.86378
1772 | 0.9018
1773 | 0.81147
1774 | 0.70488
1775 | 0.66038
1776 | 0.63912
1777 | 0.51423
1778 | 0.54821
1779 | 0.55913
1780 | 0.51388
1781 | 0.52722
1782 | 0.60904
1783 | 0.73824
1784 | 0.76494
1785 | 0.71573
1786 | 0.62599
1787 | 0.57447
1788 | 0.54091
1789 | 0.5246
1790 | 0.52596
1791 | 0.59121
1792 | 0.65393
1793 | 0.71895
1794 | 0.81259
1795 | 0.90938
1796 | 0.96381
1797 | 0.85721
1798 | 0.74415
1799 | 0.6516
1800 | 0.60572
1801 | 0.56565
1802 | 0.49647
1803 | 0.48429
1804 | 0.49209
1805 | 0.50628
1806 | 0.53433
1807 | 0.63261
1808 | 0.66097
1809 | 0.63637
1810 | 0.62051
1811 | 0.6217
1812 | 0.5687
1813 | 0.52782
1814 | 0.56875
1815 | 0.61563
1816 | 0.68897
1817 | 0.74187
1818 | 0.7012
1819 | 0.7947
1820 | 0.85071
1821 | 0.7894
1822 | 0.73303
1823 | 0.68098
1824 | 0.62477
1825 | 0.51865
1826 | 0.5564
1827 | 0.51523
1828 | 0.52447
1829 | 0.5516
1830 | 0.5384
1831 | 0.56755
1832 | 0.56104
1833 | 0.55051
1834 | 0.49223
1835 | 0.44949
1836 | 0.4073
1837 | 0.39096
1838 | 0.43808
1839 | 0.44504
1840 | 0.47858
1841 | 0.58077
1842 | 0.68695
1843 | 0.77402
1844 | 0.79642
1845 | 0.73815
1846 | 0.72575
1847 | 0.64282
1848 | 0.59494
1849 | 0.60259
1850 | 0.56848
1851 | 0.51683
1852 | 0.50278
1853 | 0.48823
1854 | 0.54236
1855 | 0.56942
1856 | 0.56638
1857 | 0.53686
1858 | 0.53881
1859 | 0.49098
1860 | 0.50576
1861 | 0.46566
1862 | 0.44921
1863 | 0.45207
1864 | 0.44072
1865 | 0.48767
1866 | 0.59874
1867 | 0.78091
1868 | 0.80984
1869 | 0.75362
1870 | 0.68154
1871 | 0.62095
1872 | 0.55476
1873 | 0.58965
1874 | 0.53184
1875 | 0.48018
1876 | 0.44052
1877 | 0.45205
1878 | 0.52128
1879 | 0.55816
1880 | 0.58635
1881 | 0.62923
1882 | 0.5688
1883 | 0.52208
1884 | 0.45103
1885 | 0.51
1886 | 0.63431
1887 | 0.59499
1888 | 0.61355
1889 | 0.63459
1890 | 0.629
1891 | 0.72581
1892 | 0.8251
1893 | 0.76901
1894 | 0.66008
1895 | 0.60489
1896 | 0.58926
1897 | 0.54594
1898 | 0.49849
1899 | 0.47911
1900 | 0.51343
1901 | 0.50424
1902 | 0.54987
1903 | 0.62729
1904 | 0.65991
1905 | 0.69257
1906 | 0.68867
1907 | 0.63035
1908 | 0.53271
1909 | 0.52732
1910 | 0.57323
1911 | 0.56834
1912 | 0.62077
1913 | 0.72128
1914 | 0.74886
1915 | 0.8079
1916 | 0.83115
1917 | 0.76761
1918 | 0.6908
1919 | 0.59994
1920 | 0.56129
1921 | 0.55022
1922 | 0.49094
1923 | 0.48852
1924 | 0.48999
1925 | 0.50045
1926 | 0.59937
1927 | 0.63454
1928 | 0.647
1929 | 0.64457
1930 | 0.57747
1931 | 0.53854
1932 | 0.48625
1933 | 0.54521
1934 | 0.52033
1935 | 0.55468
1936 | 0.61225
1937 | 0.67425
1938 | 0.75724
1939 | 0.81956
1940 | 0.83235
1941 | 0.7246
1942 | 0.63646
1943 | 0.6061
1944 | 0.5743
1945 | 0.52439
1946 | 0.53222
1947 | 0.49679
1948 | 0.4898
1949 | 0.53034
1950 | 0.56145
1951 | 0.63293
1952 | 0.65051
1953 | 0.70099
1954 | 0.69588
1955 | 0.59933
1956 | 0.47704
1957 | 0.50748
1958 | 0.5659
1959 | 0.58291
1960 | 0.6295
1961 | 0.67875
1962 | 0.7777
1963 | 0.83739
1964 | 0.85967
1965 | 0.75458
1966 | 0.68686
1967 | 0.6443
1968 | 0.5867
1969 | 0.56812
1970 | 0.55603
1971 | 0.51582
1972 | 0.51406
1973 | 0.50608
1974 | 0.56412
1975 | 0.64902
1976 | 0.61955
1977 | 0.5761
1978 | 0.5979
1979 | 0.54986
1980 | 0.52252
1981 | 0.51859
1982 | 0.57144
1983 | 0.56091
1984 | 0.66734
1985 | 0.71098
1986 | 0.79546
1987 | 0.76374
1988 | 0.76281
1989 | 0.76529
1990 | 0.73386
1991 | 0.65986
1992 | 0.62264
1993 | 0.579
1994 | 0.55898
1995 | 0.51972
1996 | 0.51262
1997 | 0.55835
1998 | 0.56325
1999 | 0.60931
2000 | 0.66319
2001 | 0.71305
2002 | 0.77818
2003 | 0.71787
2004 | 0.62138
2005 | 0.5931
2006 | 0.58515
2007 | 0.58277
2008 | 0.59721
2009 | 0.61576
2010 | 0.66778
2011 | 0.66605
2012 | 0.72074
2013 | 0.70709
2014 | 0.62861
2015 | 0.601
2016 | 0.56601
2017 | 0.60818
2018 | 0.48418
2019 | 0.46804
2020 | 0.45046
2021 | 0.43925
2022 | 0.45344
2023 | 0.46814
2024 | 0.50729
2025 | 0.50694
2026 | 0.4967
2027 | 0.42133
2028 | 0.34793
2029 | 0.35907
2030 | 0.35665
2031 | 0.35208
2032 | 0.40235
2033 | 0.50281
2034 | 0.58793
2035 | 0.67114
2036 | 0.79287
2037 | 0.76365
2038 | 0.6809
2039 | 0.64054
2040 | 0.60738
2041 | 0.53473
2042 | 0.49068
2043 | 0.47933
2044 | 0.49427
2045 | 0.51862
2046 | 0.53915
2047 | 0.59561
2048 | 0.61305
2049 | 0.62516
2050 | 0.66459
2051 | 0.52292
2052 | 0.527
2053 | 0.52022
2054 | 0.46699
2055 | 0.45432
2056 | 0.50419
2057 | 0.55941
2058 | 0.62734
2059 | 0.73384
2060 | 0.83399
2061 | 0.76673
2062 | 0.67312
2063 | 0.67381
2064 | 0.58828
2065 | 0.54338
2066 | 0.52063
2067 | 0.51431
2068 | 0.48709
2069 | 0.48937
2070 | 0.53898
2071 | 0.6783
2072 | 0.63167
2073 | 0.5436
2074 | 0.51267
2075 | 0.49537
2076 | 0.4493
2077 | 0.45095
2078 | 0.47054
2079 | 0.46566
2080 | 0.5051
2081 | 0.60093
2082 | 0.7174
2083 | 0.76671
2084 | 0.85357
2085 | 0.80834
2086 | 0.74632
2087 | 0.67177
2088 | 0.62211
2089 | 0.51147
2090 | 0.51705
2091 | 0.50543
2092 | 0.50347
2093 | 0.50676
2094 | 0.59708
2095 | 0.65237
2096 | 0.63642
2097 | 0.61147
2098 | 0.53065
2099 | 0.48272
2100 | 0.44817
2101 | 0.47532
2102 | 0.46614
2103 | 0.47627
2104 | 0.51943
2105 | 0.63025
2106 | 0.69848
2107 | 0.76625
2108 | 0.86831
2109 | 0.81822
2110 | 0.747
2111 | 0.6777
2112 | 0.62739
2113 | 0.53897
2114 | 0.50989
2115 | 0.49848
2116 | 0.52947
2117 | 0.54261
2118 | 0.5898
2119 | 0.66194
2120 | 0.6676
2121 | 0.63753
2122 | 0.57151
2123 | 0.50995
2124 | 0.46913
2125 | 0.49759
2126 | 0.50507
2127 | 0.49846
2128 | 0.55427
2129 | 0.66517
2130 | 0.73084
2131 | 0.79358
2132 | 0.8839
2133 | 0.83897
2134 | 0.76076
2135 | 0.64447
2136 | 0.57681
2137 | 0.57491
2138 | 0.51883
2139 | 0.49267
2140 | 0.48024
2141 | 0.4908
2142 | 0.52709
2143 | 0.60318
2144 | 0.61932
2145 | 0.55574
2146 | 0.48925
2147 | 0.43058
2148 | 0.41856
2149 | 0.44113
2150 | 0.45603
2151 | 0.44661
2152 | 0.49627
2153 | 0.61602
2154 | 0.65672
2155 | 0.73323
2156 | 0.83386
2157 | 0.78198
2158 | 0.71907
2159 | 0.65207
2160 | 0.60388
2161 | 0.57159
2162 | 0.54235
2163 | 0.50247
2164 | 0.49398
2165 | 0.51503
2166 | 0.53563
2167 | 0.54764
2168 | 0.56129
2169 | 0.53183
2170 | 0.57063
2171 | 0.52011
2172 | 0.53886
2173 | 0.57244
2174 | 0.58698
2175 | 0.59835
2176 | 0.58891
2177 | 0.55296
2178 | 0.68539
2179 | 0.70257
2180 | 0.79581
2181 | 0.75068
2182 | 0.69737
2183 | 0.62719
2184 | 0.56903
2185 | 0.59211
2186 | 0.51724
2187 | 0.49435
2188 | 0.49139
2189 | 0.47349
2190 | 0.49528
2191 | 0.49595
2192 | 0.51038
2193 | 0.54148
2194 | 0.50367
2195 | 0.45828
2196 | 0.50148
2197 | 0.50315
2198 | 0.47142
2199 | 0.4928
2200 | 0.54868
2201 | 0.57838
2202 | 0.66317
2203 | 0.78787
2204 | 0.87042
2205 | 0.77598
2206 | 0.72712
2207 | 0.6998
2208 | 0.63626
2209 | 0.57392
2210 | 0.52918
2211 | 0.52253
2212 | 0.52285
2213 | 0.53237
2214 | 0.61844
2215 | 0.79339
2216 | 0.77558
2217 | 0.80425
2218 | 0.7672
2219 | 0.72863
2220 | 0.6678
2221 | 0.76341
2222 | 0.76597
2223 | 0.76029
2224 | 0.743
2225 | 0.8497
2226 | 0.87335
2227 | 0.87362
2228 | 0.82478
2229 | 0.72699
2230 | 0.66556
2231 | 0.60612
2232 | 0.575
2233 | 0.58016
2234 | 0.50192
2235 | 0.49464
2236 | 0.43988
2237 | 0.40929
2238 | 0.4337
2239 | 0.53544
2240 | 0.66996
2241 | 0.61997
2242 | 0.56805
2243 | 0.63606
2244 | 0.57995
2245 | 0.53742
2246 | 0.55513
2247 | 0.62185
2248 | 0.63923
2249 | 0.75316
2250 | 0.81302
2251 | 0.8317
2252 | 0.8444
2253 | 0.81389
2254 | 0.73765
2255 | 0.65437
2256 | 0.62276
2257 | 0.53016
2258 | 0.52372
2259 | 0.52079
2260 | 0.52721
2261 | 0.52521
2262 | 0.59691
2263 | 0.72501
2264 | 0.79931
2265 | 0.66363
2266 | 0.67241
2267 | 0.72105
2268 | 0.69332
2269 | 0.56061
2270 | 0.56937
2271 | 0.6475
2272 | 0.67058
2273 | 0.73803
2274 | 0.8104
2275 | 0.88437
2276 | 0.92587
2277 | 0.85215
2278 | 0.79042
2279 | 0.70517
2280 | 0.5912
2281 | 0.56084
2282 | 0.5406
2283 | 0.5321
2284 | 0.56056
2285 | 0.54031
2286 | 0.60579
2287 | 0.72881
2288 | 0.72104
2289 | 0.78805
2290 | 0.77312
2291 | 0.70008
2292 | 0.7434
2293 | 0.62034
2294 | 0.6133
2295 | 0.68098
2296 | 0.71484
2297 | 0.78709
2298 | 0.7638
2299 | 0.83044
2300 | 0.92038
2301 | 0.8265
2302 | 0.72701
2303 | 0.74788
2304 | 0.65313
2305 | 0.55821
2306 | 0.51643
2307 | 0.50419
2308 | 0.51183
2309 | 0.52621
2310 | 0.54719
2311 | 0.5951
2312 | 0.64042
2313 | 0.65033
2314 | 0.60304
2315 | 0.56332
2316 | 0.52275
2317 | 0.53653
2318 | 0.51118
2319 | 0.59
2320 | 0.6534
2321 | 0.60275
2322 | 0.67479
2323 | 0.8169
2324 | 0.87133
2325 | 0.77907
2326 | 0.69749
2327 | 0.66986
2328 | 0.59006
2329 | 0.54229
2330 | 0.56226
2331 | 0.50812
2332 | 0.50313
2333 | 0.53016
2334 | 0.57299
2335 | 0.5534
2336 | 0.56588
2337 | 0.58316
2338 | 0.56223
2339 | 0.5562
2340 | 0.53043
2341 | 0.53792
2342 | 0.53024
2343 | 0.59247
2344 | 0.66093
2345 | 0.68172
2346 | 0.74971
2347 | 0.84606
2348 | 0.84462
2349 | 0.74475
2350 | 0.76311
2351 | 0.75159
2352 | 0.62291
2353 | 0.59482
2354 | 0.54926
2355 | 0.58175
2356 | 0.52216
2357 | 0.50615
2358 | 0.50866
2359 | 0.53411
2360 | 0.57033
2361 | 0.55722
2362 | 0.61673
2363 | 0.60059
2364 | 0.55793
2365 | 0.51963
2366 | 0.51014
2367 | 0.54477
2368 | 0.56224
2369 | 0.6336
2370 | 0.66671
2371 | 0.74193
2372 | 0.84064
2373 | 0.78149
2374 | 0.72161
2375 | 0.62779
2376 | 0.5446
2377 | 0.57
2378 | 0.50672
2379 | 0.53284
2380 | 0.50537
2381 | 0.50635
2382 | 0.56455
2383 | 0.70357
2384 | 0.71173
2385 | 0.62443
2386 | 0.54835
2387 | 0.49157
2388 | 0.47101
2389 | 0.45354
2390 | 0.46935
2391 | 0.49553
2392 | 0.49595
2393 | 0.55615
2394 | 0.67299
2395 | 0.7842
2396 | 0.87667
2397 | 0.78847
2398 | 0.68235
2399 | 0.61477
2400 | 0.54466
2401 | 0.51628
2402 | 0.52751
2403 | 0.49466
2404 | 0.48594
2405 | 0.52714
2406 | 0.58421
2407 | 0.64912
2408 | 0.6305
2409 | 0.59517
2410 | 0.50765
2411 | 0.46866
2412 | 0.44194
2413 | 0.4621
2414 | 0.48568
2415 | 0.48503
2416 | 0.51131
2417 | 0.59918
2418 | 0.69865
2419 | 0.77995
2420 | 0.86181
2421 | 0.81649
2422 | 0.72163
2423 | 0.63736
2424 | 0.55345
2425 | 0.53
2426 | 0.5216
2427 | 0.49494
2428 | 0.49441
2429 | 0.50569
2430 | 0.55592
2431 | 0.60312
2432 | 0.61863
2433 | 0.5658
2434 | 0.51375
2435 | 0.48501
2436 | 0.47326
2437 | 0.46742
2438 | 0.49829
2439 | 0.53612
2440 | 0.61512
2441 | 0.6457
2442 | 0.67566
2443 | 0.82005
2444 | 0.89993
2445 | 0.81903
2446 | 0.67151
2447 | 0.62039
2448 | 0.61987
2449 | 0.54427
2450 | 0.50528
2451 | 0.50305
2452 | 0.52194
2453 | 0.53985
2454 | 0.56992
2455 | 0.65684
2456 | 0.64929
2457 | 0.60212
2458 | 0.54665
2459 | 0.51591
2460 | 0.47681
2461 | 0.49354
2462 | 0.49168
2463 | 0.49377
2464 | 0.52445
2465 | 0.65091
2466 | 0.68636
2467 | 0.76055
2468 | 0.89172
2469 | 0.81567
2470 | 0.7127
2471 | 0.61683
2472 | 0.58354
2473 | 0.52889
2474 | 0.50619
2475 | 0.49473
2476 | 0.49459
2477 | 0.49465
2478 | 0.53758
2479 | 0.69148
2480 | 0.68319
2481 | 0.62974
2482 | 0.5445
2483 | 0.50536
2484 | 0.49953
2485 | 0.51632
2486 | 0.53292
2487 | 0.53331
2488 | 0.59432
2489 | 0.69208
2490 | 0.78836
2491 | 0.84921
2492 | 0.90103
2493 | 0.81153
2494 | 0.72039
2495 | 0.71117
2496 | 0.63506
2497 | 0.52883
2498 | 0.56829
2499 | 0.53414
2500 | 0.52757
2501 | 0.54227
2502 | 0.57452
2503 | 0.53784
2504 | 0.53251
2505 | 0.53742
2506 | 0.49662
2507 | 0.4535
2508 | 0.43446
2509 | 0.4185
2510 | 0.44814
2511 | 0.45528
2512 | 0.49614
2513 | 0.59032
2514 | 0.68876
2515 | 0.76676
2516 | 0.80757
2517 | 0.6943
2518 | 0.66055
2519 | 0.67479
2520 | 0.61349
2521 | 0.62383
2522 | 0.57152
2523 | 0.53325
2524 | 0.52421
2525 | 0.53283
2526 | 0.58344
2527 | 0.58884
2528 | 0.55693
2529 | 0.51263
2530 | 0.49276
2531 | 0.52884
2532 | 0.50673
2533 | 0.48201
2534 | 0.46108
2535 | 0.45695
2536 | 0.53015
2537 | 0.57355
2538 | 0.64063
2539 | 0.81739
2540 | 0.90169
2541 | 0.83854
2542 | 0.76958
2543 | 0.69599
2544 | 0.58505
2545 | 0.62762
2546 | 0.56529
2547 | 0.55911
2548 | 0.52728
2549 | 0.52661
2550 | 0.65078
2551 | 0.71712
2552 | 0.68413
2553 | 0.67102
2554 | 0.56717
2555 | 0.53111
2556 | 0.50948
2557 | 0.49377
2558 | 0.53713
2559 | 0.57863
2560 | 0.54795
2561 | 0.61524
2562 | 0.7511
2563 | 0.84595
2564 | 0.86935
2565 | 0.79605
2566 | 0.69627
2567 | 0.6014
2568 | 0.54117
2569 | 0.55049
2570 | 0.51919
2571 | 0.49657
2572 | 0.50253
2573 | 0.53819
2574 | 0.56449
2575 | 0.64561
2576 | 0.69181
2577 | 0.71836
2578 | 0.66106
2579 | 0.55241
2580 | 0.52056
2581 | 0.51546
2582 | 0.50199
2583 | 0.53505
2584 | 0.58065
2585 | 0.63147
2586 | 0.70101
2587 | 0.82185
2588 | 0.87221
2589 | 0.79036
2590 | 0.64639
2591 | 0.60394
2592 | 0.54013
2593 | 0.54401
2594 | 0.52047
2595 | 0.4991
2596 | 0.49099
2597 | 0.498
2598 | 0.55371
2599 | 0.63112
2600 | 0.63565
2601 | 0.56832
2602 | 0.53437
2603 | 0.50447
2604 | 0.45777
2605 | 0.44328
2606 | 0.50452
2607 | 0.51208
2608 | 0.54353
2609 | 0.63718
2610 | 0.73516
2611 | 0.80635
2612 | 0.87777
2613 | 0.79203
2614 | 0.68317
2615 | 0.60888
2616 | 0.55087
2617 | 0.50081
2618 | 0.54967
2619 | 0.51233
2620 | 0.50767
2621 | 0.51378
2622 | 0.61951
2623 | 0.71009
2624 | 0.64766
2625 | 0.72653
2626 | 0.65542
2627 | 0.65839
2628 | 0.63504
2629 | 0.68378
2630 | 0.64219
2631 | 0.66958
2632 | 0.68294
2633 | 0.77161
2634 | 0.79782
2635 | 0.80716
2636 | 0.87677
2637 | 0.82897
2638 | 0.70268
2639 | 0.69794
2640 | 0.6624
2641 | 0.53403
2642 | 0.53389
2643 | 0.52271
2644 | 0.50414
2645 | 0.50271
2646 | 0.57592
2647 | 0.61037
2648 | 0.65613
2649 | 0.70968
2650 | 0.65103
2651 | 0.57512
2652 | 0.53991
2653 | 0.56535
2654 | 0.52822
2655 | 0.5028
2656 | 0.51169
2657 | 0.61182
2658 | 0.69961
2659 | 0.69583
2660 | 0.75368
2661 | 0.74111
2662 | 0.65374
2663 | 0.63666
2664 | 0.5964
2665 | 0.56737
2666 | 0.50697
2667 | 0.48913
2668 | 0.4837
2669 | 0.49291
2670 | 0.51732
2671 | 0.59395
2672 | 0.5512
2673 | 0.53906
2674 | 0.55185
2675 | 0.48417
2676 | 0.41998
2677 | 0.45302
2678 | 0.42035
2679 | 0.47436
2680 | 0.5235
2681 | 0.59821
2682 | 0.58464
2683 | 0.70843
2684 | 0.80973
2685 | 0.75437
2686 | 0.63801
2687 | 0.6364
2688 | 0.62602
2689 | 0.55993
2690 | 0.51618
2691 | 0.52688
2692 | 0.52547
2693 | 0.50676
2694 | 0.5097
2695 | 0.50045
2696 | 0.50144
2697 | 0.53327
2698 | 0.50127
2699 | 0.45445
2700 | 0.42451
2701 | 0.44691
2702 | 0.41029
2703 | 0.44014
2704 | 0.49723
2705 | 0.553
2706 | 0.66463
2707 | 0.75288
2708 | 0.86571
2709 | 0.8122
2710 | 0.67998
2711 | 0.61802
2712 | 0.59557
2713 | 0.53423
2714 | 0.4911
2715 | 0.4836
2716 | 0.4771
2717 | 0.49474
2718 | 0.5787
2719 | 0.69335
2720 | 0.6072
2721 | 0.63792
2722 | 0.6313
2723 | 0.60914
2724 | 0.52344
2725 | 0.51069
2726 | 0.51518
2727 | 0.53579
2728 | 0.58712
2729 | 0.6491
2730 | 0.72314
2731 | 0.7992
2732 | 0.87954
2733 | 0.79773
2734 | 0.68431
2735 | 0.61854
2736 | 0.55255
2737 | 0.54223
2738 | 0.54744
2739 | 0.50179
2740 | 0.48788
2741 | 0.49444
2742 | 0.52702
2743 | 0.62457
2744 | 0.56206
2745 | 0.61506
2746 | 0.52981
2747 | 0.52223
2748 | 0.53772
2749 | 0.48923
2750 | 0.48956
2751 | 0.60297
2752 | 0.56151
2753 | 0.58384
2754 | 0.67736
2755 | 0.79375
2756 | 0.8507
2757 | 0.78326
2758 | 0.65536
2759 | 0.58918
2760 | 0.53521
2761 | 0.53279
2762 | 0.50477
2763 | 0.51649
2764 | 0.49312
2765 | 0.49834
2766 | 0.56716
2767 | 0.6456
2768 | 0.63255
2769 | 0.62905
2770 | 0.58188
2771 | 0.53437
2772 | 0.48221
2773 | 0.48414
2774 | 0.51871
2775 | 0.50969
2776 | 0.5136
2777 | 0.59728
2778 | 0.71832
2779 | 0.79537
2780 | 0.88591
2781 | 0.80159
2782 | 0.63808
2783 | 0.55037
2784 | 0.49967
2785 | 0.5071
2786 | 0.49397
2787 | 0.45622
2788 | 0.46983
2789 | 0.4935
2790 | 0.50771
2791 | 0.57059
2792 | 0.58842
2793 | 0.60902
2794 | 0.57695
2795 | 0.54571
2796 | 0.52473
2797 | 0.48274
2798 | 0.53473
2799 | 0.56254
2800 | 0.62578
2801 | 0.74849
2802 | 0.73833
2803 | 0.80552
2804 | 0.89469
2805 | 0.82429
2806 | 0.68788
2807 | 0.58112
2808 | 0.52142
2809 | 0.50248
2810 | 0.50866
2811 | 0.48587
2812 | 0.47701
2813 | 0.49008
2814 | 0.54209
2815 | 0.6559
2816 | 0.66513
2817 | 0.69347
2818 | 0.72938
2819 | 0.68888
2820 | 0.65733
2821 | 0.5979
2822 | 0.5846
2823 | 0.63991
2824 | 0.68112
2825 | 0.66622
2826 | 0.65235
2827 | 0.75975
2828 | 0.81284
2829 | 0.70892
2830 | 0.66869
2831 | 0.67282
2832 | 0.54136
2833 | 0.52419
2834 | 0.51333
2835 | 0.49085
2836 | 0.48881
2837 | 0.49621
2838 | 0.55451
2839 | 0.54
2840 | 0.58579
2841 | 0.59708
2842 | 0.56857
2843 | 0.57795
2844 | 0.51828
2845 | 0.49358
2846 | 0.52804
2847 | 0.51477
2848 | 0.51065
2849 | 0.53095
2850 | 0.62546
2851 | 0.71691
2852 | 0.67688
2853 | 0.63652
2854 | 0.63879
2855 | 0.57526
2856 | 0.50791
2857 | 0.51163
2858 | 0.51116
2859 | 0.47709
2860 | 0.46368
2861 | 0.47707
2862 | 0.5057
2863 | 0.53966
2864 | 0.5087
2865 | 0.48638
2866 | 0.50082
2867 | 0.45795
2868 | 0.39095
2869 | 0.39956
2870 | 0.4408
2871 | 0.46819
2872 | 0.49342
2873 | 0.52195
2874 | 0.5971
2875 | 0.66774
2876 | 0.73272
2877 | 0.72002
2878 | 0.65604
2879 | 0.55559
2880 | 0.50673
2881 | 0.49222
2882 | 0.47206
2883 | 0.46209
2884 | 0.46276
2885 | 0.47786
2886 | 0.54812
2887 | 0.59538
2888 | 0.60437
2889 | 0.65656
2890 | 0.51739
2891 | 0.4824
2892 | 0.48512
2893 | 0.46802
2894 | 0.46813
2895 | 0.5152
2896 | 0.54383
2897 | 0.51208
2898 | 0.57565
2899 | 0.75597
2900 | 0.79992
2901 | 0.73403
2902 | 0.71537
2903 | 0.66148
2904 | 0.52262
2905 | 0.49631
2906 | 0.51384
2907 | 0.47766
2908 | 0.47895
2909 | 0.48627
2910 | 0.52915
2911 | 0.59844
2912 | 0.50426
2913 | 0.50744
2914 | 0.49104
2915 | 0.47659
2916 | 0.44483
2917 | 0.44187
2918 | 0.45422
2919 | 0.49263
2920 | 0.56158
2921 | 0.69221
2922 | 0.72579
2923 | 0.75276
2924 | 0.83319
2925 | 0.74466
2926 | 0.63723
2927 | 0.56142
2928 | 0.5141
2929 | 0.51279
2930 | 0.48732
2931 | 0.47062
2932 | 0.46282
2933 | 0.4782
2934 | 0.52727
2935 | 0.63949
2936 | 0.72226
2937 | 0.75361
2938 | 0.74337
2939 | 0.63476
2940 | 0.68949
2941 | 0.67865
2942 | 0.63914
2943 | 0.70373
2944 | 0.71643
2945 | 0.7022
2946 | 0.72502
2947 | 0.82276
2948 | 0.87246
2949 | 0.73655
2950 | 0.62406
2951 | 0.6618
2952 | 0.53664
2953 | 0.51037
2954 | 0.50914
2955 | 0.46434
2956 | 0.43283
2957 | 0.44542
2958 | 0.50554
2959 | 0.60768
2960 | 0.57799
2961 | 0.6271
2962 | 0.60273
2963 | 0.52605
2964 | 0.55137
2965 | 0.61969
2966 | 0.65653
2967 | 0.638
2968 | 0.67205
2969 | 0.66021
2970 | 0.79387
2971 | 0.80988
2972 | 0.8388
2973 | 0.79844
2974 | 0.75087
2975 | 0.67432
2976 | 0.55928
2977 | 0.48986
2978 | 0.49372
2979 | 0.50914
2980 | 0.50974
2981 | 0.51147
2982 | 0.58829
2983 | 0.71049
2984 | 0.73827
2985 | 0.65926
2986 | 0.56387
2987 | 0.66616
2988 | 0.67292
2989 | 0.64942
2990 | 0.52646
2991 | 0.57945
2992 | 0.68419
2993 | 0.69395
2994 | 0.7007
2995 | 0.83226
2996 | 0.82549
2997 | 0.74179
2998 | 0.7374
2999 | 0.70347
3000 | 0.57885
3001 | 0.5161
3002 | 0.51426
3003 | 0.47422
3004 | 0.45181
3005 | 0.448
3006 | 0.48893
3007 | 0.50875
3008 | 0.49691
3009 | 0.50277
3010 | 0.5324
3011 | 0.53239
3012 | 0.5028
3013 | 0.48176
3014 | 0.49153
3015 | 0.48353
3016 | 0.49467
3017 | 0.56564
3018 | 0.66986
3019 | 0.74869
3020 | 0.73419
3021 | 0.70802
3022 | 0.68623
3023 | 0.62189
3024 | 0.5294
3025 | 0.53605
3026 | 0.5043
3027 | 0.49241
3028 | 0.47143
3029 | 0.47656
3030 | 0.48593
3031 | 0.49514
3032 | 0.49294
3033 | 0.48757
3034 | 0.45803
3035 | 0.44172
3036 | 0.4018
3037 | 0.34413
3038 | 0.38198
3039 | 0.40104
3040 | 0.44134
3041 | 0.46905
3042 | 0.54489
3043 | 0.72157
3044 | 0.81388
3045 | 0.73812
3046 | 0.61291
3047 | 0.61612
3048 | 0.52955
3049 | 0.4947
3050 | 0.48561
3051 | 0.49688
3052 | 0.47
3053 | 0.48507
3054 | 0.55658
3055 | 0.70504
3056 | 0.63366
3057 | 0.55258
3058 | 0.52868
3059 | 0.47871
3060 | 0.47004
3061 | 0.49699
3062 | 0.48327
3063 | 0.46706
3064 | 0.48725
3065 | 0.54809
3066 | 0.66358
3067 | 0.72679
3068 | 0.81681
3069 | 0.76512
3070 | 0.67373
3071 | 0.56284
3072 | 0.52743
3073 | 0.49221
3074 | 0.47139
3075 | 0.43628
3076 | 0.44434
3077 | 0.47888
3078 | 0.49465
3079 | 0.55774
3080 | 0.5953
3081 | 0.68159
3082 | 0.6748
3083 | 0.61785
3084 | 0.72781
3085 | 0.67103
3086 | 0.73461
3087 | 0.66699
3088 | 0.60867
3089 | 0.66271
3090 | 0.71835
3091 | 0.79273
3092 | 0.88861
3093 | 0.82113
3094 | 0.71287
3095 | 0.64475
3096 | 0.61728
3097 | 0.5102
3098 | 0.49421
3099 | 0.48443
3100 | 0.48428
3101 | 0.48626
3102 | 0.54724
3103 | 0.67829
3104 | 0.68837
3105 | 0.61713
3106 | 0.56635
3107 | 0.50613
3108 | 0.47308
3109 | 0.46866
3110 | 0.47292
3111 | 0.51394
3112 | 0.54279
3113 | 0.57182
3114 | 0.68023
3115 | 0.80863
3116 | 0.91178
3117 | 0.8637
3118 | 0.73591
3119 | 0.64184
3120 | 0.55489
3121 | 0.51368
3122 | 0.52929
3123 | 0.49402
3124 | 0.483
3125 | 0.48909
3126 | 0.56145
3127 | 0.69277
3128 | 0.63577
3129 | 0.61252
3130 | 0.55428
3131 | 0.54757
3132 | 0.54018
3133 | 0.51395
3134 | 0.51067
3135 | 0.58171
3136 | 0.59381
3137 | 0.65221
3138 | 0.76404
3139 | 0.86251
3140 | 0.89968
3141 | 0.85695
3142 | 0.75203
3143 | 0.67027
3144 | 0.59401
3145 | 0.51972
3146 | 0.52274
3147 | 0.52151
3148 | 0.53768
3149 | 0.55103
3150 | 0.59161
3151 | 0.67379
3152 | 0.66245
3153 | 0.6497
3154 | 0.5892
3155 | 0.53013
3156 | 0.51702
3157 | 0.55212
3158 | 0.56654
3159 | 0.59848
3160 | 0.61324
3161 | 0.6203
3162 | 0.63648
3163 | 0.7608
3164 | 0.8653
3165 | 0.80198
3166 | 0.68508
3167 | 0.64295
3168 | 0.61623
3169 | 0.54414
3170 | 0.51141
3171 | 0.53035
3172 | 0.49186
3173 | 0.48653
3174 | 0.50884
3175 | 0.54078
3176 | 0.56709
3177 | 0.49305
3178 | 0.43997
3179 | 0.40381
3180 | 0.37238
3181 | 0.36747
3182 | 0.38858
3183 | 0.45689
3184 | 0.48184
3185 | 0.53455
3186 | 0.66523
3187 | 0.76068
3188 | 0.83543
3189 | 0.7419
3190 | 0.64239
3191 | 0.62579
3192 | 0.55999
3193 | 0.53367
3194 | 0.52906
3195 | 0.48845
3196 | 0.48528
3197 | 0.48439
3198 | 0.49488
3199 | 0.53459
3200 | 0.52641
3201 | 0.48709
3202 | 0.47077
3203 | 0.45998
3204 | 0.43936
3205 | 0.4286
3206 | 0.44056
3207 | 0.45663
3208 | 0.47871
3209 | 0.5388
3210 | 0.67935
3211 | 0.77275
3212 | 0.84277
3213 | 0.75175
3214 | 0.65882
3215 | 0.6329
3216 | 0.57109
3217 | 0.53672
3218 | 0.50763
3219 | 0.47751
3220 | 0.46977
3221 | 0.4608
3222 | 0.5084
3223 | 0.57564
3224 | 0.56576
3225 | 0.63383
3226 | 0.61402
3227 | 0.57747
3228 | 0.57547
3229 | 0.53677
3230 | 0.52191
3231 | 0.53841
3232 | 0.58706
3233 | 0.7499
3234 | 0.79688
3235 | 0.843
3236 | 0.80924
3237 | 0.70567
3238 | 0.6167
3239 | 0.63886
3240 | 0.55662
3241 | 0.53795
3242 | 0.50944
3243 | 0.49882
3244 | 0.47561
3245 | 0.48413
3246 | 0.52863
3247 | 0.6842
3248 | 0.68327
3249 | 0.6257
3250 | 0.63946
3251 | 0.57072
3252 | 0.50696
3253 | 0.4809
3254 | 0.50561
3255 | 0.51907
3256 | 0.53121
3257 | 0.68322
3258 | 0.7756
3259 | 0.78498
3260 | 0.82644
3261 | 0.79757
3262 | 0.70407
3263 | 0.60885
3264 | 0.59996
3265 | 0.49121
3266 | 0.48512
3267 | 0.47669
3268 | 0.47057
3269 | 0.49175
3270 | 0.53273
3271 | 0.55157
3272 | 0.51854
3273 | 0.5273
3274 | 0.50591
3275 | 0.49759
3276 | 0.47936
3277 | 0.46867
3278 | 0.49061
3279 | 0.53516
3280 | 0.54234
3281 | 0.62169
3282 | 0.73963
3283 | 0.82391
3284 | 0.91107
3285 | 0.88272
3286 | 0.7954
3287 | 0.66739
3288 | 0.58547
3289 | 0.51933
3290 | 0.56911
3291 | 0.52466
3292 | 0.4948
3293 | 0.50939
3294 | 0.58689
3295 | 0.73502
3296 | 0.72546
3297 | 0.66891
3298 | 0.66399
3299 | 0.59888
3300 | 0.59761
3301 | 0.61243
3302 | 0.64482
3303 | 0.76447
3304 | 0.7845
3305 | 0.84098
3306 | 0.83717
3307 | 0.88783
3308 | 0.92871
3309 | 0.87321
3310 | 0.7912
3311 | 0.67025
3312 | 0.58738
3313 | 0.54585
3314 | 0.52042
3315 | 0.50822
3316 | 0.49643
3317 | 0.49354
3318 | 0.51607
3319 | 0.58258
3320 | 0.64822
3321 | 0.6423
3322 | 0.5579
3323 | 0.48586
3324 | 0.48434
3325 | 0.4931
3326 | 0.48092
3327 | 0.4986
3328 | 0.55537
3329 | 0.61084
3330 | 0.63468
3331 | 0.75042
3332 | 0.819
3333 | 0.71441
3334 | 0.69532
3335 | 0.70008
3336 | 0.6049
3337 | 0.53942
3338 | 0.48469
3339 | 0.47432
3340 | 0.47148
3341 | 0.47951
3342 | 0.52072
3343 | 0.52036
3344 | 0.49533
3345 | 0.48159
3346 | 0.44771
3347 | 0.4128
3348 | 0.36329
3349 | 0.37634
3350 | 0.42099
3351 | 0.41898
3352 | 0.4621
3353 | 0.54331
3354 | 0.57088
3355 | 0.65059
3356 | 0.78108
3357 | 0.71517
3358 | 0.6419
3359 | 0.59887
3360 | 0.57751
3361 | 0.53941
3362 | 0.48659
3363 | 0.48007
3364 | 0.49504
3365 | 0.46599
3366 | 0.43952
3367 | 0.44822
3368 | 0.4547
3369 | 0.459
3370 | 0.40605
3371 | 0.37471
3372 | 0.3349
3373 | 0.34906
3374 | 0.40486
3375 | 0.43022
3376 | 0.47313
3377 | 0.56661
3378 | 0.71831
3379 | 0.82702
3380 | 0.84842
3381 | 0.78472
3382 | 0.64852
3383 | 0.5899
3384 | 0.52256
3385 | 0.52925
3386 | 0.50752
3387 | 0.47168
3388 | 0.46902
3389 | 0.47755
3390 | 0.53771
3391 | 0.64204
3392 | 0.64758
3393 | 0.60212
3394 | 0.55578
3395 | 0.51849
3396 | 0.51137
3397 | 0.48327
3398 | 0.57135
3399 | 0.58715
3400 | 0.57363
3401 | 0.71027
3402 | 0.75992
3403 | 0.79698
3404 | 0.85066
3405 | 0.78458
3406 | 0.6312
3407 | 0.59334
3408 | 0.51959
3409 | 0.51374
3410 | 0.5139
3411 | 0.47705
3412 | 0.4826
3413 | 0.52424
3414 | 0.55938
3415 | 0.62057
3416 | 0.62123
3417 | 0.63874
3418 | 0.5542
3419 | 0.52204
3420 | 0.55457
3421 | 0.5219
3422 | 0.59613
3423 | 0.5657
3424 | 0.62749
3425 | 0.66075
3426 | 0.70095
3427 | 0.81428
3428 | 0.88746
3429 | 0.82555
3430 | 0.69809
3431 | 0.66116
3432 | 0.60837
3433 | 0.52446
3434 | 0.49457
3435 | 0.48994
3436 | 0.49272
3437 | 0.54156
3438 | 0.57535
3439 | 0.6582
3440 | 0.65584
3441 | 0.65338
3442 | 0.58452
3443 | 0.5915
3444 | 0.61343
3445 | 0.53376
3446 | 0.52839
3447 | 0.56044
3448 | 0.61036
3449 | 0.62904
3450 | 0.66959
3451 | 0.81054
3452 | 0.87893
3453 | 0.84611
3454 | 0.71148
3455 | 0.67695
3456 | 0.63786
3457 | 0.51568
3458 | 0.51303
3459 | 0.51954
3460 | 0.4629
3461 | 0.47531
3462 | 0.51743
3463 | 0.6092
3464 | 0.60009
3465 | 0.55463
3466 | 0.54342
3467 | 0.4954
3468 | 0.48726
3469 | 0.46482
3470 | 0.48736
3471 | 0.51634
3472 | 0.54781
3473 | 0.61924
3474 | 0.69447
3475 | 0.77735
3476 | 0.82551
3477 | 0.76937
3478 | 0.67338
3479 | 0.64603
3480 | 0.59881
3481 | 0.52738
3482 | 0.51823
3483 | 0.50091
3484 | 0.47662
3485 | 0.49161
3486 | 0.50283
3487 | 0.53758
3488 | 0.51639
3489 | 0.53012
3490 | 0.5092
3491 | 0.46557
3492 | 0.47294
3493 | 0.45192
3494 | 0.46561
3495 | 0.4884
3496 | 0.54151
3497 | 0.59987
3498 | 0.72087
3499 | 0.74369
3500 | 0.76145
3501 | 0.68195
3502 | 0.6285
3503 | 0.61482
3504 | 0.56365
3505 | 0.54534
3506 | 0.52397
3507 | 0.48543
3508 | 0.48949
3509 | 0.51086
3510 | 0.48906
3511 | 0.48723
3512 | 0.46776
3513 | 0.50932
3514 | 0.48483
3515 | 0.42891
3516 | 0.45733
3517 | 0.43822
3518 | 0.43882
3519 | 0.46785
3520 | 0.53695
3521 | 0.5811
3522 | 0.6254
3523 | 0.70982
3524 | 0.782
3525 | 0.73445
3526 | 0.61722
3527 | 0.63913
3528 | 0.59569
3529 | 0.56425
3530 | 0.50279
3531 | 0.5229
3532 | 0.48605
3533 | 0.4748
3534 | 0.48705
3535 | 0.50409
3536 | 0.54419
3537 | 0.49869
3538 | 0.48399
3539 | 0.45319
3540 | 0.42558
3541 | 0.46263
3542 | 0.47521
3543 | 0.52085
3544 | 0.57391
3545 | 0.60604
3546 | 0.69256
3547 | 0.76664
3548 | 0.7833
3549 | 0.72259
3550 | 0.62419
3551 | 0.5821
3552 | 0.52877
3553 | 0.51453
3554 | 0.5187
3555 | 0.47827
3556 | 0.47162
3557 | 0.49881
3558 | 0.51183
3559 | 0.51361
3560 | 0.50684
3561 | 0.48609
3562 | 0.48377
3563 | 0.46855
3564 | 0.45783
3565 | 0.42514
3566 | 0.45004
3567 | 0.48623
3568 | 0.57301
3569 | 0.59239
3570 | 0.62946
3571 | 0.77749
3572 | 0.85705
3573 | 0.80871
3574 | 0.71517
3575 | 0.62014
3576 | 0.57969
3577 | 0.52976
3578 | 0.49177
3579 | 0.49445
3580 | 0.51923
3581 | 0.49341
3582 | 0.56277
3583 | 0.64597
3584 | 0.72115
3585 | 0.82384
3586 | 0.77963
3587 | 0.76409
3588 | 0.73529
3589 | 0.6992
3590 | 0.69853
3591 | 0.81697
3592 | 0.90457
3593 | 0.86584
3594 | 0.80763
3595 | 0.88641
3596 | 0.88973
3597 | 0.78643
3598 | 0.8067
3599 | 0.76883
3600 | 0.64835
3601 | 0.54657
3602 | 0.56815
3603 | 0.56588
3604 | 0.5844
3605 | 0.53239
3606 | 0.5906
3607 | 0.71245
3608 | 0.65115
3609 | 0.56373
3610 | 0.53778
3611 | 0.50832
3612 | 0.50379
3613 | 0.46884
3614 | 0.47215
3615 | 0.53737
3616 | 0.54858
3617 | 0.59803
3618 | 0.72004
3619 | 0.83686
3620 | 0.90444
3621 | 0.87001
3622 | 0.81778
3623 | 0.72626
3624 | 0.65276
3625 | 0.59628
3626 | 0.55771
3627 | 0.53144
3628 | 0.53684
3629 | 0.55266
3630 | 0.5616
3631 | 0.6271
3632 | 0.63393
3633 | 0.6612
3634 | 0.57337
3635 | 0.55894
3636 | 0.54112
3637 | 0.50844
3638 | 0.53232
3639 | 0.61098
3640 | 0.63598
3641 | 0.67342
3642 | 0.66063
3643 | 0.8025
3644 | 0.8732
3645 | 0.83772
3646 | 0.72679
3647 | 0.65632
3648 | 0.58669
3649 | 0.61133
3650 | 0.55736
3651 | 0.55032
3652 | 0.54279
3653 | 0.54601
3654 | 0.5983
3655 | 0.65807
3656 | 0.68562
3657 | 0.69065
3658 | 0.58324
3659 | 0.63265
3660 | 0.52229
3661 | 0.53227
3662 | 0.56591
3663 | 0.62861
3664 | 0.53111
3665 | 0.58423
3666 | 0.69141
3667 | 0.69148
3668 | 0.75873
3669 | 0.68852
3670 | 0.66052
3671 | 0.66261
3672 | 0.63766
3673 | 0.58157
3674 | 0.5397
3675 | 0.508
3676 | 0.50212
3677 | 0.50895
3678 | 0.52357
3679 | 0.52048
3680 | 0.51006
3681 | 0.49716
3682 | 0.44389
3683 | 0.40647
3684 | 0.33029
3685 | 0.35265
3686 | 0.36473
3687 | 0.39027
3688 | 0.42873
3689 | 0.52018
3690 | 0.60488
3691 | 0.71128
3692 | 0.791
3693 | 0.70537
3694 | 0.65573
3695 | 0.63397
3696 | 0.58033
3697 | 0.58286
3698 | 0.55488
3699 | 0.51939
3700 | 0.51007
3701 | 0.49498
3702 | 0.51677
3703 | 0.52515
3704 | 0.501
3705 | 0.50813
3706 | 0.48757
3707 | 0.45072
3708 | 0.40581
3709 | 0.42221
3710 | 0.43276
3711 | 0.43737
3712 | 0.49331
3713 | 0.53421
3714 | 0.58423
3715 | 0.74694
3716 | 0.84739
3717 | 0.82003
3718 | 0.80021
3719 | 0.68088
3720 | 0.63089
3721 | 0.5941
3722 | 0.53547
3723 | 0.53638
3724 | 0.5425
3725 | 0.50786
3726 | 0.53905
3727 | 0.57606
3728 | 0.62984
3729 | 0.60637
3730 | 0.60741
3731 | 0.57318
3732 | 0.54302
3733 | 0.53915
3734 | 0.5491
3735 | 0.59101
3736 | 0.68415
3737 | 0.79735
3738 | 0.73661
3739 | 0.76325
3740 | 0.89294
3741 | 0.85141
3742 | 0.81018
3743 | 0.70614
3744 | 0.64861
3745 | 0.57259
3746 | 0.54582
3747 | 0.53276
3748 | 0.55852
3749 | 0.53961
3750 | 0.57258
3751 | 0.64607
3752 | 0.70986
3753 | 0.73289
3754 | 0.66696
3755 | 0.6488
3756 | 0.65081
3757 | 0.56436
3758 | 0.57596
3759 | 0.59014
3760 | 0.70902
3761 | 0.72563
3762 | 0.73498
3763 | 0.81706
3764 | 0.86367
3765 | 0.82562
3766 | 0.72227
3767 | 0.68088
3768 | 0.64929
3769 | 0.61407
3770 | 0.5387
3771 | 0.53368
3772 | 0.52814
3773 | 0.54159
3774 | 0.60222
3775 | 0.67343
3776 | 0.66451
3777 | 0.54032
3778 | 0.50034
3779 | 0.5585
3780 | 0.56443
3781 | 0.55742
3782 | 0.5364
3783 | 0.52273
3784 | 0.5461
3785 | 0.6367
3786 | 0.69013
3787 | 0.78528
3788 | 0.86241
3789 | 0.83214
3790 | 0.78834
3791 | 0.68347
3792 | 0.63586
3793 | 0.54652
3794 | 0.55121
3795 | 0.52928
3796 | 0.53712
3797 | 0.5346
3798 | 0.54601
3799 | 0.6016
3800 | 0.59267
3801 | 0.59341
3802 | 0.57565
3803 | 0.5423
3804 | 0.5652
3805 | 0.5139
3806 | 0.50843
3807 | 0.56828
3808 | 0.61783
3809 | 0.66532
3810 | 0.6942
3811 | 0.77292
3812 | 0.82138
3813 | 0.79434
3814 | 0.69521
3815 | 0.62604
3816 | 0.55727
3817 | 0.59835
3818 | 0.52475
3819 | 0.50364
3820 | 0.49615
3821 | 0.49679
3822 | 0.51663
3823 | 0.60629
3824 | 0.66874
3825 | 0.63987
3826 | 0.60814
3827 | 0.58516
3828 | 0.55934
3829 | 0.60659
3830 | 0.62522
3831 | 0.60354
3832 | 0.61867
3833 | 0.66807
3834 | 0.70858
3835 | 0.758
3836 | 0.799
3837 | 0.76947
3838 | 0.68883
3839 | 0.67319
3840 | 0.61447
3841 | 0.53983
3842 | 0.55642
3843 | 0.52605
3844 | 0.53017
3845 | 0.53292
3846 | 0.51265
3847 | 0.52361
3848 | 0.53752
3849 | 0.53023
3850 | 0.48294
3851 | 0.41195
3852 | 0.42507
3853 | 0.49248
3854 | 0.45494
3855 | 0.45479
3856 | 0.48219
3857 | 0.52819
3858 | 0.59632
3859 | 0.71673
3860 | 0.76196
3861 | 0.75056
3862 | 0.73181
3863 | 0.63767
3864 | 0.5931
3865 | 0.59697
3866 | 0.56873
3867 | 0.52599
3868 | 0.51726
3869 | 0.50203
3870 | 0.50083
3871 | 0.51869
3872 | 0.53637
3873 | 0.52598
3874 | 0.48502
3875 | 0.44276
3876 | 0.42632
3877 | 0.44338
3878 | 0.47407
3879 | 0.44427
3880 | 0.46406
3881 | 0.50795
3882 | 0.56338
3883 | 0.73401
3884 | 0.8456
3885 | 0.80687
3886 | 0.72506
3887 | 0.66995
3888 | 0.6001
3889 | 0.57316
3890 | 0.53616
3891 | 0.51499
3892 | 0.50968
3893 | 0.51562
3894 | 0.52656
3895 | 0.54413
3896 | 0.58507
3897 | 0.56653
3898 | 0.56032
3899 | 0.54827
3900 | 0.45872
3901 | 0.42371
3902 | 0.45022
3903 | 0.49559
3904 | 0.56493
3905 | 0.54045
3906 | 0.67848
3907 | 0.75556
3908 | 0.83461
3909 | 0.8247
3910 | 0.72739
3911 | 0.63832
3912 | 0.60754
3913 | 0.58839
3914 | 0.52676
3915 | 0.52089
3916 | 0.54847
3917 | 0.51065
3918 | 0.52855
3919 | 0.58044
3920 | 0.6354
3921 | 0.57845
3922 | 0.58488
3923 | 0.55394
3924 | 0.51568
3925 | 0.51009
3926 | 0.53959
3927 | 0.53722
3928 | 0.62059
3929 | 0.7454
3930 | 0.7733
3931 | 0.82892
3932 | 0.88305
3933 | 0.8722
3934 | 0.78412
3935 | 0.70456
3936 | 0.62549
3937 | 0.57464
3938 | 0.55384
3939 | 0.57721
3940 | 0.53402
3941 | 0.52318
3942 | 0.55879
3943 | 0.68801
3944 | 0.70388
3945 | 0.63463
3946 | 0.61543
3947 | 0.60085
3948 | 0.53253
3949 | 0.53272
3950 | 0.64534
3951 | 0.65144
3952 | 0.62496
3953 | 0.70816
3954 | 0.77553
3955 | 0.81508
3956 | 0.88788
3957 | 0.8625
3958 | 0.77247
3959 | 0.71669
3960 | 0.68111
3961 | 0.57307
3962 | 0.61455
3963 | 0.56195
3964 | 0.5448
3965 | 0.52422
3966 | 0.60608
3967 | 0.60922
3968 | 0.60344
3969 | 0.64692
3970 | 0.60909
3971 | 0.7812
3972 | 0.75133
3973 | 0.61807
3974 | 0.57278
3975 | 0.62678
3976 | 0.67578
3977 | 0.71659
3978 | 0.77695
3979 | 0.81909
3980 | 0.87612
3981 | 0.85148
3982 | 0.78866
3983 | 0.66446
3984 | 0.59306
3985 | 0.65324
3986 | 0.54007
3987 | 0.54652
3988 | 0.52179
3989 | 0.52333
3990 | 0.5408
3991 | 0.66486
3992 | 0.69745
3993 | 0.64791
3994 | 0.58696
3995 | 0.5809
3996 | 0.5266
3997 | 0.5441
3998 | 0.58662
3999 | 0.57325
4000 | 0.61685
4001 | 0.62567
4002 | 0.69736
4003 | 0.7975
4004 | 0.83327
4005 | 0.83284
4006 | 0.77904
4007 | 0.70136
4008 | 0.66942
4009 | 0.54936
4010 | 0.54931
4011 | 0.52961
4012 | 0.54713
4013 | 0.52438
4014 | 0.52284
4015 | 0.53213
4016 | 0.53694
4017 | 0.52942
4018 | 0.51235
4019 | 0.5078
4020 | 0.51769
4021 | 0.49047
4022 | 0.51229
4023 | 0.52366
4024 | 0.54639
4025 | 0.54605
4026 | 0.66548
4027 | 0.77152
4028 | 0.78383
4029 | 0.76195
4030 | 0.71112
4031 | 0.62224
4032 | 0.57018
4033 | 0.60676
4034 | 0.53497
4035 | 0.51236
4036 | 0.50585
4037 | 0.52516
4038 | 0.51264
4039 | 0.51019
4040 | 0.53917
4041 | 0.52069
4042 | 0.48422
4043 | 0.45035
4044 | 0.41758
4045 | 0.4421
4046 | 0.45397
4047 | 0.53073
4048 | 0.53783
4049 | 0.52623
4050 | 0.55751
4051 | 0.68381
4052 | 0.76407
4053 | 0.77279
4054 | 0.65891
4055 | 0.60111
4056 | 0.55563
4057 | 0.56006
4058 | 0.52077
4059 | 0.49345
4060 | 0.48163
4061 | 0.50736
4062 | 0.54078
4063 | 0.56329
4064 | 0.61374
4065 | 0.65464
4066 | 0.58879
4067 | 0.57165
4068 | 0.55522
4069 | 0.5551
4070 | 0.55496
4071 | 0.55454
4072 | 0.62665
4073 | 0.72068
4074 | 0.70533
4075 | 0.78468
4076 | 0.83797
4077 | 0.88097
4078 | 0.82124
4079 | 0.76181
4080 | 0.67777
4081 | 0.55198
4082 | 0.53655
4083 | 0.53122
4084 | 0.52321
4085 | 0.53281
4086 | 0.56329
4087 | 0.6039
4088 | 0.67274
4089 | 0.63186
4090 | 0.5965
4091 | 0.59589
4092 | 0.57998
4093 | 0.55756
4094 | 0.53356
4095 | 0.5596
4096 | 0.61845
4097 | 0.61529
4098 | 0.69863
4099 | 0.80832
4100 | 0.86626
4101 | 0.8825
4102 | 0.79335
4103 | 0.80728
4104 | 0.75642
4105 | 0.59135
4106 | 0.67876
4107 | 0.6242
4108 | 0.62089
4109 | 0.64362
4110 | 0.66954
4111 | 0.58934
4112 | 0.61251
4113 | 0.66996
4114 | 0.62698
4115 | 0.5628
4116 | 0.56338
4117 | 0.5291
4118 | 0.53388
4119 | 0.55441
4120 | 0.56815
4121 | 0.65137
4122 | 0.81279
4123 | 0.85581
4124 | 0.90858
4125 | 0.89916
4126 | 0.85409
4127 | 0.75314
4128 | 0.65473
4129 | 0.75817
4130 | 0.7535
4131 | 0.68366
4132 | 0.65697
4133 | 0.62986
4134 | 0.73329
4135 | 0.60915
4136 | 0.60696
4137 | 0.65786
4138 | 0.60016
4139 | 0.57541
4140 | 0.5634
4141 | 0.54049
4142 | 0.52092
4143 | 0.52792
4144 | 0.61393
4145 | 0.61755
4146 | 0.66255
4147 | 0.77187
4148 | 0.84145
4149 | 0.82735
4150 | 0.76951
4151 | 0.76534
4152 | 0.78099
4153 | 0.75454
4154 | 0.6419
4155 | 0.61797
4156 | 0.62376
4157 | 0.66489
4158 | 0.64141
4159 | 0.59289
4160 | 0.64895
4161 | 0.65997
4162 | 0.62617
4163 | 0.61814
4164 | 0.56977
4165 | 0.56391
4166 | 0.55352
4167 | 0.5949
4168 | 0.64587
4169 | 0.60377
4170 | 0.63657
4171 | 0.71172
4172 | 0.76674
4173 | 0.76007
4174 | 0.75457
4175 | 0.68854
4176 | 0.61068
4177 | 0.74563
4178 | 0.5877
4179 | 0.56414
4180 | 0.52788
4181 | 0.50719
4182 | 0.52515
4183 | 0.53008
4184 | 0.52419
4185 | 0.48197
4186 | 0.4385
4187 | 0.41933
4188 | 0.36664
4189 | 0.40293
4190 | 0.41998
4191 | 0.4031
4192 | 0.4638
4193 | 0.53065
4194 | 0.57117
4195 | 0.65711
4196 | 0.73983
4197 | 0.73677
4198 | 0.70644
4199 | 0.72011
4200 | 0.7139
4201 | 0.56737
4202 | 0.66422
4203 | 0.61186
4204 | 0.59461
4205 | 0.58985
4206 | 0.62976
4207 | 0.52083
4208 | 0.52508
4209 | 0.54164
4210 | 0.50841
4211 | 0.47609
4212 | 0.49426
4213 | 0.48104
4214 | 0.48111
4215 | 0.51479
4216 | 0.47246
4217 | 0.52199
4218 | 0.59939
4219 | 0.71614
4220 | 0.81214
4221 | 0.79231
4222 | 0.70076
4223 | 0.73593
4224 | 0.76755
4225 | 0.72183
4226 | 0.53035
4227 | 0.51275
4228 | 0.50945
4229 | 0.5073
4230 | 0.57849
4231 | 0.5866
4232 | 0.63146
4233 | 0.69957
4234 | 0.63655
4235 | 0.58281
4236 | 0.59542
4237 | 0.62224
4238 | 0.55188
4239 | 0.57551
4240 | 0.58664
4241 | 0.62603
4242 | 0.75808
4243 | 0.84973
4244 | 0.88445
4245 | 0.86051
4246 | 0.7977
4247 | 0.80316
4248 | 0.8075
4249 | 0.61985
4250 | 0.66741
4251 | 0.68151
4252 | 0.67891
4253 | 0.63977
4254 | 0.70193
4255 | 0.6643
4256 | 0.74765
4257 | 0.7192
4258 | 0.64121
4259 | 0.59921
4260 | 0.59817
4261 | 0.59824
4262 | 0.59769
4263 | 0.59798
4264 | 0.59739
4265 | 0.41246
4266 | 0.53104
4267 | 0.61392
4268 | 0.78504
4269 | 0.88015
4270 | 0.76676
4271 | 0.69433
4272 | 0.57511
4273 | 0.74094
4274 | 0.51382
4275 | 0.4997
4276 | 0.49307
4277 | 0.49457
4278 | 0.52562
4279 | 0.55818
4280 | 0.56723
4281 | 0.53535
4282 | 0.51804
4283 | 0.5123
4284 | 0.49733
4285 | 0.48112
4286 | 0.48393
4287 | 0.51154
4288 | 0.54339
4289 | 0.6731
4290 | 0.74284
4291 | 0.85184
4292 | 0.88244
4293 | 0.87758
4294 | 0.84063
4295 | 0.80909
4296 | 0.69872
4297 | 0.53018
4298 | 0.57655
4299 | 0.56047
4300 | 0.55127
4301 | 0.55959
4302 | 0.58667
4303 | 0.62864
4304 | 0.74053
4305 | 0.7123
4306 | 0.67443
4307 | 0.67065
4308 | 0.67812
4309 | 0.64533
4310 | 0.61013
4311 | 0.66218
4312 | 0.72848
4313 | 0.69195
4314 | 0.73093
4315 | 0.79881
4316 | 0.85929
4317 | 0.84086
4318 | 0.785
4319 | 0.75069
4320 | 0.63264
4321 | 0.62392
4322 | 0.53549
4323 | 0.52316
4324 | 0.52489
4325 | 0.53704
4326 | 0.51586
4327 | 0.53862
4328 | 0.57828
4329 | 0.56702
4330 | 0.53701
4331 | 0.49723
4332 | 0.53345
4333 | 0.56575
4334 | 0.54123
4335 | 0.58115
4336 | 0.6417
4337 | 0.65924
4338 | 0.67475
4339 | 0.72259
4340 | 0.79472
4341 | 0.80686
4342 | 0.75129
4343 | 0.70584
4344 | 0.59378
4345 | 0.55517
4346 | 0.56466
4347 | 0.51906
4348 | 0.5129
4349 | 0.49439
4350 | 0.51487
4351 | 0.5467
4352 | 0.50559
4353 | 0.50247
4354 | 0.49693
4355 | 0.46866
4356 | 0.4135
4357 | 0.45229
4358 | 0.48776
4359 | 0.50662
4360 | 0.48518
4361 | 0.49656
4362 | 0.59334
4363 | 0.66903
4364 | 0.71071
4365 | 0.7248
4366 | 0.67111
4367 | 0.62147
4368 | 0.56604
4369 | 0.56963
4370 | 0.55099
4371 | 0.51879
4372 | 0.51152
4373 | 0.49803
4374 | 0.52831
4375 | 0.50727
4376 | 0.49746
4377 | 0.51746
4378 | 0.50943
4379 | 0.50043
4380 | 0.43804
4381 | 0.45575
4382 | 0.44137
4383 | 0.49344
4384 | 0.50148
4385 | 0.53006
4386 | 0.57506
4387 | 0.70121
4388 | 0.73208
4389 | 0.7066
4390 | 0.64696
4391 | 0.64646
4392 | 0.56877
4393 | 0.56501
4394 | 0.52065
4395 | 0.52792
4396 | 0.49565
4397 | 0.50212
4398 | 0.5255
4399 | 0.5846
4400 | 0.61975
4401 | 0.61414
4402 | 0.57892
4403 | 0.54704
4404 | 0.53316
4405 | 0.50368
4406 | 0.55459
4407 | 0.59515
4408 | 0.63541
4409 | 0.71128
4410 | 0.80445
4411 | 0.8343
4412 | 0.89308
4413 | 0.85811
4414 | 0.81466
4415 | 0.69469
4416 | 0.60855
4417 | 0.52263
4418 | 0.58419
4419 | 0.56254
4420 | 0.54987
4421 | 0.54125
4422 | 0.58413
4423 | 0.59465
4424 | 0.62464
4425 | 0.6802
4426 | 0.62247
4427 | 0.54922
4428 | 0.50257
4429 | 0.52721
4430 | 0.54852
4431 | 0.56482
4432 | 0.58984
4433 | 0.62872
4434 | 0.69987
4435 | 0.76801
4436 | 0.82839
4437 | 0.8301
4438 | 0.90647
4439 | 0.80203
4440 | 0.73574
4441 | 0.5865
4442 | 0.70995
4443 | 0.61777
4444 | 0.61676
4445 | 0.58496
4446 | 0.60477
4447 | 0.62564
4448 | 0.57307
4449 | 0.55427
4450 | 0.50941
4451 | 0.48996
4452 | 0.47063
4453 | 0.51212
4454 | 0.47131
4455 | 0.47244
4456 | 0.52436
4457 | 0.64486
4458 | 0.69989
4459 | 0.70697
4460 | 0.74725
4461 | 0.74144
4462 | 0.82233
4463 | 0.84043
4464 | 0.76191
4465 | 0.68611
4466 | 0.67687
4467 | 0.61757
4468 | 0.62316
4469 | 0.62538
4470 | 0.71427
4471 | 0.67246
4472 | 0.60856
4473 | 0.6138
4474 | 0.56998
4475 | 0.55245
4476 | 0.53864
4477 | 0.54813
4478 | 0.54407
4479 | 0.62007
4480 | 0.59287
4481 | 0.66219
4482 | 0.76081
4483 | 0.83624
4484 | 0.87869
4485 | 0.85564
4486 | 0.848
4487 | 0.827
4488 | 0.76666
4489 | 0.73622
4490 | 0.70692
4491 | 0.64523
4492 | 0.65334
4493 | 0.65791
4494 | 0.64571
4495 | 0.6857
4496 | 0.6733
4497 | 0.6653
4498 | 0.6364
4499 | 0.54516
4500 | 0.53864
4501 | 0.52659
4502 | 0.51769
4503 | 0.54579
4504 | 0.58337
4505 | 0.64134
4506 | 0.67472
4507 | 0.66099
4508 | 0.79434
4509 | 0.78574
4510 | 0.87374
4511 | 0.82654
4512 | 0.76485
4513 | 0.74516
4514 | 0.66971
4515 | 0.60454
4516 | 0.60331
4517 | 0.63319
4518 | 0.61349
4519 | 0.56114
4520 | 0.55414
4521 | 0.5479
4522 | 0.5302
4523 | 0.52716
4524 | 0.51765
4525 | 0.53159
4526 | 0.51706
4527 | 0.52248
4528 | 0.55792
4529 | 0.58048
4530 | 0.55821
4531 | 0.67249
4532 | 0.71888
4533 | 0.70611
4534 | 0.63845
4535 | 0.58495
4536 | 0.55169
4537 | 0.71916
4538 | 0.54243
4539 | 0.51125
4540 | 0.50677
4541 | 0.4861
4542 | 0.51422
4543 | 0.4887
4544 | 0.46404
4545 | 0.47219
4546 | 0.45049
4547 | 0.42064
4548 | 0.45496
4549 | 0.41047
4550 | 0.39228
4551 | 0.44729
4552 | 0.46457
4553 | 0.49523
4554 | 0.56672
4555 | 0.68129
4556 | 0.77712
4557 | 0.70741
4558 | 0.67395
4559 | 0.63381
4560 | 0.54452
4561 | 0.53808
4562 | 0.52436
4563 | 0.5103
4564 | 0.49782
4565 | 0.51929
4566 | 0.5422
4567 | 0.54151
4568 | 0.5779
4569 | 0.57517
4570 | 0.54391
4571 | 0.49344
4572 | 0.47107
4573 | 0.46746
4574 | 0.5066
4575 | 0.55199
4576 | 0.55124
4577 | 0.60604
4578 | 0.73861
4579 | 0.81462
4580 | 0.87118
4581 | 0.84669
4582 | 0.8681
4583 | 0.8324
4584 | 0.82013
4585 | 0.52045
4586 | 0.69193
4587 | 0.59044
4588 | 0.58683
4589 | 0.5845
4590 | 0.62591
4591 | 0.73223
4592 | 0.6584
4593 | 0.62894
4594 | 0.55175
4595 | 0.58494
4596 | 0.58005
4597 | 0.50924
4598 | 0.59603
4599 | 0.66664
4600 | 0.63725
4601 | 0.62045
4602 | 0.73652
4603 | 0.7674
4604 | 0.84102
4605 | 0.81354
4606 | 0.89334
4607 | 0.80715
4608 | 0.72631
4609 | 0.7508
4610 | 0.67753
4611 | 0.64475
4612 | 0.61354
4613 | 0.58847
4614 | 0.65448
4615 | 0.68479
4616 | 0.59442
4617 | 0.56298
4618 | 0.54716
4619 | 0.53342
4620 | 0.54278
4621 | 0.53475
4622 | 0.58299
4623 | 0.61135
4624 | 0.65063
4625 | 0.61159
4626 | 0.6316
4627 | 0.72175
4628 | 0.85239
4629 | 0.83508
4630 | 0.90177
4631 | 0.86328
4632 | 0.74794
4633 | 0.67114
4634 | 0.71527
4635 | 0.64561
4636 | 0.63165
4637 | 0.65736
4638 | 0.6943
4639 | 0.70182
4640 | 0.62624
4641 | 0.64416
4642 | 0.59346
4643 | 0.57373
4644 | 0.58234
4645 | 0.66837
4646 | 0.60775
4647 | 0.59338
4648 | 0.59284
4649 | 0.62393
4650 | 0.71479
4651 | 0.7735
4652 | 0.84156
4653 | 0.81074
4654 | 0.85521
4655 | 0.83956
4656 | 0.75137
4657 | 0.74618
4658 | 0.73552
4659 | 0.65905
4660 | 0.61723
4661 | 0.57338
4662 | 0.616
4663 | 0.63305
4664 | 0.5557
4665 | 0.59851
4666 | 0.60084
4667 | 0.60638
4668 | 0.57002
4669 | 0.53628
4670 | 0.5223
4671 | 0.53661
4672 | 0.58671
4673 | 0.64061
4674 | 0.65927
4675 | 0.73406
4676 | 0.82306
4677 | 0.73807
4678 | 0.83854
4679 | 0.90374
4680 | 0.77976
4681 | 0.71746
4682 | 0.71008
4683 | 0.64686
4684 | 0.6191
4685 | 0.63257
4686 | 0.64191
4687 | 0.59282
4688 | 0.54753
4689 | 0.54923
4690 | 0.53371
4691 | 0.50321
4692 | 0.47082
4693 | 0.47442
4694 | 0.50555
4695 | 0.53134
4696 | 0.52522
4697 | 0.57186
4698 | 0.56685
4699 | 0.62275
4700 | 0.75128
4701 | 0.77377
4702 | 0.84311
4703 | 0.87799
4704 | 0.79682
4705 | 0.71785
4706 | 0.54643
4707 | 0.57323
4708 | 0.5366
4709 | 0.50857
4710 | 0.51091
4711 | 0.54475
4712 | 0.529
4713 | 0.51132
4714 | 0.51677
4715 | 0.50667
4716 | 0.38696
4717 | 0.41127
4718 | 0.43207
4719 | 0.4834
4720 | 0.52171
4721 | 0.56989
4722 | 0.64364
4723 | 0.72634
4724 | 0.80945
4725 | 0.72978
4726 | 0.64873
4727 | 0.67305
4728 | 0.61321
4729 | 0.58865
4730 | 0.52867
4731 | 0.5245
4732 | 0.5461
4733 | 0.53113
4734 | 0.54483
4735 | 0.58835
4736 | 0.68705
4737 | 0.68579
4738 | 0.59372
4739 | 0.54965
4740 | 0.55948
4741 | 0.54371
4742 | 0.521
4743 | 0.5565
4744 | 0.58522
4745 | 0.59837
4746 | 0.705
4747 | 0.81283
4748 | 0.8811
4749 | 0.85921
4750 | 0.89787
4751 | 0.8608
4752 | 0.80818
4753 | 0.57333
4754 | 0.6794
4755 | 0.69957
4756 | 0.71918
4757 | 0.63623
4758 | 0.68424
4759 | 0.73811
4760 | 0.69531
4761 | 0.66512
4762 | 0.66393
4763 | 0.57623
4764 | 0.55878
4765 | 0.58249
4766 | 0.59528
4767 | 0.61539
4768 | 0.60135
4769 | 0.69612
4770 | 0.76611
4771 | 0.80371
4772 | 0.88712
4773 | 0.85318
4774 | 0.86813
4775 | 0.85324
4776 | 0.76953
4777 | 0.76676
4778 | 0.7301
4779 | 0.68495
4780 | 0.65877
4781 | 0.62991
4782 | 0.70875
4783 | 0.75624
4784 | 0.61958
4785 | 0.68897
4786 | 0.603
4787 | 0.5697
4788 | 0.57102
4789 | 0.52701
4790 | 0.54526
4791 | 0.62019
4792 | 0.65084
4793 | 0.69849
4794 | 0.75632
4795 | 0.80933
4796 | 0.87555
4797 | 0.83122
4798 | 0.81879
4799 | 0.81214
4800 | 0.75569
4801 | 0.69614
4802 | 0.73444
4803 | 0.66358
4804 | 0.64894
4805 | 0.65635
4806 | 0.65553
4807 | 0.69684
4808 | 0.6199
4809 | 0.61283
4810 | 0.57351
4811 | 0.5184
4812 | 0.52814
4813 | 0.52125
4814 | 0.49646
4815 | 0.54103
4816 | 0.60585
4817 | 0.61527
4818 | 0.6845
4819 | 0.75117
4820 | 0.81743
4821 | 0.82105
4822 | 0.82914
4823 | 0.89845
4824 | 0.80455
4825 | 0.76959
4826 | 0.63622
4827 | 0.65937
4828 | 0.68893
4829 | 0.60634
4830 | 0.65258
4831 | 0.75815
4832 | 0.6601
4833 | 0.63393
4834 | 0.62877
4835 | 0.59094
4836 | 0.55617
4837 | 0.53691
4838 | 0.56847
4839 | 0.57509
4840 | 0.57134
4841 | 0.66321
4842 | 0.64713
4843 | 0.6182
4844 | 0.72394
4845 | 0.74012
4846 | 0.78929
4847 | 0.79959
4848 | 0.78987
4849 | 0.68685
4850 | 0.63011
4851 | 0.66726
4852 | 0.61926
4853 | 0.57474
4854 | 0.62859
4855 | 0.67025
4856 | 0.55979
4857 | 0.5201
4858 | 0.49394
4859 | 0.42382
4860 | 0.36647
4861 | 0.36033
4862 | 0.43486
4863 | 0.48893
4864 | 0.48635
4865 | 0.53057
4866 | 0.59497
4867 | 0.63147
4868 | 0.67004
4869 | 0.72133
4870 | 0.80317
4871 | 0.77746
4872 | 0.80561
4873 | 0.70614
4874 | 0.57337
4875 | 0.53074
4876 | 0.51874
4877 | 0.49485
4878 | 0.50378
4879 | 0.53242
4880 | 0.50585
4881 | 0.49325
4882 | 0.49283
4883 | 0.46725
4884 | 0.46742
4885 | 0.45921
4886 | 0.48097
4887 | 0.51595
4888 | 0.57016
4889 | 0.60858
4890 | 0.66784
4891 | 0.79492
4892 | 0.85349
4893 | 0.77827
4894 | 0.7634
4895 | 0.78649
4896 | 0.72317
4897 | 0.63315
4898 | 0.51729
4899 | 0.52608
4900 | 0.54537
4901 | 0.52589
4902 | 0.54481
4903 | 0.57598
4904 | 0.62195
4905 | 0.5804
4906 | 0.54468
4907 | 0.57322
4908 | 0.55834
4909 | 0.54726
4910 | 0.56468
4911 | 0.54852
4912 | 0.59476
4913 | 0.74797
4914 | 0.83195
4915 | 0.86744
4916 | 0.91757
4917 | 0.82562
4918 | 0.88471
4919 | 0.86896
4920 | 0.8679
4921 | 0.56383
4922 | 0.76281
4923 | 0.69852
4924 | 0.6825
4925 | 0.65136
4926 | 0.76047
4927 | 0.77536
4928 | 0.66139
4929 | 0.73156
4930 | 0.67339
4931 | 0.60377
4932 | 0.5429
4933 | 0.56787
4934 | 0.56757
4935 | 0.58741
4936 | 0.64613
4937 | 0.71245
4938 | 0.7473
4939 | 0.82934
4940 | 0.86073
4941 | 0.79836
4942 | 0.9196
4943 | 0.90364
4944 | 0.78547
4945 | 0.80919
4946 | 0.61061
4947 | 0.65774
4948 | 0.69605
4949 | 0.61069
4950 | 0.67401
4951 | 0.77257
4952 | 0.68246
4953 | 0.63878
4954 | 0.60204
4955 | 0.55567
4956 | 0.5878
4957 | 0.66066
4958 | 0.6508
4959 | 0.61894
4960 | 0.62781
4961 | 0.6515
4962 | 0.74507
4963 | 0.81078
4964 | 0.88512
4965 | 0.86599
4966 | 0.8525
4967 | 0.83555
4968 | 0.76414
4969 | 0.63787
4970 | 0.72211
4971 | 0.65557
4972 | 0.67269
4973 | 0.66275
4974 | 0.67101
4975 | 0.71455
4976 | 0.69508
4977 | 0.65367
4978 | 0.60226
4979 | 0.59942
4980 | 0.61066
4981 | 0.56795
4982 | 0.5428
4983 | 0.60157
4984 | 0.6189
4985 | 0.67906
4986 | 0.67318
4987 | 0.80069
4988 | 0.88948
4989 | 0.87777
4990 | 0.89723
4991 | 0.87814
4992 | 0.78488
4993 | 0.75307
4994 | 0.74696
4995 | 0.66769
4996 | 0.63764
4997 | 0.67315
4998 | 0.72202
4999 | 0.70142
5000 | 0.65429
5001 | 0.73887
5002 | 0.62396
5003 | 0.60147
5004 | 0.56637
5005 | 0.54066
5006 | 0.52833
5007 | 0.54866
5008 | 0.62942
5009 | 0.63138
5010 | 0.71908
5011 | 0.79341
5012 | 0.89107
5013 | 0.85521
5014 | 0.91687
5015 | 0.91772
5016 | 0.77292
5017 | 0.75789
5018 | 0.78101
5019 | 0.75691
5020 | 0.68429
5021 | 0.61252
5022 | 0.68079
5023 | 0.68486
5024 | 0.55365
5025 | 0.54205
5026 | 0.53637
5027 | 0.48448
5028 | 0.46562
5029 | 0.48949
5030 | 0.44323
5031 | 0.43802
5032 | 0.49275
5033 | 0.55564
5034 | 0.60251
5035 | 0.65388
5036 | 0.77922
5037 | 0.754
5038 | 0.81253
5039 | 0.79313
5040 | 0.79527
5041 | 0.74354
5042 | 0.65537
5043 | 0.61919
5044 | 0.59974
5045 | 0.53661
5046 | 0.52281
5047 | 0.54469
5048 | 0.52144
5049 | 0.48452
5050 | 0.47164
5051 | 0.46996
5052 | 0.44005
5053 | 0.45009
5054 | 0.47425
5055 | 0.44101
5056 | 0.49251
5057 | 0.56366
5058 | 0.62613
5059 | 0.75303
5060 | 0.8587
5061 | 0.80443
5062 | 0.66412
5063 | 0.60647
5064 | 0.59315
5065 | 0.74186
5066 | 0.544
5067 | 0.56414
5068 | 0.69574
5069 | 0.61975
5070 | 0.64079
5071 | 0.61562
5072 | 0.66888
5073 | 0.66169
5074 | 0.67705
5075 | 0.62997
5076 | 0.57371
5077 | 0.55516
5078 | 0.62173
5079 | 0.66816
5080 | 0.73555
5081 | 0.74634
5082 | 0.85078
5083 | 0.87855
5084 | 0.94549
5085 | 0.92008
5086 | 0.92986
5087 | 0.90111
5088 | 0.87241
5089 | 0.57461
5090 | 0.75822
5091 | 0.69384
5092 | 0.71708
5093 | 0.72833
5094 | 0.73242
5095 | 0.76669
5096 | 0.69596
5097 | 0.73834
5098 | 0.67538
5099 | 0.64294
5100 | 0.60874
5101 | 0.55796
5102 | 0.56513
5103 | 0.6391
5104 | 0.67118
5105 | 0.74013
5106 | 0.77148
5107 | 0.88716
5108 | 0.9765
5109 | 0.92142
5110 | 0.96556
5111 | 0.89835
5112 | 0.84945
5113 | 0.82826
5114 | 0.70981
5115 | 0.67934
5116 | 0.70255
5117 | 0.68091
5118 | 0.70663
5119 | 0.75639
5120 | 0.71947
5121 | 0.68129
5122 | 0.58154
5123 | 0.60483
5124 | 0.5475
5125 | 0.52127
5126 | 0.49861
5127 | 0.56331
5128 | 0.59784
5129 | 0.64178
5130 | 0.74508
5131 | 0.8356
5132 | 0.92683
5133 | 0.88497
5134 | 0.90357
5135 | 0.87807
5136 | 0.83338
5137 | 0.80915
5138 | 0.79674
5139 | 0.68932
5140 | 0.659
5141 | 0.66729
5142 | 0.76702
5143 | 0.80121
5144 | 0.80191
5145 | 0.79199
5146 | 0.69617
5147 | 0.68728
5148 | 0.63727
5149 | 0.58039
5150 | 0.56142
5151 | 0.58931
5152 | 0.65338
5153 | 0.65934
5154 | 0.6732
5155 | 0.81966
5156 | 0.8885
5157 | 0.79428
5158 | 0.87892
5159 | 0.82015
5160 | 0.76899
5161 | 0.84236
5162 | 0.75259
5163 | 0.66062
5164 | 0.61149
5165 | 0.61174
5166 | 0.6245
5167 | 0.63668
5168 | 0.61324
5169 | 0.61973
5170 | 0.5844
5171 | 0.53109
5172 | 0.51562
5173 | 0.55001
5174 | 0.54457
5175 | 0.58681
5176 | 0.65258
5177 | 0.6727
5178 | 0.66864
5179 | 0.6923
5180 | 0.77241
5181 | 0.66038
5182 | 0.73137
5183 | 0.79584
5184 | 0.77445
5185 | 0.75082
5186 | 0.58817
5187 | 0.53774
5188 | 0.54199
5189 | 0.51806
5190 | 0.51884
5191 | 0.51865
5192 | 0.57713
5193 | 0.56449
5194 | 0.47921
5195 | 0.4812
5196 | 0.47333
5197 | 0.46104
5198 | 0.49675
5199 | 0.48645
5200 | 0.54231
5201 | 0.60118
5202 | 0.64807
5203 | 0.73709
5204 | 0.82909
5205 | 0.77105
5206 | 0.7429
5207 | 0.81536
5208 | 0.78115
5209 | 0.68741
5210 | 0.56995
5211 | 0.55127
5212 | 0.54645
5213 | 0.49633
5214 | 0.5119
5215 | 0.52276
5216 | 0.55557
5217 | 0.54035
5218 | 0.49583
5219 | 0.47839
5220 | 0.47108
5221 | 0.4541
5222 | 0.47367
5223 | 0.47884
5224 | 0.49478
5225 | 0.54178
5226 | 0.62299
5227 | 0.71893
5228 | 0.88784
5229 | 0.84442
5230 | 0.71477
5231 | 0.59577
5232 | 0.55535
5233 | 0.68649
5234 | 0.54268
5235 | 0.51735
5236 | 0.52497
5237 | 0.58823
5238 | 0.67209
5239 | 0.63254
5240 | 0.59977
5241 | 0.62991
5242 | 0.59529
5243 | 0.61966
5244 | 0.56248
5245 | 0.57206
5246 | 0.54026
5247 | 0.54359
5248 | 0.57802
5249 | 0.67269
5250 | 0.75905
5251 | 0.80176
5252 | 0.91142
5253 | 0.81808
5254 | 0.8449
5255 | 0.82343
5256 | 0.80646
5257 | 0.54294
5258 | 0.70955
5259 | 0.64306
5260 | 0.66584
5261 | 0.65846
5262 | 0.67738
5263 | 0.70276
5264 | 0.67046
5265 | 0.65706
5266 | 0.60393
5267 | 0.56283
5268 | 0.59642
5269 | 0.56596
5270 | 0.5486
5271 | 0.59959
5272 | 0.63087
5273 | 0.66302
5274 | 0.69742
5275 | 0.84476
5276 | 0.93677
5277 | 0.85117
5278 | 0.92443
5279 | 0.92019
5280 | 0.74101
5281 | 0.73005
5282 | 0.73444
5283 | 0.68174
5284 | 0.63706
5285 | 0.62875
5286 | 0.73112
5287 | 0.74936
5288 | 0.65696
5289 | 0.6993
5290 | 0.63344
5291 | 0.6266
5292 | 0.60159
5293 | 0.59083
5294 | 0.5839
5295 | 0.61829
5296 | 0.67352
5297 | 0.80401
5298 | 0.75263
5299 | 0.8787
5300 | 0.98129
5301 | 0.92094
5302 | 0.95999
5303 | 0.95656
5304 | 0.87411
5305 | 0.67915
5306 | 0.71679
5307 | 0.69799
5308 | 0.75486
5309 | 0.7163
5310 | 0.70327
5311 | 0.76098
5312 | 0.71734
5313 | 0.70541
5314 | 0.65288
5315 | 0.63216
5316 | 0.61478
5317 | 0.66814
5318 | 0.74198
5319 | 0.79666
5320 | 0.73926
5321 | 0.86797
5322 | 0.87522
5323 | 0.9315
5324 | 0.94799
5325 | 0.84836
5326 | 0.87692
5327 | 0.90596
5328 | 0.70619
5329 | 0.74255
5330 | 0.70405
5331 | 0.6615
5332 | 0.6718
5333 | 0.64976
5334 | 0.78665
5335 | 0.78871
5336 | 0.68762
5337 | 0.67386
5338 | 0.61864
5339 | 0.60375
5340 | 0.62537
5341 | 0.55433
5342 | 0.5594
5343 | 0.58732
5344 | 0.59817
5345 | 0.60999
5346 | 0.73735
5347 | 0.84016
5348 | 0.8788
5349 | 0.82822
5350 | 0.86354
5351 | 0.82875
5352 | 0.7817
5353 | 0.64979
5354 | 0.71095
5355 | 0.6307
5356 | 0.64261
5357 | 0.57958
5358 | 0.54107
5359 | 0.5478
5360 | 0.55763
5361 | 0.56012
5362 | 0.51978
5363 | 0.46911
5364 | 0.45864
5365 | 0.48443
5366 | 0.48567
5367 | 0.49778
5368 | 0.55902
5369 | 0.62227
5370 | 0.68927
5371 | 0.78329
5372 | 0.94677
5373 | 0.88559
5374 | 0.91244
5375 | 0.82012
5376 | 0.76484
5377 | 0.73673
5378 | 0.56463
5379 | 0.55059
5380 | 0.56459
5381 | 0.5429
5382 | 0.52477
5383 | 0.52407
5384 | 0.53813
5385 | 0.55221
5386 | 0.49786
5387 | 0.45298
5388 | 0.48107
5389 | 0.46285
5390 | 0.46112
5391 | 0.47792
5392 | 0.49758
5393 | 0.54292
5394 | 0.66133
5395 | 0.76897
5396 | 0.88238
5397 | 0.85169
5398 | 0.67591
5399 | 0.62927
5400 | 0.60829
5401 | 0.65069
5402 | 0.58673
5403 | 0.59831
5404 | 0.60428
5405 | 0.52691
5406 | 0.5481
5407 | 0.59862
5408 | 0.66559
5409 | 0.65556
5410 | 0.58531
5411 | 0.60969
5412 | 0.60214
5413 | 0.58212
5414 | 0.60053
5415 | 0.61208
5416 | 0.70255
5417 | 0.75542
5418 | 0.81414
5419 | 0.9114
5420 | 0.9653
5421 | 0.89402
5422 | 0.87799
5423 | 0.85341
5424 | 0.77943
5425 | 0.55808
5426 | 0.72126
5427 | 0.66172
5428 | 0.68834
5429 | 0.67935
5430 | 0.70396
5431 | 0.79932
5432 | 0.69351
5433 | 0.70839
5434 | 0.62984
5435 | 0.56952
5436 | 0.60452
5437 | 0.62894
5438 | 0.61362
5439 | 0.60259
5440 | 0.64527
5441 | 0.7119
5442 | 0.7549
5443 | 0.85929
5444 | 0.94594
5445 | 0.85844
5446 | 0.8371
5447 | 0.86489
5448 | 0.81231
5449 | 0.79605
5450 | 0.66568
5451 | 0.69156
5452 | 0.64144
5453 | 0.64335
5454 | 0.76011
5455 | 0.74445
5456 | 0.66342
5457 | 0.68192
5458 | 0.60175
5459 | 0.54485
5460 | 0.51238
5461 | 0.54033
5462 | 0.53278
5463 | 0.53452
5464 | 0.60648
5465 | 0.71132
5466 | 0.81444
5467 | 0.89793
5468 | 0.97228
5469 | 0.91644
5470 | 0.93123
5471 | 0.85406
5472 | 0.7625
5473 | 0.6686
5474 | 0.74684
5475 | 0.66951
5476 | 0.6454
5477 | 0.67595
5478 | 0.67823
5479 | 0.64466
5480 | 0.6522
5481 | 0.68062
5482 | 0.64502
5483 | 0.63726
5484 | 0.70488
5485 | 0.68172
5486 | 0.59907
5487 | 0.58136
5488 | 0.64724
5489 | 0.71643
5490 | 0.81555
5491 | 0.90078
5492 | 0.9146
5493 | 0.82448
5494 | 0.92634
5495 | 0.97261
5496 | 0.91187
5497 | 0.74026
5498 | 0.77572
5499 | 0.81395
5500 | 0.75077
5501 | 0.7083
5502 | 0.79372
5503 | 0.71638
5504 | 0.59626
5505 | 0.5924
5506 | 0.55788
5507 | 0.55703
5508 | 0.55228
5509 | 0.53364
5510 | 0.55693
5511 | 0.5538
5512 | 0.5859
5513 | 0.73902
5514 | 0.85787
5515 | 0.90558
5516 | 0.94846
5517 | 0.89899
5518 | 0.96186
5519 | 0.92911
5520 | 0.87121
5521 | 0.7851
5522 | 0.78936
5523 | 0.72474
5524 | 0.6549
5525 | 0.64347
5526 | 0.72334
5527 | 0.64695
5528 | 0.56996
5529 | 0.58245
5530 | 0.56952
5531 | 0.52749
5532 | 0.51089
5533 | 0.54032
5534 | 0.55107
5535 | 0.54071
5536 | 0.60093
5537 | 0.6355
5538 | 0.71006
5539 | 0.80141
5540 | 0.78717
5541 | 0.77483
5542 | 0.88895
5543 | 0.87259
5544 | 0.75007
5545 | 0.86048
5546 | 0.59814
5547 | 0.60208
5548 | 0.5947
5549 | 0.54008
5550 | 0.5222
5551 | 0.50388
5552 | 0.55462
5553 | 0.55215
5554 | 0.52384
5555 | 0.47028
5556 | 0.46387
5557 | 0.46846
5558 | 0.50783
5559 | 0.51903
5560 | 0.52352
5561 | 0.60061
5562 | 0.7079
5563 | 0.82346
5564 | 0.94135
5565 | 0.89552
5566 | 0.84096
5567 | 0.80141
5568 | 0.73214
5569 | 0.66984
5570 | 0.67447
5571 | 0.56234
5572 | 0.54723
5573 | 0.55694
5574 | 0.6311
5575 | 0.63825
5576 | 0.66436
5577 | 0.69692
5578 | 0.67704
5579 | 0.66804
5580 | 0.60586
5581 | 0.61927
5582 | 0.62381
5583 | 0.6214
5584 | 0.68209
5585 | 0.76181
5586 | 0.81757
5587 | 0.89033
5588 | 0.90977
5589 | 0.8661
5590 | 0.93284
5591 | 0.86155
5592 | 0.82215
5593 | 0.69759
5594 | 0.73321
5595 | 0.70095
5596 | 0.76324
5597 | 0.64888
5598 | 0.72266
5599 | 0.83685
5600 | 0.77984
5601 | 0.7717
5602 | 0.60207
5603 | 0.57162
5604 | 0.58165
5605 | 0.61076
5606 | 0.6277
5607 | 0.6282
5608 | 0.65064
5609 | 0.698
5610 | 0.78804
5611 | 0.83699
5612 | 0.94985
5613 | 0.82487
5614 | 0.84217
5615 | 0.85584
5616 | 0.77698
5617 | 0.80781
5618 | 0.70943
5619 | 0.63922
5620 | 0.63257
5621 | 0.64574
5622 | 0.71656
5623 | 0.80899
5624 | 0.72901
5625 | 0.60783
5626 | 0.5973
5627 | 0.55698
5628 | 0.52642
5629 | 0.51647
5630 | 0.56908
5631 | 0.61324
5632 | 0.58683
5633 | 0.71145
5634 | 0.82335
5635 | 0.7649
5636 | 0.83375
5637 | 0.8319
5638 | 0.87074
5639 | 0.85019
5640 | 0.79566
5641 | 0.73591
5642 | 0.66763
5643 | 0.67832
5644 | 0.73312
5645 | 0.68479
5646 | 0.68808
5647 | 0.76151
5648 | 0.7535
5649 | 0.65416
5650 | 0.66582
5651 | 0.66687
5652 | 0.782
5653 | 0.74755
5654 | 0.64473
5655 | 0.68828
5656 | 0.68999
5657 | 0.74246
5658 | 0.69764
5659 | 0.73098
5660 | 0.75327
5661 | 0.64334
5662 | 0.61299
5663 | 0.59058
5664 | 0.55768
5665 | 0.78361
5666 | 0.48855
5667 | 0.5088
5668 | 0.48088
5669 | 0.48372
5670 | 0.47114
5671 | 0.40573
5672 | 0.48973
5673 | 0.57537
5674 | 0.54394
5675 | 0.53304
5676 | 0.54704
5677 | 0.52564
5678 | 0.46828
5679 | 0.48635
5680 | 0.56197
5681 | 0.65386
5682 | 0.725
5683 | 0.70918
5684 | 0.64731
5685 | 0.60882
5686 | 0.58859
5687 | 0.61872
5688 | 0.55806
5689 | 0.4981
5690 | 0.48682
5691 | 0.47096
5692 | 0.48914
5693 | 0.46045
5694 | 0.4806
5695 | 0.48963
5696 | 0.53186
5697 | 0.52766
5698 | 0.47803
5699 | 0.53151
5700 | 0.54899
5701 | 0.49149
5702 | 0.56139
5703 | 0.52536
5704 | 0.51046
5705 | 0.6015
5706 | 0.69349
5707 | 0.69564
5708 | 0.69619
5709 | 0.61183
5710 | 0.58081
5711 | 0.59317
5712 | 0.57411
5713 | 0.5209
5714 | 0.50438
5715 | 0.49826
5716 | 0.49814
5717 | 0.5367
5718 | 0.52813
5719 | 0.5311
5720 | 0.52049
5721 | 0.55749
5722 | 0.5176
5723 | 0.47911
5724 | 0.42791
5725 | 0.45038
5726 | 0.45978
5727 | 0.49595
5728 | 0.5518
5729 | 0.5535
5730 | 0.6506
5731 | 0.77663
5732 | 0.80231
5733 | 0.72036
5734 | 0.61289
5735 | 0.5915
5736 | 0.55175
5737 | 0.52916
5738 | 0.52568
5739 | 0.50442
5740 | 0.49635
5741 | 0.50925
5742 | 0.55816
5743 | 0.55889
5744 | 0.57828
5745 | 0.6327
5746 | 0.59692
5747 | 0.58084
5748 | 0.65831
5749 | 0.62038
5750 | 0.568
5751 | 0.62719
5752 | 0.65902
5753 | 0.68021
5754 | 0.70987
5755 | 0.89282
5756 | 0.96229
5757 | 0.85332
5758 | 0.86424
5759 | 0.89158
5760 | 0.72438
5761 | 0.55206
5762 | 0.65135
5763 | 0.66502
5764 | 0.70071
5765 | 0.61752
5766 | 0.67559
5767 | 0.75132
5768 | 0.65822
5769 | 0.68343
5770 | 0.59101
5771 | 0.5834
5772 | 0.58683
5773 | 0.56431
5774 | 0.59546
5775 | 0.63149
5776 | 0.63358
5777 | 0.68799
5778 | 0.78946
5779 | 0.90426
5780 | 0.96969
5781 | 0.88222
5782 | 0.94686
5783 | 0.86762
5784 | 0.72962
5785 | 0.65544
5786 | 0.64696
5787 | 0.60823
5788 | 0.59766
5789 | 0.62298
5790 | 0.64164
5791 | 0.67105
5792 | 0.61307
5793 | 0.62172
5794 | 0.56759
5795 | 0.55265
5796 | 0.51755
5797 | 0.53728
5798 | 0.54865
5799 | 0.55946
5800 | 0.58846
5801 | 0.66627
5802 | 0.68807
5803 | 0.81332
5804 | 0.91733
5805 | 0.82939
5806 | 0.79616
5807 | 0.76749
5808 | 0.73241
5809 | 0.74539
5810 | 0.62483
5811 | 0.62187
5812 | 0.61779
5813 | 0.60561
5814 | 0.72323
5815 | 0.71923
5816 | 0.61212
5817 | 0.58942
5818 | 0.56157
5819 | 0.51734
5820 | 0.54362
5821 | 0.57074
5822 | 0.53982
5823 | 0.55422
5824 | 0.5716
5825 | 0.61987
5826 | 0.63869
5827 | 0.8135
5828 | 0.90791
5829 | 0.78723
5830 | 0.76741
5831 | 0.77334
5832 | 0.78132
5833 | 0.62608
5834 | 0.64973
5835 | 0.65752
5836 | 0.679
5837 | 0.63706
5838 | 0.6501
5839 | 0.67506
5840 | 0.58535
5841 | 0.60259
5842 | 0.58917
5843 | 0.57663
5844 | 0.51916
5845 | 0.54603
5846 | 0.61009
5847 | 0.58485
5848 | 0.59494
5849 | 0.60209
5850 | 0.67889
5851 | 0.7625
5852 | 0.792
5853 | 0.699
5854 | 0.78096
5855 | 0.79767
5856 | 0.68864
5857 | 0.68544
5858 | 0.63718
5859 | 0.64101
5860 | 0.5825
5861 | 0.58401
5862 | 0.53133
5863 | 0.56257
5864 | 0.53413
5865 | 0.48749
5866 | 0.48976
5867 | 0.44351
5868 | 0.40639
5869 | 0.43969
5870 | 0.48793
5871 | 0.48801
5872 | 0.5445
5873 | 0.6267
5874 | 0.7101
5875 | 0.72745
5876 | 0.72594
5877 | 0.72377
5878 | 0.68016
5879 | 0.66914
5880 | 0.65412
5881 | 0.64867
5882 | 0.56247
5883 | 0.55219
5884 | 0.55865
5885 | 0.53632
5886 | 0.49927
5887 | 0.49565
5888 | 0.49535
5889 | 0.51725
5890 | 0.48762
5891 | 0.46235
5892 | 0.41751
5893 | 0.37857
5894 | 0.39375
5895 | 0.4727
5896 | 0.52812
5897 | 0.57217
5898 | 0.64501
5899 | 0.75085
5900 | 0.80844
5901 | 0.72906
5902 | 0.74744
5903 | 0.72597
5904 | 0.66942
5905 | 0.59741
5906 | 0.61834
5907 | 0.52026
5908 | 0.51657
5909 | 0.56058
5910 | 0.55132
5911 | 0.53966
5912 | 0.59903
5913 | 0.59369
5914 | 0.54381
5915 | 0.55758
5916 | 0.51949
5917 | 0.50781
5918 | 0.51707
5919 | 0.57149
5920 | 0.66853
5921 | 0.6888
5922 | 0.7749
5923 | 0.85651
5924 | 0.88583
5925 | 0.82498
5926 | 0.7354
5927 | 0.67606
5928 | 0.63823
5929 | 0.66237
5930 | 0.59806
5931 | 0.57139
5932 | 0.61426
5933 | 0.59825
5934 | 0.59691
5935 | 0.67026
5936 | 0.68442
5937 | 0.70046
5938 | 0.64374
5939 | 0.57638
5940 | 0.57173
5941 | 0.61888
5942 | 0.58973
5943 | 0.60902
5944 | 0.69459
5945 | 0.81608
5946 | 0.89779
5947 | 0.94437
5948 | 0.98855
5949 | 0.88926
5950 | 0.90448
5951 | 0.85327
5952 | 0.84588
5953 | 0.64175
5954 | 0.6956
5955 | 0.69831
5956 | 0.73205
5957 | 0.70095
5958 | 0.72328
5959 | 0.77095
5960 | 0.74428
5961 | 0.7103
5962 | 0.65514
5963 | 0.60945
5964 | 0.57305
5965 | 0.58005
5966 | 0.64619
5967 | 0.65851
5968 | 0.63007
5969 | 0.75129
5970 | 0.82628
5971 | 0.88801
5972 | 0.94119
5973 | 0.86109
5974 | 0.851
5975 | 0.82778
5976 | 0.80919
5977 | 0.78581
5978 | 0.70516
5979 | 0.70232
5980 | 0.73964
5981 | 0.65973
5982 | 0.67304
5983 | 0.72135
5984 | 0.68286
5985 | 0.65701
5986 | 0.61444
5987 | 0.57231
5988 | 0.56498
5989 | 0.5643
5990 | 0.61824
5991 | 0.6958
5992 | 0.66059
5993 | 0.76262
5994 | 0.84006
5995 | 0.90449
5996 | 0.94882
5997 | 0.88383
5998 | 0.8943
5999 | 0.87657
6000 | 0.7689
6001 | 0.77786
6002 | 0.75562
6003 | 0.71051
6004 | 0.7057
6005 | 0.72144
6006 | 0.82441
6007 | 0.82095
6008 | 0.71501
6009 | 0.7289
6010 | 0.62402
6011 | 0.5595
6012 | 0.53429
6013 | 0.56964
6014 | 0.54896
6015 | 0.56057
6016 | 0.61877
6017 | 0.69784
6018 | 0.72665
6019 | 0.82235
6020 | 0.88327
6021 | 0.77743
6022 | 0.83255
6023 | 0.88253
6024 | 0.79814
6025 | 0.74485
6026 | 0.67598
6027 | 0.69931
6028 | 0.63278
6029 | 0.59616
6030 | 0.59749
6031 | 0.57239
6032 | 0.56922
6033 | 0.5483
6034 | 0.50371
6035 | 0.47625
6036 | 0.45145
6037 | 0.49488
6038 | 0.47291
6039 | 0.50554
6040 | 0.57836
6041 | 0.64136
6042 | 0.72216
6043 | 0.8075
6044 | 0.79438
6045 | 0.79245
6046 | 0.7984
6047 | 0.83409
6048 | 0.72376
6049 | 0.71172
6050 | 0.65144
6051 | 0.58207
6052 | 0.5416
6053 | 0.50846
6054 | 0.5297
6055 | 0.55518
6056 | 0.50217
6057 | 0.48119
6058 | 0.47279
6059 | 0.43628
6060 | 0.40536
6061 | 0.45274
6062 | 0.47517
6063 | 0.51362
6064 | 0.5392
6065 | 0.58818
6066 | 0.68933
6067 | 0.81367
6068 | 0.88287
6069 | 0.80766
6070 | 0.73537
6071 | 0.64674
6072 | 0.60312
6073 | 0.68728
6074 | 0.56116
6075 | 0.52881
6076 | 0.53206
6077 | 0.56489
6078 | 0.56677
6079 | 0.64918
6080 | 0.71299
6081 | 0.67738
6082 | 0.63077
6083 | 0.61271
6084 | 0.58608
6085 | 0.57519
6086 | 0.59999
6087 | 0.66723
6088 | 0.7349
6089 | 0.74675
6090 | 0.81458
6091 | 0.90979
6092 | 0.95628
6093 | 0.89916
6094 | 0.88872
6095 | 0.85626
6096 | 0.79431
6097 | 0.59184
6098 | 0.75371
6099 | 0.74849
6100 | 0.70289
6101 | 0.69394
6102 | 0.7863
6103 | 0.8581
6104 | 0.73551
6105 | 0.69801
6106 | 0.6318
6107 | 0.59881
6108 | 0.61554
6109 | 0.6654
6110 | 0.63101
6111 | 0.60106
6112 | 0.67926
6113 | 0.72346
6114 | 0.77557
6115 | 0.86841
6116 | 0.84709
6117 | 0.74167
6118 | 0.71712
6119 | 0.64598
6120 | 0.59657
6121 | 0.74644
6122 | 0.55743
6123 | 0.58185
6124 | 0.54778
6125 | 0.53632
6126 | 0.55131
6127 | 0.5615
6128 | 0.60933
6129 | 0.58051
6130 | 0.54321
6131 | 0.46313
6132 | 0.4696
6133 | 0.4171
6134 | 0.43634
6135 | 0.47276
6136 | 0.49618
6137 | 0.52598
6138 | 0.54148
6139 | 0.58873
6140 | 0.58207
6141 | 0.52509
6142 | 0.50363
6143 | 0.53619
6144 | 0.48533
6145 | 0.56607
6146 | 0.44139
6147 | 0.43412
6148 | 0.43402
6149 | 0.4579
6150 | 0.47699
6151 | 0.48409
6152 | 0.51577
6153 | 0.54449
6154 | 0.50631
6155 | 0.49403
6156 | 0.47265
6157 | 0.45981
6158 | 0.48475
6159 | 0.52793
6160 | 0.58288
6161 | 0.57566
6162 | 0.61451
6163 | 0.71431
6164 | 0.63426
6165 | 0.58763
6166 | 0.70977
6167 | 0.75992
6168 | 0.77773
6169 | 0.45383
6170 | 0.65654
6171 | 0.64447
6172 | 0.67254
6173 | 0.69983
6174 | 0.70787
6175 | 0.78652
6176 | 0.72817
6177 | 0.64185
6178 | 0.5648
6179 | 0.50637
6180 | 0.48628
6181 | 0.49787
6182 | 0.52527
6183 | 0.58125
6184 | 0.61828
6185 | 0.6551
6186 | 0.76169
6187 | 0.84448
6188 | 0.80786
6189 | 0.73798
6190 | 0.84075
6191 | 0.81024
6192 | 0.74701
6193 | 0.68412
6194 | 0.71748
6195 | 0.65219
6196 | 0.64391
6197 | 0.68646
6198 | 0.66806
6199 | 0.65686
6200 | 0.56848
6201 | 0.54495
6202 | 0.47517
6203 | 0.39602
6204 | 0.43044
6205 | 0.44313
6206 | 0.417
6207 | 0.44635
6208 | 0.52856
6209 | 0.56291
6210 | 0.64515
6211 | 0.77873
6212 | 0.83254
6213 | 0.71949
6214 | 0.76322
6215 | 0.81282
6216 | 0.71661
6217 | 0.69216
6218 | 0.67845
6219 | 0.63956
6220 | 0.60258
6221 | 0.60206
6222 | 0.65618
6223 | 0.64438
6224 | 0.53853
6225 | 0.49128
6226 | 0.51718
6227 | 0.42694
6228 | 0.35293
6229 | 0.38721
6230 | 0.43091
6231 | 0.41906
6232 | 0.4728
6233 | 0.56609
6234 | 0.66533
6235 | 0.74719
6236 | 0.76662
6237 | 0.68838
6238 | 0.76783
6239 | 0.76066
6240 | 0.61987
6241 | 0.65588
6242 | 0.50707
6243 | 0.51507
6244 | 0.53259
6245 | 0.52355
6246 | 0.58085
6247 | 0.6447
6248 | 0.66922
6249 | 0.57285
6250 | 0.4986
6251 | 0.49896
6252 | 0.46112
6253 | 0.5183
6254 | 0.58598
6255 | 0.57669
6256 | 0.59436
6257 | 0.65966
6258 | 0.7462
6259 | 0.85566
6260 | 0.88127
6261 | 0.81511
6262 | 0.85331
6263 | 0.7933
6264 | 0.72534
6265 | 0.52344
6266 | 0.689
6267 | 0.69108
6268 | 0.619
6269 | 0.55839
6270 | 0.56655
6271 | 0.65444
6272 | 0.61363
6273 | 0.57946
6274 | 0.55964
6275 | 0.52926
6276 | 0.50317
6277 | 0.48685
6278 | 0.5202
6279 | 0.52148
6280 | 0.58825
6281 | 0.69156
6282 | 0.76918
6283 | 0.85808
6284 | 0.92402
6285 | 0.80832
6286 | 0.80458
6287 | 0.80276
6288 | 0.77857
6289 | 0.68112
6290 | 0.57515
6291 | 0.57367
6292 | 0.57931
6293 | 0.52782
6294 | 0.54779
6295 | 0.61833
6296 | 0.67001
6297 | 0.658
6298 | 0.61106
6299 | 0.55345
6300 | 0.52897
6301 | 0.54928
6302 | 0.55689
6303 | 0.6602
6304 | 0.73204
6305 | 0.75314
6306 | 0.80112
6307 | 0.924
6308 | 0.95325
6309 | 0.88588
6310 | 0.89534
6311 | 0.82203
6312 | 0.74496
6313 | 0.65175
6314 | 0.73017
6315 | 0.71873
6316 | 0.67773
6317 | 0.70694
6318 | 0.71449
6319 | 0.66275
6320 | 0.6456
6321 | 0.63397
6322 | 0.57919
6323 | 0.53645
6324 | 0.55997
6325 | 0.59633
6326 | 0.59181
6327 | 0.67673
6328 | 0.76583
6329 | 0.73053
6330 | 0.79841
6331 | 0.92882
6332 | 0.94991
6333 | 0.8471
6334 | 0.87505
6335 | 0.91699
6336 | 0.85151
6337 | 0.74877
6338 | 0.60916
6339 | 0.63829
6340 | 0.59864
6341 | 0.59402
6342 | 0.66114
6343 | 0.76382
6344 | 0.67385
6345 | 0.6251
6346 | 0.59337
6347 | 0.541
6348 | 0.53679
6349 | 0.58665
6350 | 0.60953
6351 | 0.62173
6352 | 0.69228
6353 | 0.80076
6354 | 0.8368
6355 | 0.76653
6356 | 0.74239
6357 | 0.70487
6358 | 0.81977
6359 | 0.88421
6360 | 0.83941
6361 | 0.69926
6362 | 0.72258
6363 | 0.63995
6364 | 0.56643
6365 | 0.54766
6366 | 0.57007
6367 | 0.61946
6368 | 0.56701
6369 | 0.55906
6370 | 0.53272
6371 | 0.50499
6372 | 0.44847
6373 | 0.43574
6374 | 0.46973
6375 | 0.51563
6376 | 0.55171
6377 | 0.64534
6378 | 0.74418
6379 | 0.77201
6380 | 0.82884
6381 | 0.77776
6382 | 0.70596
6383 | 0.65672
6384 | 0.63359
6385 | 0.72743
6386 | 0.56166
6387 | 0.5738
6388 | 0.59946
6389 | 0.55239
6390 | 0.55936
6391 | 0.56214
6392 | 0.51266
6393 | 0.48905
6394 | 0.4692
6395 | 0.45146
6396 | 0.44997
6397 | 0.46225
6398 | 0.50845
6399 | 0.53117
6400 | 0.52339
6401 | 0.60446
6402 | 0.71894
6403 | 0.82555
6404 | 0.88768
6405 | 0.8188
6406 | 0.78953
6407 | 0.82225
6408 | 0.78376
6409 | 0.60964
6410 | 0.71515
6411 | 0.6464
6412 | 0.63803
6413 | 0.66466
6414 | 0.73781
6415 | 0.75998
6416 | 0.6312
6417 | 0.63688
6418 | 0.60985
6419 | 0.55794
6420 | 0.57294
6421 | 0.59763
6422 | 0.57445
6423 | 0.60717
6424 | 0.69004
6425 | 0.77881
6426 | 0.89012
6427 | 0.97163
6428 | 0.97527
6429 | 0.84393
6430 | 0.86259
6431 | 0.85724
6432 | 0.84277
6433 | 0.738
6434 | 0.76079
6435 | 0.71407
6436 | 0.71974
6437 | 0.74385
6438 | 0.74038
6439 | 0.78779
6440 | 0.71246
6441 | 0.7179
6442 | 0.62094
6443 | 0.54477
6444 | 0.62903
6445 | 0.61676
6446 | 0.64021
6447 | 0.66083
6448 | 0.71424
6449 | 0.80007
6450 | 0.9161
6451 | 0.98268
6452 | 0.99759
6453 | 0.89056
6454 | 0.70046
6455 | 0.67209
6456 | 0.6967
6457 | 0.79453
6458 | 0.6558
6459 | 0.65028
6460 | 0.63198
6461 | 0.60976
6462 | 0.67498
6463 | 0.83799
6464 | 0.86992
6465 | 0.77564
6466 | 0.70494
6467 | 0.66038
6468 | 0.6986
6469 | 0.67234
6470 | 0.61122
6471 | 0.69954
6472 | 0.74412
6473 | 0.83721
6474 | 0.84729
6475 | 0.93245
6476 | 0.95647
6477 | 0.89005
6478 | 0.83409
6479 | 0.7701
6480 | 0.71174
6481 | 0.70952
6482 | 0.65031
6483 | 0.64084
6484 | 0.63515
6485 | 0.63832
6486 | 0.72622
6487 | 0.80673
6488 | 0.8064
6489 | 0.86783
6490 | 0.84303
6491 | 0.82405
6492 | 0.62922
6493 | 0.70696
6494 | 0.73389
6495 | 0.77176
6496 | 0.84401
6497 | 0.79662
6498 | 0.87628
6499 | 0.84252
6500 | 0.72924
6501 | 0.68106
6502 | 0.68938
6503 | 0.69124
6504 | 0.62716
6505 | 0.66767
6506 | 0.57095
6507 | 0.59828
6508 | 0.59156
6509 | 0.53442
6510 | 0.54744
6511 | 0.59191
6512 | 0.57427
6513 | 0.55739
6514 | 0.52243
6515 | 0.51943
6516 | 0.61517
6517 | 0.58327
6518 | 0.61126
6519 | 0.59598
6520 | 0.62121
6521 | 0.74593
6522 | 0.81072
6523 | 0.83579
6524 | 0.8836
6525 | 0.80344
6526 | 0.81614
6527 | 0.79971
6528 | 0.74342
6529 | 0.59114
6530 | 0.62249
6531 | 0.59939
6532 | 0.57315
6533 | 0.55444
6534 | 0.57184
6535 | 0.57097
6536 | 0.5611
6537 | 0.50697
6538 | 0.48324
6539 | 0.46214
6540 | 0.47384
6541 | 0.49634
6542 | 0.49634
6543 | 0.5208
6544 | 0.57619
6545 | 0.65234
6546 | 0.69379
6547 | 0.83351
6548 | 0.86086
6549 | 0.7602
6550 | 0.69966
6551 | 0.67167
6552 | 0.646
6553 | 0.74136
6554 | 0.7029
6555 | 0.66048
6556 | 0.64398
6557 | 0.56406
6558 | 0.53181
6559 | 0.52691
6560 | 0.51457
6561 | 0.49785
6562 | 0.46695
6563 | 0.46746
6564 | 0.4437
6565 | 0.4695
6566 | 0.49894
6567 | 0.51369
6568 | 0.55122
6569 | 0.62143
6570 | 0.74663
6571 | 0.90203
6572 | 0.92578
6573 | 0.81195
6574 | 0.70409
6575 | 0.64883
6576 | 0.58537
6577 | 0.60864
6578 | 0.55521
6579 | 0.55056
6580 | 0.52332
6581 | 0.52868
6582 | 0.56246
6583 | 0.60451
6584 | 0.58441
6585 | 0.54677
6586 | 0.50036
6587 | 0.49723
6588 | 0.50471
6589 | 0.54016
6590 | 0.57887
6591 | 0.63794
6592 | 0.69359
6593 | 0.7739
6594 | 0.84325
6595 | 0.94583
6596 | 0.9263
6597 | 0.8069
6598 | 0.84086
6599 | 0.8343
6600 | 0.80006
6601 | 0.54561
6602 | 0.5978
6603 | 0.56267
6604 | 0.54832
6605 | 0.5228
6606 | 0.55394
6607 | 0.61733
6608 | 0.59274
6609 | 0.55249
6610 | 0.49744
6611 | 0.4708
6612 | 0.49461
6613 | 0.53023
6614 | 0.56152
6615 | 0.58801
6616 | 0.62517
6617 | 0.68175
6618 | 0.81323
6619 | 0.95358
6620 | 0.92788
6621 | 0.78994
6622 | 0.69218
6623 | 0.69743
6624 | 0.65677
6625 | 0.66776
6626 | 0.55068
6627 | 0.57003
6628 | 0.5484
6629 | 0.52679
6630 | 0.55784
6631 | 0.6021
6632 | 0.58298
6633 | 0.54782
6634 | 0.49999
6635 | 0.50576
6636 | 0.52695
6637 | 0.56814
6638 | 0.67916
6639 | 0.7909
6640 | 0.79483
6641 | 0.78254
6642 | 0.87895
6643 | 0.97361
6644 | 0.95273
6645 | 0.85906
6646 | 0.88844
6647 | 0.83698
6648 | 0.7567
6649 | 0.57246
6650 | 0.73741
6651 | 0.66469
6652 | 0.64472
6653 | 0.59014
6654 | 0.63085
6655 | 0.68662
6656 | 0.59341
6657 | 0.56334
6658 | 0.52945
6659 | 0.52697
6660 | 0.54828
6661 | 0.58358
6662 | 0.60348
6663 | 0.69869
6664 | 0.77585
6665 | 0.83484
6666 | 0.91016
6667 | 0.98634
6668 | 0.93269
6669 | 0.80021
6670 | 0.86731
6671 | 0.92116
6672 | 0.8184
6673 | 0.74781
6674 | 0.65068
6675 | 0.60577
6676 | 0.59691
6677 | 0.56881
6678 | 0.59558
6679 | 0.64551
6680 | 0.57506
6681 | 0.58062
6682 | 0.56971
6683 | 0.53628
6684 | 0.53415
6685 | 0.5513
6686 | 0.60082
6687 | 0.68943
6688 | 0.79228
6689 | 0.81502
6690 | 0.79206
6691 | 0.85185
6692 | 0.85246
6693 | 0.77573
6694 | 0.89912
6695 | 0.89022
6696 | 0.85155
6697 | 0.72292
6698 | 0.67885
6699 | 0.72663
6700 | 0.69288
6701 | 0.5965
6702 | 0.55471
6703 | 0.6202
6704 | 0.57828
6705 | 0.53928
6706 | 0.48757
6707 | 0.4617
6708 | 0.48709
6709 | 0.48496
6710 | 0.46816
6711 | 0.51838
6712 | 0.57435
6713 | 0.70592
6714 | 0.78934
6715 | 0.91662
6716 | 0.90114
6717 | 0.79949
6718 | 0.72386
6719 | 0.68532
6720 | 0.63193
6721 | 0.73587
6722 | 0.55667
6723 | 0.54835
6724 | 0.54412
6725 | 0.54249
6726 | 0.54011
6727 | 0.52993
6728 | 0.52176
6729 | 0.49804
6730 | 0.46903
6731 | 0.48598
6732 | 0.49691
6733 | 0.48219
6734 | 0.54579
6735 | 0.55815
6736 | 0.56158
6737 | 0.6354
6738 | 0.73224
6739 | 0.90091
6740 | 0.86742
6741 | 0.76426
6742 | 0.80356
6743 | 0.71962
6744 | 0.66182
6745 | 0.60638
6746 | 0.55523
6747 | 0.52639
6748 | 0.52096
6749 | 0.52357
6750 | 0.55806
6751 | 0.59423
6752 | 0.5782
6753 | 0.59138
6754 | 0.55743
6755 | 0.54994
6756 | 0.53636
6757 | 0.55278
6758 | 0.56968
6759 | 0.61546
6760 | 0.61134
6761 | 0.68786
6762 | 0.86676
6763 | 0.95512
6764 | 0.93834
6765 | 0.77793
6766 | 0.70474
6767 | 0.72164
6768 | 0.63645
6769 | 0.64185
6770 | 0.72465
6771 | 0.72428
6772 | 0.67306
6773 | 0.64381
6774 | 0.70544
6775 | 0.62333
6776 | 0.63819
6777 | 0.61839
6778 | 0.54691
6779 | 0.52165
6780 | 0.53487
6781 | 0.53821
6782 | 0.54984
6783 | 0.57867
6784 | 0.64985
6785 | 0.78874
6786 | 0.87807
6787 | 0.92327
6788 | 0.87306
6789 | 0.83297
6790 | 0.85624
6791 | 0.77373
6792 | 0.68082
6793 | 0.61768
6794 | 0.699
6795 | 0.68271
6796 | 0.6815
6797 | 0.59563
6798 | 0.57973
6799 | 0.61785
6800 | 0.63358
6801 | 0.60283
6802 | 0.56288
6803 | 0.55292
6804 | 0.54875
6805 | 0.56997
6806 | 0.65301
6807 | 0.62479
6808 | 0.66519
6809 | 0.75237
6810 | 0.88578
6811 | 0.95327
6812 | 0.89605
6813 | 0.74612
6814 | 0.81757
6815 | 0.7961
6816 | 0.75076
6817 | 0.67564
6818 | 0.63624
6819 | 0.63103
6820 | 0.68415
6821 | 0.62372
6822 | 0.66438
6823 | 0.71695
6824 | 0.61942
6825 | 0.6217
6826 | 0.55882
6827 | 0.526
6828 | 0.55057
6829 | 0.56515
6830 | 0.59934
6831 | 0.63598
6832 | 0.7085
6833 | 0.8152
6834 | 0.87701
6835 | 0.88828
6836 | 0.85879
6837 | 0.80716
6838 | 0.83243
6839 | 0.82566
6840 | 0.76711
6841 | 0.72993
6842 | 0.73867
6843 | 0.64458
6844 | 0.65993
6845 | 0.67487
6846 | 0.72103
6847 | 0.71494
6848 | 0.59398
6849 | 0.57911
6850 | 0.53504
6851 | 0.53569
6852 | 0.54846
6853 | 0.56993
6854 | 0.61162
6855 | 0.74939
6856 | 0.83955
6857 | 0.82684
6858 | 0.847
6859 | 0.92244
6860 | 0.8157
6861 | 0.70198
6862 | 0.82833
6863 | 0.85476
6864 | 0.71283
6865 | 0.75504
6866 | 0.70243
6867 | 0.6319
6868 | 0.6002
6869 | 0.58885
6870 | 0.62297
6871 | 0.62351
6872 | 0.57488
6873 | 0.60552
6874 | 0.58318
6875 | 0.54178
6876 | 0.53175
6877 | 0.44653
6878 | 0.45695
6879 | 0.52683
6880 | 0.53556
6881 | 0.6207
6882 | 0.74552
6883 | 0.87549
6884 | 0.82522
6885 | 0.66201
6886 | 0.69801
6887 | 0.63325
6888 | 0.55939
6889 | 0.69054
6890 | 0.55123
6891 | 0.5447
6892 | 0.51893
6893 | 0.48862
6894 | 0.50157
6895 | 0.50471
6896 | 0.48031
6897 | 0.46961
6898 | 0.4266
6899 | 0.38675
6900 | 0.38819
6901 | 0.4179
6902 | 0.47842
6903 | 0.488
6904 | 0.5269
6905 | 0.60702
6906 | 0.76362
6907 | 0.87458
6908 | 0.82015
6909 | 0.75467
6910 | 0.74902
6911 | 0.67583
6912 | 0.61875
6913 | 0.54285
6914 | 0.53124
6915 | 0.50031
6916 | 0.4962
6917 | 0.50406
6918 | 0.54467
6919 | 0.60666
6920 | 0.59744
6921 | 0.61053
6922 | 0.66965
6923 | 0.65696
6924 | 0.61528
6925 | 0.53045
6926 | 0.57259
6927 | 0.67683
6928 | 0.73504
6929 | 0.79043
6930 | 0.84203
6931 | 0.88666
6932 | 0.80284
6933 | 0.70524
6934 | 0.83277
6935 | 0.78067
6936 | 0.71334
6937 | 0.58365
6938 | 0.62151
6939 | 0.62097
6940 | 0.67107
6941 | 0.65012
6942 | 0.66164
6943 | 0.66272
6944 | 0.59646
6945 | 0.6242
6946 | 0.55581
6947 | 0.52176
6948 | 0.49082
6949 | 0.52114
6950 | 0.53298
6951 | 0.56141
6952 | 0.62268
6953 | 0.75654
6954 | 0.86227
6955 | 0.89509
6956 | 0.86005
6957 | 0.79588
6958 | 0.77814
6959 | 0.74159
6960 | 0.67679
6961 | 0.64789
6962 | 0.65612
6963 | 0.61467
6964 | 0.62953
6965 | 0.64193
6966 | 0.65245
6967 | 0.72199
6968 | 0.65319
6969 | 0.60913
6970 | 0.5334
6971 | 0.57838
6972 | 0.55114
6973 | 0.53699
6974 | 0.5564
6975 | 0.64148
6976 | 0.73588
6977 | 0.77508
6978 | 0.79478
6979 | 0.93234
6980 | 0.88194
6981 | 0.80003
6982 | 0.89037
6983 | 0.85231
6984 | 0.72647
6985 | 0.68406
6986 | 0.739
6987 | 0.70543
6988 | 0.61125
6989 | 0.53422
6990 | 0.55584
6991 | 0.61882
6992 | 0.61332
6993 | 0.62171
6994 | 0.58454
6995 | 0.58195
6996 | 0.55352
6997 | 0.58666
6998 | 0.64538
6999 | 0.68743
7000 | 0.72289
7001 | 0.77046
7002 | 0.80604
7003 | 0.94017
7004 | 0.88058
7005 | 0.70041
7006 | 0.73647
7007 | 0.79263
7008 | 0.68976
7009 | 0.73272
7010 | 0.64081
7011 | 0.65988
7012 | 0.61946
7013 | 0.54301
7014 | 0.54872
7015 | 0.64619
7016 | 0.66377
7017 | 0.65556
7018 | 0.57294
7019 | 0.50984
7020 | 0.50982
7021 | 0.55604
7022 | 0.61104
7023 | 0.64005
7024 | 0.69368
7025 | 0.74603
7026 | 0.79819
7027 | 0.84633
7028 | 0.78709
7029 | 0.67548
7030 | 0.63588
7031 | 0.63594
7032 | 0.60534
7033 | 0.62954
7034 | 0.54436
7035 | 0.53615
7036 | 0.56319
7037 | 0.52542
7038 | 0.54092
7039 | 0.58277
7040 | 0.59157
7041 | 0.61503
7042 | 0.55167
7043 | 0.49055
7044 | 0.48254
7045 | 0.49637
7046 | 0.4772
7047 | 0.48485
7048 | 0.53876
7049 | 0.60937
7050 | 0.7273
7051 | 0.82321
7052 | 0.7474
7053 | 0.6445
7054 | 0.72668
7055 | 0.76756
7056 | 0.71636
7057 | 0.59475
7058 | 0.56587
7059 | 0.52216
7060 | 0.52979
7061 | 0.52235
7062 | 0.49859
7063 | 0.50345
7064 | 0.52148
7065 | 0.51151
7066 | 0.47863
7067 | 0.4353
7068 | 0.41242
7069 | 0.43789
7070 | 0.45846
7071 | 0.49338
7072 | 0.53644
7073 | 0.62815
7074 | 0.7587
7075 | 0.89833
7076 | 0.85128
7077 | 0.74451
7078 | 0.64818
7079 | 0.59928
7080 | 0.55652
7081 | 0.66822
7082 | 0.55424
7083 | 0.52823
7084 | 0.51493
7085 | 0.51893
7086 | 0.59368
7087 | 0.85128
7088 | 0.72359
7089 | 0.63122
7090 | 0.53743
7091 | 0.54553
7092 | 0.55656
7093 | 0.54245
7094 | 0.58546
7095 | 0.57249
7096 | 0.5925
7097 | 0.67472
7098 | 0.84757
7099 | 0.92799
7100 | 0.85065
7101 | 0.80424
7102 | 0.81461
7103 | 0.78481
7104 | 0.77068
7105 | 0.54868
7106 | 0.57117
7107 | 0.54454
7108 | 0.57353
7109 | 0.53085
7110 | 0.59296
7111 | 0.69329
7112 | 0.70963
7113 | 0.63649
7114 | 0.57591
7115 | 0.52946
7116 | 0.51808
7117 | 0.5323
7118 | 0.5643
7119 | 0.59002
7120 | 0.65413
7121 | 0.76559
7122 | 0.90905
7123 | 1
7124 | 0.9637
7125 | 0.85776
7126 | 0.91222
7127 | 0.88544
7128 | 0.81599
7129 | 0.70052
7130 | 0.73437
7131 | 0.69903
7132 | 0.65235
7133 | 0.65281
7134 | 0.72721
7135 | 0.78973
7136 | 0.71749
7137 | 0.63153
7138 | 0.5813
7139 | 0.52902
7140 | 0.52594
7141 | 0.5376
7142 | 0.58274
7143 | 0.63265
7144 | 0.64349
7145 | 0.78255
7146 | 0.91275
7147 | 0.97102
7148 | 0.93557
7149 | 0.83618
7150 | 0.80957
7151 | 0.81917
7152 | 0.74826
7153 | 0.7612
7154 | 0.67355
7155 | 0.63856
7156 | 0.6856
7157 | 0.67346
7158 | 0.73276
7159 | 0.80994
7160 | 0.6834
7161 | 0.69108
7162 | 0.6225
7163 | 0.5449
7164 | 0.54584
7165 | 0.56557
7166 | 0.57542
7167 | 0.62322
7168 | 0.73362
7169 | 0.69541
7170 | 0.76593
7171 | 0.90184
7172 | 0.87083
7173 | 0.74215
7174 | 0.74148
7175 | 0.79743
7176 | 0.78224
7177 | 0.75441
7178 | 0.63794
7179 | 0.58823
7180 | 0.57775
7181 | 0.57958
7182 | 0.60364
7183 | 0.66156
7184 | 0.57405
7185 | 0.61453
7186 | 0.60204
7187 | 0.60703
7188 | 0.55764
7189 | 0.57484
7190 | 0.60708
7191 | 0.59955
7192 | 0.61674
7193 | 0.7833
7194 | 0.80515
7195 | 0.87914
7196 | 0.84269
7197 | 0.7082
7198 | 0.76125
7199 | 0.73977
7200 | 0.73062
7201 | 0.67218
7202 | 0.67828
7203 | 0.64585
7204 | 0.54339
7205 | 0.52637
7206 | 0.55597
7207 | 0.58673
7208 | 0.53049
7209 | 0.51156
7210 | 0.50253
7211 | 0.4933
7212 | 0.43886
7213 | 0.41994
7214 | 0.44955
7215 | 0.49751
7216 | 0.53584
7217 | 0.69812
7218 | 0.82873
7219 | 0.86889
7220 | 0.7595
7221 | 0.68087
7222 | 0.60914
7223 | 0.60849
7224 | 0.58076
7225 | 0.69325
7226 | 0.54956
7227 | 0.52554
7228 | 0.54841
7229 | 0.52165
7230 | 0.52679
7231 | 0.54473
7232 | 0.53788
7233 | 0.54302
7234 | 0.51373
7235 | 0.4291
7236 | 0.44752
7237 | 0.49089
7238 | 0.50322
7239 | 0.56129
7240 | 0.62223
7241 | 0.68158
7242 | 0.75403
7243 | 0.90799
7244 | 0.83112
7245 | 0.72414
7246 | 0.70523
7247 | 0.74048
7248 | 0.70142
7249 | 0.57762
7250 | 0.55798
7251 | 0.54742
7252 | 0.52224
7253 | 0.52145
7254 | 0.56443
7255 | 0.63412
7256 | 0.64062
7257 | 0.59733
7258 | 0.56593
7259 | 0.58149
7260 | 0.53648
7261 | 0.5523
7262 | 0.58402
7263 | 0.64884
7264 | 0.628
7265 | 0.83585
7266 | 0.94513
7267 | 0.99676
7268 | 0.93327
7269 | 0.80059
7270 | 0.68195
7271 | 0.65182
7272 | 0.59875
7273 | 0.6045
7274 | 0.58277
7275 | 0.54966
7276 | 0.55317
7277 | 0.57444
7278 | 0.65362
7279 | 0.71535
7280 | 0.67
7281 | 0.78861
7282 | 0.88276
7283 | 0.82362
7284 | 0.67608
7285 | 0.77294
7286 | 0.80562
7287 | 0.71644
7288 | 0.75713
7289 | 0.89543
7290 | 0.89214
7291 | 0.86919
7292 | 0.77372
7293 | 0.72654
7294 | 0.6924
7295 | 0.65474
7296 | 0.5965
7297 | 0.6132
7298 | 0.56204
7299 | 0.50385
7300 | 0.50409
7301 | 0.50219
7302 | 0.53369
7303 | 0.62163
7304 | 0.66071
7305 | 0.6263
7306 | 0.52713
7307 | 0.53745
7308 | 0.55091
7309 | 0.54908
7310 | 0.6733
7311 | 0.76483
7312 | 0.73481
7313 | 0.83647
7314 | 0.89172
7315 | 0.82495
7316 | 0.72913
7317 | 0.6961
7318 | 0.8457
7319 | 0.84364
7320 | 0.74183
7321 | 0.58548
7322 | 0.66244
7323 | 0.68841
7324 | 0.69352
7325 | 0.66962
7326 | 0.75343
7327 | 0.79958
7328 | 0.69818
7329 | 0.72097
7330 | 0.58216
7331 | 0.54849
7332 | 0.55808
7333 | 0.58149
7334 | 0.54297
7335 | 0.57739
7336 | 0.70929
7337 | 0.8012
7338 | 0.80832
7339 | 0.92383
7340 | 0.84684
7341 | 0.78727
7342 | 0.85059
7343 | 0.86261
7344 | 0.72108
7345 | 0.68657
7346 | 0.65267
7347 | 0.64795
7348 | 0.63219
7349 | 0.64887
7350 | 0.68493
7351 | 0.74332
7352 | 0.59891
7353 | 0.60948
7354 | 0.58078
7355 | 0.51351
7356 | 0.48914
7357 | 0.52188
7358 | 0.52729
7359 | 0.53537
7360 | 0.65482
7361 | 0.81433
7362 | 0.79305
7363 | 0.85819
7364 | 0.83968
7365 | 0.70445
7366 | 0.74943
7367 | 0.75584
7368 | 0.75604
7369 | 0.66985
7370 | 0.52612
7371 | 0.54502
7372 | 0.54259
7373 | 0.50698
7374 | 0.53768
7375 | 0.53351
7376 | 0.56205
7377 | 0.5069
7378 | 0.46555
7379 | 0.4144
7380 | 0.38418
7381 | 0.39083
7382 | 0.43607
7383 | 0.49837
7384 | 0.5098
7385 | 0.5839
7386 | 0.72677
7387 | 0.86822
7388 | 0.76334
7389 | 0.68963
7390 | 0.67928
7391 | 0.63484
7392 | 0.57719
7393 | 0.59454
7394 | 0.57012
7395 | 0.54552
7396 | 0.54026
7397 | 0.57557
7398 | 0.64957
7399 | 0.66748
7400 | 0.53844
7401 | 0.4996
7402 | 0.48457
7403 | 0.46434
7404 | 0.44235
7405 | 0.40945
7406 | 0.43083
7407 | 0.48983
7408 | 0.51394
7409 | 0.59222
7410 | 0.74588
7411 | 0.89812
7412 | 0.80501
7413 | 0.70979
7414 | 0.81439
7415 | 0.77948
7416 | 0.63067
7417 | 0.55002
7418 | 0.5377
7419 | 0.50785
7420 | 0.49855
7421 | 0.51197
7422 | 0.57158
7423 | 0.6926
7424 | 0.59477
7425 | 0.5937
7426 | 0.57653
7427 | 0.53242
7428 | 0.4969
7429 | 0.5317
7430 | 0.53059
7431 | 0.60467
7432 | 0.60713
7433 | 0.7882
7434 | 0.84841
7435 | 0.9251
7436 | 0.90318
7437 | 0.7785
7438 | 0.67088
7439 | 0.61262
7440 | 0.6219
7441 | 0.51669
7442 | 0.54972
7443 | 0.53657
7444 | 0.55531
7445 | 0.52029
7446 | 0.5535
7447 | 0.59281
7448 | 0.62657
7449 | 0.58803
7450 | 0.51002
7451 | 0.48548
7452 | 0.49865
7453 | 0.48078
7454 | 0.48921
7455 | 0.55702
7456 | 0.69945
7457 | 0.79128
7458 | 0.88903
7459 | 0.95713
7460 | 0.87617
7461 | 0.77097
7462 | 0.76289
7463 | 0.76704
7464 | 0.70182
7465 | 0.58226
7466 | 0.52969
7467 | 0.5133
7468 | 0.5325
7469 | 0.50096
7470 | 0.53948
7471 | 0.62419
7472 | 0.64176
7473 | 0.62237
7474 | 0.55256
7475 | 0.52877
7476 | 0.6097
7477 | 0.62173
7478 | 0.63258
7479 | 0.68584
7480 | 0.75752
7481 | 0.76611
7482 | 0.87188
7483 | 0.98813
7484 | 0.92565
7485 | 0.82851
7486 | 0.83786
7487 | 0.8466
7488 | 0.78366
7489 | 0.59562
7490 | 0.64551
7491 | 0.62647
7492 | 0.55522
7493 | 0.55259
7494 | 0.61453
7495 | 0.59405
7496 | 0.66885
7497 | 0.60414
7498 | 0.53486
7499 | 0.58987
7500 | 0.5712
7501 | 0.53007
7502 | 0.54308
7503 | 0.63796
7504 | 0.69024
7505 | 0.78143
7506 | 0.9069
7507 | 0.99907
7508 | 0.93106
7509 | 0.79605
7510 | 0.86826
7511 | 0.83964
7512 | 0.71748
7513 | 0.66179
7514 | 0.70673
7515 | 0.61889
7516 | 0.62437
7517 | 0.63753
7518 | 0.7301
7519 | 0.86354
7520 | 0.67926
7521 | 0.62214
7522 | 0.63796
7523 | 0.59773
7524 | 0.53671
7525 | 0.54264
7526 | 0.57674
7527 | 0.55518
7528 | 0.59916
7529 | 0.77575
7530 | 0.85485
7531 | 0.93412
7532 | 0.86822
7533 | 0.66393
7534 | 0.70324
7535 | 0.66199
7536 | 0.65721
7537 | 0.68512
7538 | 0.57063
7539 | 0.5968
7540 | 0.55949
7541 | 0.53589
7542 | 0.56248
7543 | 0.6155
7544 | 0.60635
7545 | 0.59015
7546 | 0.52935
7547 | 0.50522
7548 | 0.51564
7549 | 0.49058
7550 | 0.48582
7551 | 0.55949
7552 | 0.51579
7553 | 0.58529
7554 | 0.75104
7555 | 0.8076
7556 | 0.67791
7557 | 0.66609
7558 | 0.61182
7559 | 0.57154
7560 | 0.56517
7561 | 0.63997
7562 | 0.56269
7563 | 0.56012
7564 | 0.5839
7565 | 0.48162
7566 | 0.49445
7567 | 0.50811
7568 | 0.51908
7569 | 0.51051
7570 | 0.42794
7571 | 0.38269
7572 | 0.34419
7573 | 0.33678
7574 | 0.34385
7575 | 0.43289
7576 | 0.48503
7577 | 0.50611
7578 | 0.61256
7579 | 0.77266
7580 | 0.82195
7581 | 0.68312
7582 | 0.62155
7583 | 0.58641
7584 | 0.5182
7585 | 0.54426
7586 | 0.50698
7587 | 0.48847
7588 | 0.47718
7589 | 0.47287
7590 | 0.52005
7591 | 0.54757
7592 | 0.53277
7593 | 0.5235
7594 | 0.52164
7595 | 0.47563
7596 | 0.44047
7597 | 0.4867
7598 | 0.5017
7599 | 0.48559
7600 | 0.55645
7601 | 0.6847
7602 | 0.80388
7603 | 0.90655
7604 | 0.79249
7605 | 0.66138
7606 | 0.71789
7607 | 0.72464
7608 | 0.67882
7609 | 0.49221
7610 | 0.50965
7611 | 0.52093
7612 | 0.49093
7613 | 0.4853
7614 | 0.51555
7615 | 0.60788
7616 | 0.67575
7617 | 0.57326
7618 | 0.55505
7619 | 0.52898
7620 | 0.51154
7621 | 0.51117
7622 | 0.51205
7623 | 0.54505
7624 | 0.62691
7625 | 0.78772
7626 | 0.90869
7627 | 0.98142
7628 | 0.86695
7629 | 0.73514
7630 | 0.74306
7631 | 0.72927
7632 | 0.712
7633 | 0.57985
7634 | 0.61012
7635 | 0.59064
7636 | 0.61542
7637 | 0.60781
7638 | 0.64716
7639 | 0.74195
7640 | 0.67202
7641 | 0.66265
7642 | 0.65818
7643 | 0.61649
7644 | 0.51675
7645 | 0.50926
7646 | 0.60174
7647 | 0.58011
7648 | 0.64734
7649 | 0.76871
7650 | 0.84637
7651 | 0.96845
7652 | 0.85414
7653 | 0.70883
7654 | 0.8032
7655 | 0.79595
7656 | 0.7636
7657 | 0.60442
7658 | 0.59905
7659 | 0.66126
7660 | 0.68017
7661 | 0.63418
7662 | 0.71437
7663 | 0.78848
7664 | 0.63995
7665 | 0.66585
7666 | 0.59021
7667 | 0.5559
7668 | 0.56606
7669 | 0.60217
7670 | 0.55561
7671 | 0.63581
7672 | 0.7326
7673 | 0.83057
7674 | 0.90534
7675 | 0.95558
7676 | 0.88217
7677 | 0.7515
7678 | 0.75554
7679 | 0.80499
7680 | 0.71176
7681 | 0.67747
7682 | 0.59796
7683 | 0.64669
7684 | 0.62914
7685 | 0.60906
7686 | 0.66666
7687 | 0.66841
7688 | 0.73716
7689 | 0.72651
7690 | 0.66328
7691 | 0.57596
7692 | 0.62232
7693 | 0.683
7694 | 0.7117
7695 | 0.65363
7696 | 0.67209
7697 | 0.78078
7698 | 0.85259
7699 | 0.88241
7700 | 0.7547
7701 | 0.63314
7702 | 0.72214
7703 | 0.74217
7704 | 0.73291
7705 | 0.61174
7706 | 0.53337
7707 | 0.50099
7708 | 0.52199
7709 | 0.49191
7710 | 0.4921
7711 | 0.52769
7712 | 0.56063
7713 | 0.56303
7714 | 0.50762
7715 | 0.45753
7716 | 0.51491
7717 | 0.50769
7718 | 0.51251
7719 | 0.56529
7720 | 0.57138
7721 | 0.60778
7722 | 0.75272
7723 | 0.80624
7724 | 0.68353
7725 | 0.66102
7726 | 0.62976
7727 | 0.56694
7728 | 0.5399
7729 | 0.69383
7730 | 0.53157
7731 | 0.49418
7732 | 0.50088
7733 | 0.4998
7734 | 0.52628
7735 | 0.57374
7736 | 0.55224
7737 | 0.57094
7738 | 0.57566
7739 | 0.51086
7740 | 0.48776
7741 | 0.4136
7742 | 0.42689
7743 | 0.47367
7744 | 0.49867
7745 | 0.56525
7746 | 0.71748
7747 | 0.799
7748 | 0.73382
7749 | 0.69817
7750 | 0.66817
7751 | 0.6803
7752 | 0.65717
7753 | 0.53132
7754 | 0.51434
7755 | 0.50047
7756 | 0.50761
7757 | 0.50857
7758 | 0.56978
7759 | 0.66607
7760 | 0.6192
7761 | 0.57971
7762 | 0.53238
7763 | 0.48582
7764 | 0.50245
7765 | 0.51961
7766 | 0.51098
7767 | 0.53156
7768 | 0.62879
7769 | 0.71872
7770 | 0.80702
7771 | 0.92149
7772 | 0.85582
7773 | 0.75483
7774 | 0.74177
7775 | 0.74902
7776 | 0.71853
7777 | 0.60175
7778 | 0.6502
7779 | 0.626
7780 | 0.5781
7781 | 0.5802
7782 | 0.62644
7783 | 0.66273
7784 | 0.61511
7785 | 0.5967
7786 | 0.61739
7787 | 0.58006
7788 | 0.55797
7789 | 0.56554
7790 | 0.59411
7791 | 0.59863
7792 | 0.61072
7793 | 0.77615
7794 | 0.87869
7795 | 0.97481
7796 | 0.90949
7797 | 0.76274
7798 | 0.7606
7799 | 0.73993
7800 | 0.7253
7801 | 0.65365
7802 | 0.58652
7803 | 0.56702
7804 | 0.58608
7805 | 0.61693
7806 | 0.62536
7807 | 0.64019
7808 | 0.6562
7809 | 0.61007
7810 | 0.55728
7811 | 0.5306
7812 | 0.51181
7813 | 0.49137
7814 | 0.50675
7815 | 0.54053
7816 | 0.63509
7817 | 0.74385
7818 | 0.79902
7819 | 0.92016
7820 | 0.84694
7821 | 0.7158
7822 | 0.76533
7823 | 0.8353
7824 | 0.69668
7825 | 0.64153
7826 | 0.68019
7827 | 0.57983
7828 | 0.5134
7829 | 0.51442
7830 | 0.56718
7831 | 0.61618
7832 | 0.65985
7833 | 0.7315
7834 | 0.7
7835 | 0.5923
7836 | 0.62188
7837 | 0.53247
7838 | 0.50227
7839 | 0.48693
7840 | 0.58983
7841 | 0.64339
7842 | 0.69026
7843 | 0.76002
7844 | 0.71688
7845 | 0.60953
7846 | 0.63811
7847 | 0.65937
7848 | 0.56224
7849 | 0.64341
7850 | 0.52377
7851 | 0.52834
7852 | 0.48489
7853 | 0.47031
7854 | 0.50575
7855 | 0.5077
7856 | 0.56138
7857 | 0.57419
7858 | 0.54618
7859 | 0.50611
7860 | 0.48753
7861 | 0.49128
7862 | 0.555
7863 | 0.51125
7864 | 0.57471
7865 | 0.77715
7866 | 0.87023
7867 | 0.91191
7868 | 0.7615
7869 | 0.66318
7870 | 0.73156
7871 | 0.79457
7872 | 0.75657
7873 | 0.52127
7874 | 0.61741
7875 | 0.54452
7876 | 0.50738
7877 | 0.50227
7878 | 0.55536
7879 | 0.56259
7880 | 0.54597
7881 | 0.54729
7882 | 0.48833
7883 | 0.43104
7884 | 0.40968
7885 | 0.38893
7886 | 0.42251
7887 | 0.46931
7888 | 0.56182
7889 | 0.66375
7890 | 0.71182
7891 | 0.86246
7892 | 0.77344
7893 | 0.63532
7894 | 0.62855
7895 | 0.63473
7896 | 0.55232
7897 | 0.64806
7898 | 0.53834
7899 | 0.52135
7900 | 0.48825
7901 | 0.48803
7902 | 0.51588
7903 | 0.50077
7904 | 0.48992
7905 | 0.48184
7906 | 0.46746
7907 | 0.42165
7908 | 0.38755
7909 | 0.46869
7910 | 0.47634
7911 | 0.4897
7912 | 0.55429
7913 | 0.688
7914 | 0.79299
7915 | 0.9205
7916 | 0.85659
7917 | 0.70812
7918 | 0.74284
7919 | 0.79022
7920 | 0.72623
7921 | 0.53302
7922 | 0.59299
7923 | 0.60487
7924 | 0.57445
7925 | 0.59798
7926 | 0.67355
7927 | 0.85472
7928 | 0.71192
7929 | 0.68857
7930 | 0.63073
7931 | 0.54994
7932 | 0.52056
7933 | 0.54702
7934 | 0.56699
7935 | 0.5851
7936 | 0.65243
7937 | 0.78261
7938 | 0.87667
7939 | 0.98679
7940 | 0.91813
7941 | 0.79392
7942 | 0.82751
7943 | 0.77783
7944 | 0.70061
7945 | 0.60252
7946 | 0.68992
7947 | 0.67567
7948 | 0.61436
7949 | 0.61331
7950 | 0.70451
7951 | 0.84874
7952 | 0.751
7953 | 0.64617
7954 | 0.5893
7955 | 0.52767
7956 | 0.47678
7957 | 0.49345
7958 | 0.53599
7959 | 0.53057
7960 | 0.61643
7961 | 0.78489
7962 | 0.8653
7963 | 0.98273
7964 | 0.91674
7965 | 0.8214
7966 | 0.80563
7967 | 0.78297
7968 | 0.72803
7969 | 0.67126
7970 | 0.58862
7971 | 0.57192
7972 | 0.59315
7973 | 0.64927
7974 | 0.66941
7975 | 0.74907
7976 | 0.63548
7977 | 0.59285
7978 | 0.53671
7979 | 0.51806
7980 | 0.49785
7981 | 0.48687
7982 | 0.50097
7983 | 0.56103
7984 | 0.6189
7985 | 0.76799
7986 | 0.81977
7987 | 0.96642
7988 | 0.90722
7989 | 0.82313
7990 | 0.82242
7991 | 0.77238
7992 | 0.62534
7993 | 0.67254
7994 | 0.55933
7995 | 0.54053
7996 | 0.50056
7997 | 0.49146
7998 | 0.53675
7999 | 0.68093
8000 | 0.64835
8001 | 0.63288
8002 | 0.58959
8003 | 0.53781
8004 | 0.50315
8005 | 0.51811
8006 | 0.54278
8007 | 0.52563
8008 | 0.61206
8009 | 0.74355
8010 | 0.83248
8011 | 0.94381
8012 | 0.87886
8013 | 0.73745
8014 | 0.6251
8015 | 0.60553
8016 | 0.59435
8017 | 0.56976
8018 | 0.51834
8019 | 0.54884
8020 | 0.50977
8021 | 0.49114
8022 | 0.51457
8023 | 0.60241
8024 | 0.64326
8025 | 0.59562
8026 | 0.57937
8027 | 0.55313
8028 | 0.49705
8029 | 0.50203
8030 | 0.55225
8031 | 0.56281
8032 | 0.60498
8033 | 0.75119
8034 | 0.8465
8035 | 0.90612
8036 | 0.8142
8037 | 0.75882
8038 | 0.67553
8039 | 0.6645
8040 | 0.63572
8041 | 0.55653
8042 | 0.56777
8043 | 0.51644
8044 | 0.53051
8045 | 0.56683
8046 | 0.57722
8047 | 0.58277
8048 | 0.58777
8049 | 0.56961
8050 | 0.5115
8051 | 0.46265
8052 | 0.51606
8053 | 0.54078
8054 | 0.49674
8055 | 0.54328
8056 | 0.55852
8057 | 0.609
8058 | 0.70198
8059 | 0.84632
8060 | 0.77324
8061 | 0.71583
8062 | 0.67252
8063 | 0.61677
8064 | 0.55699
8065 | 0.59689
8066 | 0.58443
8067 | 0.54659
8068 | 0.5029
8069 | 0.48054
8070 | 0.48306
8071 | 0.50735
8072 | 0.4944
8073 | 0.48164
8074 | 0.45946
8075 | 0.40679
8076 | 0.37181
8077 | 0.43011
8078 | 0.46397
8079 | 0.47622
8080 | 0.51511
8081 | 0.59889
8082 | 0.70817
8083 | 0.85828
8084 | 0.81381
8085 | 0.72644
8086 | 0.60817
8087 | 0.61464
8088 | 0.575
8089 | 0.57096
8090 | 0.53168
8091 | 0.50998
8092 | 0.50566
8093 | 0.51312
8094 | 0.56
8095 | 0.66848
8096 | 0.70447
8097 | 0.61618
8098 | 0.58442
8099 | 0.57907
8100 | 0.533
8101 | 0.54375
8102 | 0.61523
8103 | 0.63514
8104 | 0.69419
8105 | 0.78854
8106 | 0.84171
8107 | 0.93676
8108 | 0.85239
8109 | 0.75684
8110 | 0.68243
8111 | 0.62891
8112 | 0.61878
8113 | 0.54497
8114 | 0.54206
8115 | 0.52858
8116 | 0.54579
8117 | 0.51199
8118 | 0.56814
8119 | 0.66573
8120 | 0.68136
8121 | 0.68979
8122 | 0.59429
8123 | 0.52684
8124 | 0.5246
8125 | 0.52902
8126 | 0.56249
8127 | 0.61895
8128 | 0.66024
8129 | 0.7392
8130 | 0.86477
8131 | 0.95697
8132 | 0.87519
8133 | 0.77007
8134 | 0.66907
8135 | 0.66788
8136 | 0.56996
8137 | 0.58249
8138 | 0.53331
8139 | 0.53979
8140 | 0.49462
8141 | 0.50299
8142 | 0.55797
8143 | 0.63634
8144 | 0.67085
8145 | 0.65434
8146 | 0.58564
8147 | 0.52495
8148 | 0.50763
8149 | 0.51025
8150 | 0.56186
8151 | 0.5655
8152 | 0.59012
8153 | 0.73309
8154 | 0.83212
8155 | 0.94609
8156 | 0.87347
8157 | 0.76957
8158 | 0.65792
8159 | 0.61623
8160 | 0.60528
8161 | 0.53371
8162 | 0.52205
8163 | 0.54756
8164 | 0.53399
8165 | 0.52166
8166 | 0.55741
8167 | 0.64963
8168 | 0.67881
8169 | 0.6759
8170 | 0.60252
8171 | 0.53736
8172 | 0.51636
8173 | 0.53206
8174 | 0.53445
8175 | 0.59965
8176 | 0.63845
8177 | 0.69927
8178 | 0.77223
8179 | 0.89163
8180 | 0.82547
8181 | 0.69758
8182 | 0.65728
8183 | 0.64384
8184 | 0.54376
8185 | 0.57197
8186 | 0.49999
8187 | 0.46853
8188 | 0.46388
8189 | 0.46166
8190 | 0.51246
8191 | 0.62466
8192 | 0.59269
8193 | 0.6156
8194 | 0.63135
8195 | 0.56076
8196 | 0.51115
8197 | 0.51689
8198 | 0.57879
8199 | 0.5564
8200 | 0.62507
8201 | 0.71715
8202 | 0.78383
8203 | 0.85376
8204 | 0.79711
8205 | 0.68433
8206 | 0.70669
8207 | 0.73216
8208 | 0.72155
8209 | 0.4975
8210 | 0.51622
8211 | 0.50524
8212 | 0.50246
8213 | 0.49759
8214 | 0.51839
8215 | 0.57113
8216 | 0.59274
8217 | 0.62214
8218 | 0.60787
8219 | 0.56693
8220 | 0.47625
8221 | 0.46237
8222 | 0.47749
8223 | 0.47137
8224 | 0.48391
8225 | 0.57432
8226 | 0.64239
8227 | 0.66316
8228 | 0.61292
8229 | 0.60365
8230 | 0.57893
8231 | 0.57524
8232 | 0.52742
8233 | 0.59179
8234 | 0.48367
8235 | 0.47681
8236 | 0.47591
8237 | 0.4761
8238 | 0.50212
8239 | 0.53033
8240 | 0.51793
8241 | 0.4775
8242 | 0.45126
8243 | 0.40688
8244 | 0.38297
8245 | 0.36571
8246 | 0.38379
8247 | 0.40284
8248 | 0.4623
8249 | 0.54033
8250 | 0.64854
8251 | 0.77895
8252 | 0.73453
8253 | 0.6633
8254 | 0.7037
8255 | 0.6833
8256 | 0.63137
8257 | 0.50309
8258 | 0.52521
8259 | 0.48374
8260 | 0.48098
8261 | 0.48825
8262 | 0.53884
8263 | 0.64246
8264 | 0.6631
8265 | 0.5839
8266 | 0.50796
8267 | 0.495
8268 | 0.4626
8269 | 0.48525
8270 | 0.48796
8271 | 0.52667
8272 | 0.58269
8273 | 0.7206
8274 | 0.81171
8275 | 0.88116
8276 | 0.79526
8277 | 0.69986
8278 | 0.6412
8279 | 0.61143
8280 | 0.55842
8281 | 0.59807
8282 | 0.51711
8283 | 0.50549
8284 | 0.49197
8285 | 0.50477
8286 | 0.56473
8287 | 0.68744
8288 | 0.71429
8289 | 0.66724
8290 | 0.61583
8291 | 0.54944
8292 | 0.49408
8293 | 0.50019
8294 | 0.53048
8295 | 0.54023
8296 | 0.66231
8297 | 0.77152
8298 | 0.85077
8299 | 0.95033
8300 | 0.90065
8301 | 0.80422
8302 | 0.83161
8303 | 0.82087
8304 | 0.7231
8305 | 0.53306
8306 | 0.68829
8307 | 0.67258
8308 | 0.65499
8309 | 0.65493
8310 | 0.71765
8311 | 0.78936
8312 | 0.69753
8313 | 0.67861
8314 | 0.63888
8315 | 0.59977
8316 | 0.56658
8317 | 0.57277
8318 | 0.61051
8319 | 0.64048
8320 | 0.72526
8321 | 0.76254
8322 | 0.80261
8323 | 0.93838
8324 | 0.87096
8325 | 0.79975
8326 | 0.82659
8327 | 0.76805
8328 | 0.67102
8329 | 0.67121
8330 | 0.60494
8331 | 0.61537
8332 | 0.56895
8333 | 0.54928
8334 | 0.62834
8335 | 0.72094
8336 | 0.63589
8337 | 0.60608
8338 | 0.57249
8339 | 0.56842
8340 | 0.51237
8341 | 0.49619
8342 | 0.49119
8343 | 0.53086
8344 | 0.55642
8345 | 0.63869
8346 | 0.73522
8347 | 0.87159
8348 | 0.82151
8349 | 0.74629
8350 | 0.77913
8351 | 0.76194
8352 | 0.67496
8353 | 0.62324
8354 | 0.56964
8355 | 0.56817
8356 | 0.57143
8357 | 0.57842
8358 | 0.59361
8359 | 0.60867
8360 | 0.62999
8361 | 0.65507
8362 | 0.58897
8363 | 0.51324
8364 | 0.48095
8365 | 0.47186
8366 | 0.46416
8367 | 0.48105
8368 | 0.51919
8369 | 0.65798
8370 | 0.75506
8371 | 0.83485
8372 | 0.78197
8373 | 0.64813
8374 | 0.61513
8375 | 0.58995
8376 | 0.5495
8377 | 0.60418
8378 | 0.56444
8379 | 0.57352
8380 | 0.56857
8381 | 0.56554
8382 | 0.53076
8383 | 0.55043
8384 | 0.57644
8385 | 0.5392
8386 | 0.49715
8387 | 0.47854
8388 | 0.3967
8389 | 0.37974
8390 | 0.41496
8391 | 0.43323
8392 | 0.47568
8393 | 0.57216
8394 | 0.71589
8395 | 0.82699
8396 | 0.79683
8397 | 0.71223
8398 | 0.61949
8399 | 0.57765
8400 | 0.53174
8401 | 0.57272
8402 | 0.4942
8403 | 0.45885
8404 | 0.44674
8405 | 0.42264
8406 | 0.42679
8407 | 0.46224
8408 | 0.48067
8409 | 0.46521
8410 | 0.4315
8411 | 0.40899
8412 | 0.39816
8413 | 0.38152
8414 | 0.37197
8415 | 0.39123
8416 | 0.47159
8417 | 0.56109
8418 | 0.66837
8419 | 0.83037
8420 | 0.77365
8421 | 0.70286
8422 | 0.7174
8423 | 0.66723
8424 | 0.62315
8425 | 0.49765
8426 | 0.52278
8427 | 0.50475
8428 | 0.46507
8429 | 0.48398
8430 | 0.52801
8431 | 0.62514
8432 | 0.6545
8433 | 0.59307
8434 | 0.5313
8435 | 0.5198
8436 | 0.47989
8437 | 0.50611
8438 | 0.49628
8439 | 0.52488
8440 | 0.60854
8441 | 0.67161
8442 | 0.73777
8443 | 0.8887
8444 | 0.82774
8445 | 0.73675
8446 | 0.67314
8447 | 0.65613
8448 | 0.58258
8449 | 0.62943
8450 | 0.49651
8451 | 0.48487
8452 | 0.48263
8453 | 0.48642
8454 | 0.52289
8455 | 0.60222
8456 | 0.56873
8457 | 0.52643
8458 | 0.49381
8459 | 0.47965
8460 | 0.48407
8461 | 0.52426
8462 | 0.51883
8463 | 0.56669
8464 | 0.68818
8465 | 0.74557
8466 | 0.83707
8467 | 0.86575
8468 | 0.78847
8469 | 0.72572
8470 | 0.78773
8471 | 0.79689
8472 | 0.70636
8473 | 0.52091
8474 | 0.60668
8475 | 0.59011
8476 | 0.58429
8477 | 0.59853
8478 | 0.67358
8479 | 0.76876
8480 | 0.68962
8481 | 0.65952
8482 | 0.57546
8483 | 0.52386
8484 | 0.50115
8485 | 0.47614
8486 | 0.46959
8487 | 0.49551
8488 | 0.52102
8489 | 0.62298
8490 | 0.74249
8491 | 0.82604
8492 | 0.8135
8493 | 0.75826
8494 | 0.77314
8495 | 0.7564
8496 | 0.71067
8497 | 0.63539
8498 | 0.62403
8499 | 0.5622
8500 | 0.57228
8501 | 0.58306
8502 | 0.65124
8503 | 0.7368
8504 | 0.63604
8505 | 0.6038
8506 | 0.57722
8507 | 0.50974
8508 | 0.48321
8509 | 0.47131
8510 | 0.47666
8511 | 0.4973
8512 | 0.57297
8513 | 0.67361
8514 | 0.77035
8515 | 0.89305
8516 | 0.83551
8517 | 0.76056
8518 | 0.78852
8519 | 0.7828
8520 | 0.66109
8521 | 0.66019
8522 | 0.58193
8523 | 0.56941
8524 | 0.58652
8525 | 0.6076
8526 | 0.63872
8527 | 0.74103
8528 | 0.67035
8529 | 0.63806
8530 | 0.59945
8531 | 0.53773
8532 | 0.52323
8533 | 0.49455
8534 | 0.51407
8535 | 0.48811
8536 | 0.53893
8537 | 0.62732
8538 | 0.7176
8539 | 0.83751
8540 | 0.81799
8541 | 0.73917
8542 | 0.81371
8543 | 0.81032
8544 | 0.72818
8545 | 0.61841
8546 | 0.56584
8547 | 0.5554
8548 | 0.54593
8549 | 0.52917
8550 | 0.50021
8551 | 0.53453
8552 | 0.56819
8553 | 0.52424
8554 | 0.46169
8555 | 0.40757
8556 | 0.38225
8557 | 0.38474
8558 | 0.40197
8559 | 0.44658
8560 | 0.53304
8561 | 0.63315
8562 | 0.76311
8563 | 0.85519
8564 | 0.8056
8565 | 0.74503
8566 | 0.69143
8567 | 0.64621
8568 | 0.54495
8569 | 0.58609
8570 | 0.54635
8571 | 0.5473
8572 | 0.58319
8573 | 0.57118
8574 | 0.58927
8575 | 0.55419
8576 | 0.53527
8577 | 0.52852
8578 | 0.48185
8579 | 0.42675
8580 | 0.38583
8581 | 0.39232
8582 | 0.40445
8583 | 0.43762
8584 | 0.49483
8585 | 0.62031
8586 | 0.70754
8587 | 0.84149
8588 | 0.82958
8589 | 0.77442
8590 | 0.72117
8591 | 0.65912
8592 | 0.59123
8593 | 0.52536
8594 | 0.49411
8595 | 0.4823
8596 | 0.47806
8597 | 0.48876
8598 | 0.52631
8599 | 0.58176
8600 | 0.6054
8601 | 0.65439
8602 | 0.61951
8603 | 0.56683
8604 | 0.57077
8605 | 0.55989
8606 | 0.62391
8607 | 0.65721
8608 | 0.73503
8609 | 0.83269
8610 | 0.89006
8611 | 0.88278
8612 | 0.74083
8613 | 0.68888
8614 | 0.74413
8615 | 0.74698
8616 | 0.74328
8617 | 0.542
8618 | 0.67948
8619 | 0.63083
8620 | 0.49678
8621 | 0.49506
8622 | 0.52547
8623 | 0.57002
8624 | 0.60284
8625 | 0.61872
8626 | 0.5916
8627 | 0.56461
8628 | 0.55104
8629 | 0.48866
8630 | 0.48643
8631 | 0.4775
8632 | 0.51489
8633 | 0.64655
8634 | 0.77905
8635 | 0.81725
8636 | 0.76629
8637 | 0.69849
8638 | 0.66556
8639 | 0.60046
8640 | 0.54869
8641 | 0.70108
8642 | 0.51536
8643 | 0.48677
8644 | 0.48004
8645 | 0.49153
8646 | 0.52224
8647 | 0.56523
8648 | 0.60875
8649 | 0.62607
8650 | 0.58405
8651 | 0.55799
8652 | 0.55388
8653 | 0.54309
8654 | 0.5313
8655 | 0.55714
8656 | 0.62264
8657 | 0.72546
8658 | 0.86803
8659 | 0.95599
8660 | 0.92495
8661 | 0.83971
8662 | 0.79905
8663 | 0.76089
8664 | 0.69049
8665 | 0.547
8666 | 0.68486
8667 | 0.6625
8668 | 0.65972
8669 | 0.62811
8670 | 0.66758
8671 | 0.73009
8672 | 0.66732
8673 | 0.64411
8674 | 0.64125
8675 | 0.58175
8676 | 0.54848
8677 | 0.53169
8678 | 0.55221
8679 | 0.57035
8680 | 0.69077
8681 | 0.79612
8682 | 0.88462
8683 | 0.96304
8684 | 0.92725
8685 | 0.80558
8686 | 0.80273
8687 | 0.8061
8688 | 0.77924
8689 | 0.68551
8690 | 0.67988
8691 | 0.60702
8692 | 0.5981
8693 | 0.61595
8694 | 0.62603
8695 | 0.70032
8696 | 0.63658
8697 | 0.64926
8698 | 0.66129
8699 | 0.70493
8700 | 0.68204
8701 | 0.69148
8702 | 0.71491
8703 | 0.73061
8704 | 0.72265
8705 | 0.7804
8706 | 0.86837
8707 | 0.90901
8708 | 0.84524
8709 | 0.76336
8710 | 0.73891
8711 | 0.7185
8712 | 0.65419
8713 | 0.72533
8714 | 0.62834
8715 | 0.58308
8716 | 0.56242
8717 | 0.56949
8718 | 0.60763
8719 | 0.65211
8720 | 0.6128
8721 | 0.61479
8722 | 0.59534
8723 | 0.50451
8724 | 0.45491
8725 | 0.48292
8726 | 0.47075
8727 | 0.50312
8728 | 0.57051
8729 | 0.71245
8730 | 0.79772
8731 | 0.88855
8732 | 0.82678
8733 | 0.73728
8734 | 0.75388
8735 | 0.75068
8736 | 0.59447
8737 | 0.65017
8738 | 0.5398
8739 | 0.52287
8740 | 0.49162
8741 | 0.4965
8742 | 0.50009
8743 | 0.52416
8744 | 0.53318
8745 | 0.55455
8746 | 0.55095
8747 | 0.52388
8748 | 0.47987
8749 | 0.4788
8750 | 0.43442
8751 | 0.44398
8752 | 0.50313
8753 | 0.58759
8754 | 0.71069
8755 | 0.865
8756 | 0.82582
8757 | 0.73332
8758 | 0.65219
8759 | 0.66349
8760 | 0.58725

## flexible_params
Flexible Params | [6 empty] | Index
param | model_component | period | day | hour_of_day_from | hour_of_day_to | value
max_gen_fraction | Load_Reduction | All | All | 0 | 23 | 0
energy_budget_cap_factor | FFR | None | All | None | None | 0
under_freq_load_shedding_fraction | None | None | None | None | None | 0.15
total_freq_resp_violation_penalty_per_mw | None | None | None | None | None | 10000
lf_reserve_timeframe_fraction_of_hour | None | None | None | None | None | 0.33333
reg_reserve_timeframe_fraction_of_hour | None | None | None | None | None | 0.33333
erm_shifting_window | None | None | None | None | None | 8760
synchronous_condenser_addition_to_load | Sync_Condenser | None | None | None | None | 0.04
synchronous_condenser_addition_to_load | Sync_Condenser_New | None | None | None | None | 0.04
decimals | None | None | None | None | None | 4

## fuels
Fuels |  |  | Index
fuels | tco2_per_mmbtu | can_blend_with_pipeline_biogas
ULSD | 0.081807 | TRUE
Biodiesel | 0 | FALSE
Free | 0 | FALSE

## min_cumulative_new_build
Min Cumulative New Build |  |  | Index
resource | period | min_cumulative_build_by_year
9MW_ICE_New | 2025 | 0
9MW_ICE_New | 2026 | 0
9MW_ICE_New | 2027 | 0
9MW_ICE_New | 2028 | 0
9MW_ICE_New | 2029 | 0
9MW_ICE_New | 2030 | 0
9MW_ICE_New | 2031 | 0
9MW_ICE_New | 2032 | 0
9MW_ICE_New | 2033 | 0
9MW_ICE_New | 2034 | 0
9MW_ICE_New | 2040 | 0
9MW_ICE_New | 2045 | 0
9MW_ICE_New | 2050 | 0
Sync_Condenser_New | 2025 | 0
Sync_Condenser_New | 2026 | 0
Sync_Condenser_New | 2027 | 0
Sync_Condenser_New | 2028 | 0
Sync_Condenser_New | 2029 | 0
Sync_Condenser_New | 2030 | 0
Sync_Condenser_New | 2031 | 0
Sync_Condenser_New | 2032 | 0
Sync_Condenser_New | 2033 | 0
Sync_Condenser_New | 2034 | 0
Sync_Condenser_New | 2040 | 0
Sync_Condenser_New | 2045 | 0
Sync_Condenser_New | 2050 | 0
PV_New | 2025 | 0
PV_New | 2026 | 0
PV_New | 2027 | 0
PV_New | 2028 | 0
PV_New | 2029 | 0
PV_New | 2030 | 0
PV_New | 2031 | 0
PV_New | 2032 | 0
PV_New | 2033 | 0
PV_New | 2034 | 0
PV_New | 2040 | 0
PV_New | 2045 | 0
PV_New | 2050 | 0
Wind_New | 2025 | 0
Wind_New | 2026 | 0
Wind_New | 2027 | 0
Wind_New | 2028 | 0
Wind_New | 2029 | 0
Wind_New | 2030 | 0
Wind_New | 2031 | 0
Wind_New | 2032 | 0
Wind_New | 2033 | 0
Wind_New | 2034 | 0
Wind_New | 2040 | 0
Wind_New | 2045 | 0
Wind_New | 2050 | 0
PV_Paired_4hr_New_Supply | 2025 | 0
PV_Paired_4hr_New_Supply | 2026 | 0
PV_Paired_4hr_New_Supply | 2027 | 0
PV_Paired_4hr_New_Supply | 2028 | 0
PV_Paired_4hr_New_Supply | 2029 | 0
PV_Paired_4hr_New_Supply | 2030 | 0
PV_Paired_4hr_New_Supply | 2031 | 0
PV_Paired_4hr_New_Supply | 2032 | 0
PV_Paired_4hr_New_Supply | 2033 | 0
PV_Paired_4hr_New_Supply | 2034 | 0
PV_Paired_4hr_New_Supply | 2040 | 0
PV_Paired_4hr_New_Supply | 2045 | 0
PV_Paired_4hr_New_Supply | 2050 | 0
PV_Paired_6hr_New_Supply | 2025 | 0
PV_Paired_6hr_New_Supply | 2026 | 0
PV_Paired_6hr_New_Supply | 2027 | 0
PV_Paired_6hr_New_Supply | 2028 | 0
PV_Paired_6hr_New_Supply | 2029 | 0
PV_Paired_6hr_New_Supply | 2030 | 0
PV_Paired_6hr_New_Supply | 2031 | 0
PV_Paired_6hr_New_Supply | 2032 | 0
PV_Paired_6hr_New_Supply | 2033 | 0
PV_Paired_6hr_New_Supply | 2034 | 0
PV_Paired_6hr_New_Supply | 2040 | 0
PV_Paired_6hr_New_Supply | 2045 | 0
PV_Paired_6hr_New_Supply | 2050 | 0
DER_Agg_PV_New_Supply | 2025 | 0
DER_Agg_PV_New_Supply | 2026 | 0
DER_Agg_PV_New_Supply | 2027 | 0
DER_Agg_PV_New_Supply | 2028 | 0
DER_Agg_PV_New_Supply | 2029 | 0
DER_Agg_PV_New_Supply | 2030 | 0
DER_Agg_PV_New_Supply | 2031 | 0
DER_Agg_PV_New_Supply | 2032 | 0
DER_Agg_PV_New_Supply | 2033 | 0
DER_Agg_PV_New_Supply | 2034 | 0
DER_Agg_PV_New_Supply | 2040 | 0
DER_Agg_PV_New_Supply | 2045 | 0
DER_Agg_PV_New_Supply | 2050 | 0
BESS_Standalone_New | 2025 | 0
BESS_Standalone_New | 2026 | 0
BESS_Standalone_New | 2027 | 0
BESS_Standalone_New | 2028 | 0
BESS_Standalone_New | 2029 | 0
BESS_Standalone_New | 2030 | 0
BESS_Standalone_New | 2031 | 0
BESS_Standalone_New | 2032 | 0
BESS_Standalone_New | 2033 | 0
BESS_Standalone_New | 2034 | 0
BESS_Standalone_New | 2040 | 0
BESS_Standalone_New | 2045 | 0
BESS_Standalone_New | 2050 | 0
PV_Paired_4hr_New_Battery | 2025 | 0
PV_Paired_4hr_New_Battery | 2026 | 0
PV_Paired_4hr_New_Battery | 2027 | 0
PV_Paired_4hr_New_Battery | 2028 | 0
PV_Paired_4hr_New_Battery | 2029 | 0
PV_Paired_4hr_New_Battery | 2030 | 0
PV_Paired_4hr_New_Battery | 2031 | 0
PV_Paired_4hr_New_Battery | 2032 | 0
PV_Paired_4hr_New_Battery | 2033 | 0
PV_Paired_4hr_New_Battery | 2034 | 0
PV_Paired_4hr_New_Battery | 2040 | 0
PV_Paired_4hr_New_Battery | 2045 | 0
PV_Paired_4hr_New_Battery | 2050 | 0
PV_Paired_6hr_New_Battery | 2025 | 0
PV_Paired_6hr_New_Battery | 2026 | 0
PV_Paired_6hr_New_Battery | 2027 | 0
PV_Paired_6hr_New_Battery | 2028 | 0
PV_Paired_6hr_New_Battery | 2029 | 0
PV_Paired_6hr_New_Battery | 2030 | 0
PV_Paired_6hr_New_Battery | 2031 | 0
PV_Paired_6hr_New_Battery | 2032 | 0
PV_Paired_6hr_New_Battery | 2033 | 0
PV_Paired_6hr_New_Battery | 2034 | 0
PV_Paired_6hr_New_Battery | 2040 | 0
PV_Paired_6hr_New_Battery | 2045 | 0
PV_Paired_6hr_New_Battery | 2050 | 0
DER_Agg_PV_New_Battery | 2025 | 0
DER_Agg_PV_New_Battery | 2026 | 0
DER_Agg_PV_New_Battery | 2027 | 0
DER_Agg_PV_New_Battery | 2028 | 0
DER_Agg_PV_New_Battery | 2029 | 0
DER_Agg_PV_New_Battery | 2030 | 0
DER_Agg_PV_New_Battery | 2031 | 0
DER_Agg_PV_New_Battery | 2032 | 0
DER_Agg_PV_New_Battery | 2033 | 0
DER_Agg_PV_New_Battery | 2034 | 0
DER_Agg_PV_New_Battery | 2040 | 0
DER_Agg_PV_New_Battery | 2045 | 0
DER_Agg_PV_New_Battery | 2050 | 0

## period_discount_factors
Period Discount Factors |  |  | Index
period | discount_factor | years_in_period
2025 | 0.83849 | 1
2026 | 0.80237 | 1
2027 | 0.7678 | 1
2028 | 0.73472 | 1
2029 | 0.70307 | 1
2030 | 0.67278 | 1
2031 | 0.64379 | 1
2032 | 0.61605 | 1
2033 | 0.58951 | 1
2034 | 1.8386 | 3.5
2040 | 2.4289 | 5.5
2045 | 1.7444 | 5
2050 | 4.515 | 23

## planned_installed_capacities
Planned Installed Capacities |  |  |  |  | Index
resource | period | planned_installed_capacity | min_operational_planned_capacity_mw | planned_capacity_fixed_o_and_m_dollars_per_kw_yr
Palaau_G01 | 2025 | 1.25 | 0 | 14.5233
Palaau_G01 | 2026 | 1.25 | 0 | 14.5233
Palaau_G01 | 2027 | 1.25 | 0 | 14.5233
Palaau_G01 | 2028 | 1.25 | 0 | 14.5233
Palaau_G01 | 2029 | 1.25 | 0 | 14.5233
Palaau_G01 | 2030 | 1.25 | 0 | 14.5233
Palaau_G01 | 2031 | 1.25 | 0 | 14.5233
Palaau_G01 | 2032 | 1.25 | 0 | 14.5233
Palaau_G01 | 2033 | 1.25 | 0 | 14.5233
Palaau_G01 | 2034 | 1.25 | 0 | 14.5233
Palaau_G01 | 2040 | 1.25 | 0 | 14.5233
Palaau_G01 | 2045 | 1.25 | 0 | 14.5233
Palaau_G01 | 2050 | 1.25 | 0 | 14.5233
Palaau_G02 | 2025 | 1.25 | 0 | 30.7549
Palaau_G02 | 2026 | 1.25 | 0 | 30.7549
Palaau_G02 | 2027 | 1.25 | 0 | 30.7549
Palaau_G02 | 2028 | 1.25 | 0 | 30.7549
Palaau_G02 | 2029 | 1.25 | 0 | 30.7549
Palaau_G02 | 2030 | 1.25 | 0 | 30.7549
Palaau_G02 | 2031 | 1.25 | 0 | 30.7549
Palaau_G02 | 2032 | 1.25 | 0 | 30.7549
Palaau_G02 | 2033 | 1.25 | 0 | 30.7549
Palaau_G02 | 2034 | 1.25 | 0 | 30.7549
Palaau_G02 | 2040 | 1.25 | 0 | 30.7549
Palaau_G02 | 2045 | 1.25 | 0 | 30.7549
Palaau_G02 | 2050 | 1.25 | 0 | 30.7549
Palaau_G03 | 2025 | 0.97 | 0 | 34.9216
Palaau_G03 | 2026 | 0.97 | 0 | 34.9216
Palaau_G03 | 2027 | 0.97 | 0 | 34.9216
Palaau_G03 | 2028 | 0.97 | 0 | 34.9216
Palaau_G03 | 2029 | 0.97 | 0 | 34.9216
Palaau_G03 | 2030 | 0.97 | 0 | 34.9216
Palaau_G03 | 2031 | 0.97 | 0 | 34.9216
Palaau_G03 | 2032 | 0.97 | 0 | 34.9216
Palaau_G03 | 2033 | 0.97 | 0 | 34.9216
Palaau_G03 | 2034 | 0.97 | 0 | 34.9216
Palaau_G03 | 2040 | 0.97 | 0 | 34.9216
Palaau_G03 | 2045 | 0.97 | 0 | 34.9216
Palaau_G03 | 2050 | 0.97 | 0 | 34.9216
Palaau_G04 | 2025 | 0.97 | 0 | 67.8071
Palaau_G04 | 2026 | 0.97 | 0 | 67.8071
Palaau_G04 | 2027 | 0.97 | 0 | 67.8071
Palaau_G04 | 2028 | 0.97 | 0 | 67.8071
Palaau_G04 | 2029 | 0.97 | 0 | 67.8071
Palaau_G04 | 2030 | 0.97 | 0 | 67.8071
Palaau_G04 | 2031 | 0.97 | 0 | 67.8071
Palaau_G04 | 2032 | 0.97 | 0 | 67.8071
Palaau_G04 | 2033 | 0.97 | 0 | 67.8071
Palaau_G04 | 2034 | 0.97 | 0 | 67.8071
Palaau_G04 | 2040 | 0.97 | 0 | 67.8071
Palaau_G04 | 2045 | 0.97 | 0 | 67.8071
Palaau_G04 | 2050 | 0.97 | 0 | 67.8071
Palaau_G05 | 2025 | 0.97 | 0 | 49.1903
Palaau_G05 | 2026 | 0.97 | 0 | 49.1903
Palaau_G05 | 2027 | 0.97 | 0 | 49.1903
Palaau_G05 | 2028 | 0.97 | 0 | 49.1903
Palaau_G05 | 2029 | 0.97 | 0 | 49.1903
Palaau_G05 | 2030 | 0.97 | 0 | 49.1903
Palaau_G05 | 2031 | 0.97 | 0 | 49.1903
Palaau_G05 | 2032 | 0.97 | 0 | 49.1903
Palaau_G05 | 2033 | 0.97 | 0 | 49.1903
Palaau_G05 | 2034 | 0.97 | 0 | 49.1903
Palaau_G05 | 2040 | 0.97 | 0 | 49.1903
Palaau_G05 | 2045 | 0.97 | 0 | 49.1903
Palaau_G05 | 2050 | 0.97 | 0 | 49.1903
Palaau_G06 | 2025 | 0.97 | 0 | 33.5634
Palaau_G06 | 2026 | 0.97 | 0 | 33.5634
Palaau_G06 | 2027 | 0.97 | 0 | 33.5634
Palaau_G06 | 2028 | 0.97 | 0 | 33.5634
Palaau_G06 | 2029 | 0.97 | 0 | 33.5634
Palaau_G06 | 2030 | 0.97 | 0 | 33.5634
Palaau_G06 | 2031 | 0.97 | 0 | 33.5634
Palaau_G06 | 2032 | 0.97 | 0 | 33.5634
Palaau_G06 | 2033 | 0.97 | 0 | 33.5634
Palaau_G06 | 2034 | 0.97 | 0 | 33.5634
Palaau_G06 | 2040 | 0.97 | 0 | 33.5634
Palaau_G06 | 2045 | 0.97 | 0 | 33.5634
Palaau_G06 | 2050 | 0.97 | 0 | 33.5634
Palaau_G07 | 2025 | 2.2 | 0 | 125.7025
Palaau_G07 | 2026 | 2.2 | 0 | 125.7025
Palaau_G07 | 2027 | 2.2 | 0 | 125.7025
Palaau_G07 | 2028 | 2.2 | 0 | 125.7025
Palaau_G07 | 2029 | 2.2 | 0 | 125.7025
Palaau_G07 | 2030 | 2.2 | 0 | 125.7025
Palaau_G07 | 2031 | 2.2 | 0 | 125.7025
Palaau_G07 | 2032 | 2.2 | 0 | 125.7025
Palaau_G07 | 2033 | 2.2 | 0 | 125.7025
Palaau_G07 | 2034 | 2.2 | 0 | 125.7025
Palaau_G07 | 2040 | 2.2 | 0 | 125.7025
Palaau_G07 | 2045 | 2.2 | 0 | 125.7025
Palaau_G07 | 2050 | 2.2 | 0 | 125.7025
Palaau_G08 | 2025 | 2.2 | 0 | 225.05
Palaau_G08 | 2026 | 2.2 | 0 | 225.05
Palaau_G08 | 2027 | 2.2 | 0 | 225.05
Palaau_G08 | 2028 | 2.2 | 0 | 225.05
Palaau_G08 | 2029 | 2.2 | 0 | 225.05
Palaau_G08 | 2030 | 2.2 | 0 | 225.05
Palaau_G08 | 2031 | 2.2 | 0 | 225.05
Palaau_G08 | 2032 | 2.2 | 0 | 225.05
Palaau_G08 | 2033 | 2.2 | 0 | 225.05
Palaau_G08 | 2034 | 2.2 | 0 | 225.05
Palaau_G08 | 2040 | 2.2 | 0 | 225.05
Palaau_G08 | 2045 | 2.2 | 0 | 225.05
Palaau_G08 | 2050 | 2.2 | 0 | 225.05
Palaau_G09 | 2025 | 2.2 | 0 | 207.8062
Palaau_G09 | 2026 | 2.2 | 0 | 207.8062
Palaau_G09 | 2027 | 2.2 | 0 | 207.8062
Palaau_G09 | 2028 | 2.2 | 0 | 207.8062
Palaau_G09 | 2029 | 2.2 | 0 | 207.8062
Palaau_G09 | 2030 | 2.2 | 0 | 207.8062
Palaau_G09 | 2031 | 2.2 | 0 | 207.8062
Palaau_G09 | 2032 | 2.2 | 0 | 207.8062
Palaau_G09 | 2033 | 2.2 | 0 | 207.8062
Palaau_G09 | 2034 | 2.2 | 0 | 207.8062
Palaau_G09 | 2040 | 2.2 | 0 | 207.8062
Palaau_G09 | 2045 | 2.2 | 0 | 207.8062
Palaau_G09 | 2050 | 2.2 | 0 | 207.8062
Palaau_G08_MR_min | 2025 | 0 | 0 | 225.05
Palaau_G08_MR_min | 2026 | 0 | 0 | 225.05
Palaau_G08_MR_min | 2027 | 0 | 0 | 225.05
Palaau_G08_MR_min | 2028 | 0 | 0 | 225.05
Palaau_G08_MR_min | 2029 | 0 | 0 | 225.05
Palaau_G08_MR_min | 2030 | 0 | 0 | 225.05
Palaau_G08_MR_min | 2031 | 0 | 0 | 225.05
Palaau_G08_MR_min | 2032 | 0 | 0 | 225.05
Palaau_G08_MR_min | 2033 | 0 | 0 | 225.05
Palaau_G08_MR_min | 2034 | 0 | 0 | 225.05
Palaau_G08_MR_min | 2040 | 0 | 0 | 225.05
Palaau_G08_MR_min | 2045 | 0 | 0 | 225.05
Palaau_G08_MR_min | 2050 | 0 | 0 | 225.05
Palaau_G09_MR_min | 2025 | 0 | 0 | 207.8062
Palaau_G09_MR_min | 2026 | 0 | 0 | 207.8062
Palaau_G09_MR_min | 2027 | 0 | 0 | 207.8062
Palaau_G09_MR_min | 2028 | 0 | 0 | 207.8062
Palaau_G09_MR_min | 2029 | 0 | 0 | 207.8062
Palaau_G09_MR_min | 2030 | 0 | 0 | 207.8062
Palaau_G09_MR_min | 2031 | 0 | 0 | 207.8062
Palaau_G09_MR_min | 2032 | 0 | 0 | 207.8062
Palaau_G09_MR_min | 2033 | 0 | 0 | 207.8062
Palaau_G09_MR_min | 2034 | 0 | 0 | 207.8062
Palaau_G09_MR_min | 2040 | 0 | 0 | 207.8062
Palaau_G09_MR_min | 2045 | 0 | 0 | 207.8062
Palaau_G09_MR_min | 2050 | 0 | 0 | 207.8062
Palaau_G08_MR | 2025 | 0 | 0 | 225.05
Palaau_G08_MR | 2026 | 0 | 0 | 225.05
Palaau_G08_MR | 2027 | 0 | 0 | 225.05
Palaau_G08_MR | 2028 | 0 | 0 | 225.05
Palaau_G08_MR | 2029 | 0 | 0 | 225.05
Palaau_G08_MR | 2030 | 0 | 0 | 225.05
Palaau_G08_MR | 2031 | 0 | 0 | 225.05
Palaau_G08_MR | 2032 | 0 | 0 | 225.05
Palaau_G08_MR | 2033 | 0 | 0 | 225.05
Palaau_G08_MR | 2034 | 0 | 0 | 225.05
Palaau_G08_MR | 2040 | 0 | 0 | 225.05
Palaau_G08_MR | 2045 | 0 | 0 | 225.05
Palaau_G08_MR | 2050 | 0 | 0 | 225.05
Palaau_G09_MR | 2025 | 0 | 0 | 207.8062
Palaau_G09_MR | 2026 | 0 | 0 | 207.8062
Palaau_G09_MR | 2027 | 0 | 0 | 207.8062
Palaau_G09_MR | 2028 | 0 | 0 | 207.8062
Palaau_G09_MR | 2029 | 0 | 0 | 207.8062
Palaau_G09_MR | 2030 | 0 | 0 | 207.8062
Palaau_G09_MR | 2031 | 0 | 0 | 207.8062
Palaau_G09_MR | 2032 | 0 | 0 | 207.8062
Palaau_G09_MR | 2033 | 0 | 0 | 207.8062
Palaau_G09_MR | 2034 | 0 | 0 | 207.8062
Palaau_G09_MR | 2040 | 0 | 0 | 207.8062
Palaau_G09_MR | 2045 | 0 | 0 | 207.8062
Palaau_G09_MR | 2050 | 0 | 0 | 207.8062
Palaau_GT1 | 2025 | 2.2 | 0 | 0
Palaau_GT1 | 2026 | 2.2 | 0 | 0
Palaau_GT1 | 2027 | 2.2 | 0 | 0
Palaau_GT1 | 2028 | 2.2 | 0 | 0
Palaau_GT1 | 2029 | 2.2 | 0 | 0
Palaau_GT1 | 2030 | 2.2 | 0 | 0
Palaau_GT1 | 2031 | 2.2 | 0 | 0
Palaau_GT1 | 2032 | 2.2 | 0 | 0
Palaau_GT1 | 2033 | 2.2 | 0 | 0
Palaau_GT1 | 2034 | 2.2 | 0 | 0
Palaau_GT1 | 2040 | 2.2 | 0 | 0
Palaau_GT1 | 2045 | 2.2 | 0 | 0
Palaau_GT1 | 2050 | 2.2 | 0 | 0
9MW_ICE_New | 2025 | 0 | 0 | 39.0121
9MW_ICE_New | 2026 | 0 | 0 | 39.0121
9MW_ICE_New | 2027 | 0 | 0 | 39.0121
9MW_ICE_New | 2028 | 0 | 0 | 39.0121
9MW_ICE_New | 2029 | 0 | 0 | 39.0121
9MW_ICE_New | 2030 | 0 | 0 | 39.0121
9MW_ICE_New | 2031 | 0 | 0 | 39.0121
9MW_ICE_New | 2032 | 0 | 0 | 39.0121
9MW_ICE_New | 2033 | 0 | 0 | 39.0121
9MW_ICE_New | 2034 | 0 | 0 | 39.0121
9MW_ICE_New | 2040 | 0 | 0 | 39.0121
9MW_ICE_New | 2045 | 0 | 0 | 39.0121
9MW_ICE_New | 2050 | 0 | 0 | 39.0121
Sync_Condenser | 2025 | 2.75 | 0 | 0
Sync_Condenser | 2026 | 2.75 | 0 | 0
Sync_Condenser | 2027 | 2.75 | 0 | 0
Sync_Condenser | 2028 | 2.75 | 0 | 0
Sync_Condenser | 2029 | 2.75 | 0 | 0
Sync_Condenser | 2030 | 2.75 | 0 | 0
Sync_Condenser | 2031 | 2.75 | 0 | 0
Sync_Condenser | 2032 | 2.75 | 0 | 0
Sync_Condenser | 2033 | 2.75 | 0 | 0
Sync_Condenser | 2034 | 2.75 | 0 | 0
Sync_Condenser | 2040 | 2.75 | 0 | 0
Sync_Condenser | 2045 | 2.75 | 0 | 0
Sync_Condenser | 2050 | 2.75 | 0 | 0
Sync_Condenser_New | 2025 | 0 | 0 | 0
Sync_Condenser_New | 2026 | 0 | 0 | 0
Sync_Condenser_New | 2027 | 0 | 0 | 0
Sync_Condenser_New | 2028 | 0 | 0 | 0
Sync_Condenser_New | 2029 | 0 | 0 | 0
Sync_Condenser_New | 2030 | 0 | 0 | 0
Sync_Condenser_New | 2031 | 0 | 0 | 0
Sync_Condenser_New | 2032 | 0 | 0 | 0
Sync_Condenser_New | 2033 | 0 | 0 | 0
Sync_Condenser_New | 2034 | 0 | 0 | 0
Sync_Condenser_New | 2040 | 0 | 0 | 0
Sync_Condenser_New | 2045 | 0 | 0 | 0
Sync_Condenser_New | 2050 | 0 | 0 | 0
FFR | 2025 | 0 | 0 | 0
FFR | 2026 | 0 | 0 | 0
FFR | 2027 | 0 | 0 | 0
FFR | 2028 | 0 | 0 | 0
FFR | 2029 | 0 | 0 | 0
FFR | 2030 | 0 | 0 | 0
FFR | 2031 | 0 | 0 | 0
FFR | 2032 | 0 | 0 | 0
FFR | 2033 | 0 | 0 | 0
FFR | 2034 | 0 | 0 | 0
FFR | 2040 | 0 | 0 | 0
FFR | 2045 | 0 | 0 | 0
FFR | 2050 | 0 | 0 | 0
CBRE_PV_1 | 2025 | 0.25 | 0 | 571.1795
CBRE_PV_1 | 2026 | 0.25 | 0 | 571.1795
CBRE_PV_1 | 2027 | 0.25 | 0 | 571.1795
CBRE_PV_1 | 2028 | 0.25 | 0 | 571.1795
CBRE_PV_1 | 2029 | 0.25 | 0 | 571.1795
CBRE_PV_1 | 2030 | 0.25 | 0 | 571.1795
CBRE_PV_1 | 2031 | 0.25 | 0 | 571.1795
CBRE_PV_1 | 2032 | 0.25 | 0 | 571.1795
CBRE_PV_1 | 2033 | 0.25 | 0 | 571.1795
CBRE_PV_1 | 2034 | 0.25 | 0 | 571.1795
CBRE_PV_1 | 2040 | 0.25 | 0 | 571.1795
CBRE_PV_1 | 2045 | 0.25 | 0 | 571.1795
CBRE_PV_1 | 2050 | 0.25 | 0 | 571.1795
PV_New | 2025 | 0 | 0 | 11.4768
PV_New | 2026 | 0 | 0 | 11.0573
PV_New | 2027 | 0 | 0 | 10.6633
PV_New | 2028 | 0 | 0 | 10.3075
PV_New | 2029 | 0 | 0 | 9.9897
PV_New | 2030 | 0 | 0 | 9.7101
PV_New | 2031 | 0 | 0 | 9.4559
PV_New | 2032 | 0 | 0 | 9.2399
PV_New | 2033 | 0 | 0 | 9.0492
PV_New | 2034 | 0 | 0 | 8.8713
PV_New | 2040 | 0 | 0 | 8.1468
PV_New | 2045 | 0 | 0 | 7.7783
PV_New | 2050 | 0 | 0 | 7.5114
Wind_New | 2025 | 0 | 0 | 37.7983
Wind_New | 2026 | 0 | 0 | 37.1501
Wind_New | 2027 | 0 | 0 | 36.6163
Wind_New | 2028 | 0 | 0 | 36.1715
Wind_New | 2029 | 0 | 0 | 35.7902
Wind_New | 2030 | 0 | 0 | 35.4725
Wind_New | 2031 | 0 | 0 | 35.2056
Wind_New | 2032 | 0 | 0 | 34.9768
Wind_New | 2033 | 0 | 0 | 34.7861
Wind_New | 2034 | 0 | 0 | 34.6336
Wind_New | 2040 | 0 | 0 | 34.0617
Wind_New | 2045 | 0 | 0 | 33.8838
Wind_New | 2050 | 0 | 0 | 33.7948
PV_Paired_4hr_New_Supply | 2025 | 0 | 0 | 11.4768
PV_Paired_4hr_New_Supply | 2026 | 0 | 0 | 11.0573
PV_Paired_4hr_New_Supply | 2027 | 0 | 0 | 10.6633
PV_Paired_4hr_New_Supply | 2028 | 0 | 0 | 10.3075
PV_Paired_4hr_New_Supply | 2029 | 0 | 0 | 9.9897
PV_Paired_4hr_New_Supply | 2030 | 0 | 0 | 9.7101
PV_Paired_4hr_New_Supply | 2031 | 0 | 0 | 9.4559
PV_Paired_4hr_New_Supply | 2032 | 0 | 0 | 9.2399
PV_Paired_4hr_New_Supply | 2033 | 0 | 0 | 9.0492
PV_Paired_4hr_New_Supply | 2034 | 0 | 0 | 8.8713
PV_Paired_4hr_New_Supply | 2040 | 0 | 0 | 8.1468
PV_Paired_4hr_New_Supply | 2045 | 0 | 0 | 7.7783
PV_Paired_4hr_New_Supply | 2050 | 0 | 0 | 7.5114
PV_Paired_6hr_New_Supply | 2025 | 0 | 0 | 11.4768
PV_Paired_6hr_New_Supply | 2026 | 0 | 0 | 11.0573
PV_Paired_6hr_New_Supply | 2027 | 0 | 0 | 10.6633
PV_Paired_6hr_New_Supply | 2028 | 0 | 0 | 10.3075
PV_Paired_6hr_New_Supply | 2029 | 0 | 0 | 9.9897
PV_Paired_6hr_New_Supply | 2030 | 0 | 0 | 9.7101
PV_Paired_6hr_New_Supply | 2031 | 0 | 0 | 9.4559
PV_Paired_6hr_New_Supply | 2032 | 0 | 0 | 9.2399
PV_Paired_6hr_New_Supply | 2033 | 0 | 0 | 9.0492
PV_Paired_6hr_New_Supply | 2034 | 0 | 0 | 8.8713
PV_Paired_6hr_New_Supply | 2040 | 0 | 0 | 8.1468
PV_Paired_6hr_New_Supply | 2045 | 0 | 0 | 7.7783
PV_Paired_6hr_New_Supply | 2050 | 0 | 0 | 7.5114
DER_Agg_PV_New_Supply | 2025 | 0 | 0 | 15.0736
DER_Agg_PV_New_Supply | 2026 | 0 | 0 | 14.5144
DER_Agg_PV_New_Supply | 2027 | 0 | 0 | 14.006
DER_Agg_PV_New_Supply | 2028 | 0 | 0 | 13.5484
DER_Agg_PV_New_Supply | 2029 | 0 | 0 | 13.1163
DER_Agg_PV_New_Supply | 2030 | 0 | 0 | 12.7477
DER_Agg_PV_New_Supply | 2031 | 0 | 0 | 12.43
DER_Agg_PV_New_Supply | 2032 | 0 | 0 | 12.1377
DER_Agg_PV_New_Supply | 2033 | 0 | 0 | 11.8835
DER_Agg_PV_New_Supply | 2034 | 0 | 0 | 11.6547
DER_Agg_PV_New_Supply | 2040 | 0 | 0 | 10.7015
DER_Agg_PV_New_Supply | 2045 | 0 | 0 | 10.2185
DER_Agg_PV_New_Supply | 2050 | 0 | 0 | 9.8754
BESS_Standalone | 2025 | 0 | 0 | 0
BESS_Standalone | 2026 | 0 | 0 | 0
BESS_Standalone | 2027 | 0 | 0 | 0
BESS_Standalone | 2028 | 0 | 0 | 0
BESS_Standalone | 2029 | 0 | 0 | 0
BESS_Standalone | 2030 | 0 | 0 | 0
BESS_Standalone | 2031 | 0 | 0 | 0
BESS_Standalone | 2032 | 0 | 0 | 0
BESS_Standalone | 2033 | 0 | 0 | 0
BESS_Standalone | 2034 | 0 | 0 | 0
BESS_Standalone | 2040 | 0 | 0 | 0
BESS_Standalone | 2045 | 0 | 0 | 0
BESS_Standalone | 2050 | 0 | 0 | 0
BESS_Standalone_New | 2025 | 0 | 0 | 17.6717
BESS_Standalone_New | 2026 | 0 | 0 | 17.3653
BESS_Standalone_New | 2027 | 0 | 0 | 17.095
BESS_Standalone_New | 2028 | 0 | 0 | 16.8328
BESS_Standalone_New | 2029 | 0 | 0 | 16.5845
BESS_Standalone_New | 2030 | 0 | 0 | 16.3424
BESS_Standalone_New | 2031 | 0 | 0 | 16.1232
BESS_Standalone_New | 2032 | 0 | 0 | 15.9276
BESS_Standalone_New | 2033 | 0 | 0 | 15.7489
BESS_Standalone_New | 2034 | 0 | 0 | 15.581
BESS_Standalone_New | 2040 | 0 | 0 | 14.7408
BESS_Standalone_New | 2045 | 0 | 0 | 14.244
BESS_Standalone_New | 2050 | 0 | 0 | 13.8038
Load_Build | 2025 | 0 | 0 | 0
Load_Build | 2026 | 0 | 0 | 0
Load_Build | 2027 | 0 | 0 | 0
Load_Build | 2028 | 0 | 0 | 0
Load_Build | 2029 | 0 | 0 | 0
Load_Build | 2030 | 0 | 0 | 0
Load_Build | 2031 | 0 | 0 | 0
Load_Build | 2032 | 0 | 0 | 0
Load_Build | 2033 | 0 | 0 | 0
Load_Build | 2034 | 0 | 0 | 0
Load_Build | 2040 | 0 | 0 | 0
Load_Build | 2045 | 0 | 0 | 0
Load_Build | 2050 | 0 | 0 | 0
PV_Paired_4hr_New_Battery | 2025 | 0 | 0 | 14.1373
PV_Paired_4hr_New_Battery | 2026 | 0 | 0 | 13.8922
PV_Paired_4hr_New_Battery | 2027 | 0 | 0 | 13.676
PV_Paired_4hr_New_Battery | 2028 | 0 | 0 | 13.4662
PV_Paired_4hr_New_Battery | 2029 | 0 | 0 | 13.2676
PV_Paired_4hr_New_Battery | 2030 | 0 | 0 | 13.074
PV_Paired_4hr_New_Battery | 2031 | 0 | 0 | 12.8985
PV_Paired_4hr_New_Battery | 2032 | 0 | 0 | 12.7421
PV_Paired_4hr_New_Battery | 2033 | 0 | 0 | 12.5991
PV_Paired_4hr_New_Battery | 2034 | 0 | 0 | 12.4648
PV_Paired_4hr_New_Battery | 2040 | 0 | 0 | 11.7927
PV_Paired_4hr_New_Battery | 2045 | 0 | 0 | 11.3952
PV_Paired_4hr_New_Battery | 2050 | 0 | 0 | 11.0431
PV_Paired_6hr_New_Battery | 2025 | 0 | 0 | 14.1373
PV_Paired_6hr_New_Battery | 2026 | 0 | 0 | 13.8922
PV_Paired_6hr_New_Battery | 2027 | 0 | 0 | 13.676
PV_Paired_6hr_New_Battery | 2028 | 0 | 0 | 13.4662
PV_Paired_6hr_New_Battery | 2029 | 0 | 0 | 13.2676
PV_Paired_6hr_New_Battery | 2030 | 0 | 0 | 13.074
PV_Paired_6hr_New_Battery | 2031 | 0 | 0 | 12.8985
PV_Paired_6hr_New_Battery | 2032 | 0 | 0 | 12.7421
PV_Paired_6hr_New_Battery | 2033 | 0 | 0 | 12.5991
PV_Paired_6hr_New_Battery | 2034 | 0 | 0 | 12.4648
PV_Paired_6hr_New_Battery | 2040 | 0 | 0 | 11.7927
PV_Paired_6hr_New_Battery | 2045 | 0 | 0 | 11.3952
PV_Paired_6hr_New_Battery | 2050 | 0 | 0 | 11.0431
DER_Agg_PV_New_Battery | 2025 | 0 | 0 | 14.1373
DER_Agg_PV_New_Battery | 2026 | 0 | 0 | 13.8922
DER_Agg_PV_New_Battery | 2027 | 0 | 0 | 13.676
DER_Agg_PV_New_Battery | 2028 | 0 | 0 | 13.4662
DER_Agg_PV_New_Battery | 2029 | 0 | 0 | 13.2676
DER_Agg_PV_New_Battery | 2030 | 0 | 0 | 13.074
DER_Agg_PV_New_Battery | 2031 | 0 | 0 | 12.8985
DER_Agg_PV_New_Battery | 2032 | 0 | 0 | 12.7421
DER_Agg_PV_New_Battery | 2033 | 0 | 0 | 12.5991
DER_Agg_PV_New_Battery | 2034 | 0 | 0 | 12.4648
DER_Agg_PV_New_Battery | 2040 | 0 | 0 | 11.7927
DER_Agg_PV_New_Battery | 2045 | 0 | 0 | 11.3952
DER_Agg_PV_New_Battery | 2050 | 0 | 0 | 11.0431
Load_Reduction | 2025 | 0 | 0 | 0
Load_Reduction | 2026 | 0 | 0 | 0
Load_Reduction | 2027 | 0 | 0 | 0
Load_Reduction | 2028 | 0 | 0 | 0
Load_Reduction | 2029 | 0 | 0 | 0
Load_Reduction | 2030 | 0 | 0 | 0
Load_Reduction | 2031 | 0 | 0 | 0
Load_Reduction | 2032 | 0 | 0 | 0
Load_Reduction | 2033 | 0 | 0 | 0
Load_Reduction | 2034 | 0 | 0 | 0
Load_Reduction | 2040 | 0 | 0 | 0
Load_Reduction | 2045 | 0 | 0 | 0
Load_Reduction | 2050 | 0 | 0 | 0

## planned_storage_energy_capacity
Planned Storage Energy Capacity |  |  |  | Index
storage_resource | period | planned_storage_energy_capacity_mwh | planned_storage_energy_capacity_fixed_o_and_m_dollars_per_kwh_yr
BESS_Standalone | 2025 | 0 | 0
BESS_Standalone | 2026 | 0 | 0
BESS_Standalone | 2027 | 0 | 0
BESS_Standalone | 2028 | 0 | 0
BESS_Standalone | 2029 | 0 | 0
BESS_Standalone | 2030 | 0 | 0
BESS_Standalone | 2031 | 0 | 0
BESS_Standalone | 2032 | 0 | 0
BESS_Standalone | 2033 | 0 | 0
BESS_Standalone | 2034 | 0 | 0
BESS_Standalone | 2040 | 0 | 0
BESS_Standalone | 2045 | 0 | 0
BESS_Standalone | 2050 | 0 | 0
BESS_Standalone_New | 2025 | 0 | 0
BESS_Standalone_New | 2026 | 0 | 0
BESS_Standalone_New | 2027 | 0 | 0
BESS_Standalone_New | 2028 | 0 | 0
BESS_Standalone_New | 2029 | 0 | 0
BESS_Standalone_New | 2030 | 0 | 0
BESS_Standalone_New | 2031 | 0 | 0
BESS_Standalone_New | 2032 | 0 | 0
BESS_Standalone_New | 2033 | 0 | 0
BESS_Standalone_New | 2034 | 0 | 0
BESS_Standalone_New | 2040 | 0 | 0
BESS_Standalone_New | 2045 | 0 | 0
BESS_Standalone_New | 2050 | 0 | 0
Load_Build | 2025 | 0 | 0
Load_Build | 2026 | 0 | 0
Load_Build | 2027 | 0 | 0
Load_Build | 2028 | 0 | 0
Load_Build | 2029 | 0 | 0
Load_Build | 2030 | 0 | 0
Load_Build | 2031 | 0 | 0
Load_Build | 2032 | 0 | 0
Load_Build | 2033 | 0 | 0
Load_Build | 2034 | 0 | 0
Load_Build | 2040 | 0 | 0
Load_Build | 2045 | 0 | 0
Load_Build | 2050 | 0 | 0
PV_Paired_4hr_New_Battery | 2025 | 0 | 0
PV_Paired_4hr_New_Battery | 2026 | 0 | 0
PV_Paired_4hr_New_Battery | 2027 | 0 | 0
PV_Paired_4hr_New_Battery | 2028 | 0 | 0
PV_Paired_4hr_New_Battery | 2029 | 0 | 0
PV_Paired_4hr_New_Battery | 2030 | 0 | 0
PV_Paired_4hr_New_Battery | 2031 | 0 | 0
PV_Paired_4hr_New_Battery | 2032 | 0 | 0
PV_Paired_4hr_New_Battery | 2033 | 0 | 0
PV_Paired_4hr_New_Battery | 2034 | 0 | 0
PV_Paired_4hr_New_Battery | 2040 | 0 | 0
PV_Paired_4hr_New_Battery | 2045 | 0 | 0
PV_Paired_4hr_New_Battery | 2050 | 0 | 0
PV_Paired_6hr_New_Battery | 2025 | 0 | 0
PV_Paired_6hr_New_Battery | 2026 | 0 | 0
PV_Paired_6hr_New_Battery | 2027 | 0 | 0
PV_Paired_6hr_New_Battery | 2028 | 0 | 0
PV_Paired_6hr_New_Battery | 2029 | 0 | 0
PV_Paired_6hr_New_Battery | 2030 | 0 | 0
PV_Paired_6hr_New_Battery | 2031 | 0 | 0
PV_Paired_6hr_New_Battery | 2032 | 0 | 0
PV_Paired_6hr_New_Battery | 2033 | 0 | 0
PV_Paired_6hr_New_Battery | 2034 | 0 | 0
PV_Paired_6hr_New_Battery | 2040 | 0 | 0
PV_Paired_6hr_New_Battery | 2045 | 0 | 0
PV_Paired_6hr_New_Battery | 2050 | 0 | 0
DER_Agg_PV_New_Battery | 2025 | 0 | 0
DER_Agg_PV_New_Battery | 2026 | 0 | 0
DER_Agg_PV_New_Battery | 2027 | 0 | 0
DER_Agg_PV_New_Battery | 2028 | 0 | 0
DER_Agg_PV_New_Battery | 2029 | 0 | 0
DER_Agg_PV_New_Battery | 2030 | 0 | 0
DER_Agg_PV_New_Battery | 2031 | 0 | 0
DER_Agg_PV_New_Battery | 2032 | 0 | 0
DER_Agg_PV_New_Battery | 2033 | 0 | 0
DER_Agg_PV_New_Battery | 2034 | 0 | 0
DER_Agg_PV_New_Battery | 2040 | 0 | 0
DER_Agg_PV_New_Battery | 2045 | 0 | 0
DER_Agg_PV_New_Battery | 2050 | 0 | 0

## renewable_targets
Renewable Targets | [5 empty] | Index
period | non_modeled_rps_resources_mwh | pipeline_biogas_available_mmbtu_per_year | incremental_pipeline_biogas_cost_per_mmbtu | retail_sales_mwh | RPS_as_fractions_of_retail_sales
2025 | 5640.0669 | 0 | 9999 | 27375.6999 | 0.3
2026 | 5708.6673 | 0 | 9999 | 27299.3154 | 0.3
2027 | 5773.0203 | 0 | 9999 | 27254.4339 | 0.3
2028 | 5847.9814 | 0 | 9999 | 27267.7935 | 0.3
2029 | 5983.5127 | 0 | 9999 | 27080.572 | 0.3
2030 | 6126.2699 | 0 | 9999 | 26987.7474 | 0.4
2031 | 6200.694 | 0 | 9999 | 26987.8169 | 0.4
2032 | 6294.3257 | 0 | 9999 | 27043.1657 | 0.4
2033 | 6352.9155 | 0 | 9999 | 27073.6957 | 0.4
2034 | 6489.8961 | 0 | 9999 | 27095.9747 | 0.4
2040 | 7084.7964 | 0 | 9999 | 27656.9578 | 0.7
2045 | 7492.2649 | 999999 | 26.7443 | 28520.2389 | 1
2050 | 7850.8831 | 999999 | 26.6784 | 29709.5602 | 1

## reserve_resources
Reserve Resources | [5 empty] | Index
resource | can_provide_lf_reserves | contributes_to_freq_resp_total | thermal_freq_response_fraction_of_commitment | can_provide_inertia | inertia_response_multiplier_of_commitment
Palaau_G01 | 0 | 0 | 0 | FALSE | 0
Palaau_G02 | 0 | 0 | 0 | FALSE | 0
Palaau_G03 | 0 | 0 | 0 | FALSE | 0
Palaau_G04 | 0 | 0 | 0 | FALSE | 0
Palaau_G05 | 0 | 0 | 0 | FALSE | 0
Palaau_G06 | 0 | 0 | 0 | FALSE | 0
Palaau_G07 | 1 | 0 | 0 | FALSE | 0
Palaau_G08 | 1 | 0 | 0 | FALSE | 0
Palaau_G09 | 1 | 0 | 0 | FALSE | 0
Palaau_G08_MR_min | 1 | 0 | 0 | FALSE | 0
Palaau_G09_MR_min | 1 | 0 | 0 | FALSE | 0
Palaau_G08_MR | 1 | 0 | 0 | FALSE | 0
Palaau_G09_MR | 1 | 0 | 0 | FALSE | 0
Palaau_GT1 | 0 | 0 | 0 | FALSE | 0
9MW_ICE_New | 1 | 0 | 0 | TRUE | 1.3229
Sync_Condenser | 0 | 0 | 0 | TRUE | 1
Sync_Condenser_New | 0 | 0 | 0 | TRUE | 1
FFR | 0 | 1 | 1 | FALSE | 0
BESS_Standalone | 1 | 1 | 1 | FALSE | 0
BESS_Standalone_New | 1 | 1 | 1 | FALSE | 0
Load_Build | 0 | 0 | 1 | FALSE | 0
PV_Paired_4hr_New_Battery | 0 | 1 | 1 | FALSE | 0
PV_Paired_6hr_New_Battery | 0 | 1 | 1 | FALSE | 0
DER_Agg_PV_New_Battery | 0 | 1 | 1 | FALSE | 0

## resource_storage_paired
Resource Storage Paired |  |  |  | Index
paired_storage_resource | paired_supply_resource | enforce_pairing_ratio | pairing_ratio
PV_Paired_4hr_New_Battery | PV_Paired_4hr_New_Supply | TRUE | 1
PV_Paired_6hr_New_Battery | PV_Paired_6hr_New_Supply | TRUE | 1
DER_Agg_PV_New_Battery | DER_Agg_PV_New_Supply | TRUE | 1

## resource_variable_renewable
Resource Variable Renewable |  | Index
resource | curtailable
CBRE_PV_1 | FALSE
PV_New | TRUE
Wind_New | TRUE
PV_Paired_4hr_New_Supply | TRUE
PV_Paired_6hr_New_Supply | TRUE
DER_Agg_PV_New_Supply | TRUE

## resources
Resources | [6 empty] | Index
resource | technology | zone | rps_eligible | can_build_new | capacity_limited | can_retire
Palaau_G01 | Palaau_G01 | Molokai | 0 | 0 | 0 | 1
Palaau_G02 | Palaau_G02 | Molokai | 0 | 0 | 0 | 1
Palaau_G03 | Palaau_G03 | Molokai | 0 | 0 | 0 | 1
Palaau_G04 | Palaau_G04 | Molokai | 0 | 0 | 0 | 1
Palaau_G05 | Palaau_G05 | Molokai | 0 | 0 | 0 | 1
Palaau_G06 | Palaau_G06 | Molokai | 0 | 0 | 0 | 1
Palaau_G07 | Palaau_G07 | Molokai | 0 | 0 | 0 | 1
Palaau_G08 | Palaau_G08 | Molokai | 0 | 0 | 0 | 1
Palaau_G09 | Palaau_G09 | Molokai | 0 | 0 | 0 | 1
Palaau_G08_MR_min | Palaau_G08_MR_min | Molokai | 0 | 0 | 0 | 1
Palaau_G09_MR_min | Palaau_G09_MR_min | Molokai | 0 | 0 | 0 | 1
Palaau_G08_MR | Palaau_G08_MR | Molokai | 0 | 0 | 0 | 1
Palaau_G09_MR | Palaau_G09_MR | Molokai | 0 | 0 | 0 | 1
Palaau_GT1 | Palaau_GT1 | Molokai | 0 | 0 | 0 | 1
9MW_ICE_New | 9MW_ICE_New | Molokai | 0 | 1 | 1 | 0
Sync_Condenser | Sync_Condenser | Molokai | 0 | 0 | 0 | 0
Sync_Condenser_New | Sync_Condenser_New | Molokai | 0 | 1 | 0 | 0
FFR | FFR | Molokai | 0 | 0 | 0 | 0
CBRE_PV_1 | CBRE_PV_1 | Molokai | 1 | 0 | 0 | 0
PV_New | PV_New | Molokai | 1 | 1 | 1 | 0
Wind_New | Wind_New | Molokai | 1 | 1 | 1 | 0
PV_Paired_4hr_New_Supply | PV_Paired_4hr_New_Supply | Molokai | 1 | 1 | 1 | 0
PV_Paired_6hr_New_Supply | PV_Paired_6hr_New_Supply | Molokai | 1 | 1 | 1 | 0
DER_Agg_PV_New_Supply | DER_Agg_PV_New_Supply | Molokai | 1 | 1 | 1 | 0
BESS_Standalone | BESS_Standalone | Molokai | 0 | 0 | 0 | 0
BESS_Standalone_New | BESS_Standalone_New | Molokai | 0 | 1 | 1 | 0
Load_Build | Load_Build | Molokai | 0 | 0 | 0 | 0
PV_Paired_4hr_New_Battery | PV_Paired_4hr_New_Battery | Molokai | 0 | 1 | 1 | 0
PV_Paired_6hr_New_Battery | PV_Paired_6hr_New_Battery | Molokai | 0 | 1 | 1 | 0
DER_Agg_PV_New_Battery | DER_Agg_PV_New_Battery | Molokai | 0 | 1 | 1 | 0
Load_Reduction | Load_Reduction | Molokai | 0 | 0 | 0 | 0

## simultaneous_flow_limits
Simulatneous Flow Limits |  |  | Index
simultaneous_flow_group | period | simultaneous_flow_limit_mw
Proxy_Group | 2025 | 0
Proxy_Group | 2026 | 0
Proxy_Group | 2027 | 0
Proxy_Group | 2028 | 0
Proxy_Group | 2029 | 0
Proxy_Group | 2030 | 0
Proxy_Group | 2031 | 0
Proxy_Group | 2032 | 0
Proxy_Group | 2033 | 0
Proxy_Group | 2034 | 0
Proxy_Group | 2040 | 0
Proxy_Group | 2045 | 0
Proxy_Group | 2050 | 0

## system_params
System Params | [10 empty] | Index
unserved_energy_penalty | overgen_penalty | upward_reserve_violation_penalty | downward_reserve_violation_penalty | lf_reserve_dispatch_fraction | var_rnw_available_for_reserves | max_var_rnw_reserves | require_overbuild | enforce_ghg_targets | count_storage_losses_as_rps_curtailment | allow_unserved_energy
50000 | 50000 | 10000 | 10000 | 0.33333 | 1 | 1 | TRUE | TRUE | TRUE | TRUE

## tech_dispatchable_params
Tech Dispatchable Params | [8 empty] | Index
technology | min_stable_level_fraction | ramp_rate_fraction | min_down_time_hours | min_up_time_hours | unit_size_mw | startup_cost_per_mw | shutdown_cost_per_mw | start_fuel_mmbtu_per_mw
Palaau_G01 | 0.248 | 288 | 1 | 1 | 1.25 | 0.001 | 0.001 | 0
Palaau_G02 | 0.248 | 288 | 1 | 1 | 1.25 | 0.001 | 0.001 | 0
Palaau_G03 | 0.25773 | 371.134 | 1 | 1 | 0.97 | 0.001 | 0.001 | 0
Palaau_G04 | 0.25773 | 371.134 | 1 | 1 | 0.97 | 0.001 | 0.001 | 0
Palaau_G05 | 0.25773 | 371.134 | 1 | 1 | 0.97 | 0.001 | 0.001 | 0
Palaau_G06 | 0.25773 | 371.134 | 1 | 1 | 0.97 | 0.001 | 0.001 | 0
Palaau_G07 | 0.3 | 163.6364 | 1 | 1 | 2.2 | 0.001 | 0.001 | 0
Palaau_G08 | 0.3 | 163.6364 | 1 | 1 | 2.2 | 0.001 | 0.001 | 0
Palaau_G09 | 0.3 | 163.6364 | 1 | 1 | 2.2 | 0.001 | 0.001 | 0
Palaau_G08_MR | 0 | 233.7662 | 1 | 1 | 1.54 | 0.001 | 0.001 | 0
Palaau_G09_MR | 0 | 233.7662 | 1 | 1 | 1.54 | 0.001 | 0.001 | 0
Palaau_GT1 | 0.5 | 163.6364 | 1 | 1 | 2.2 | 0.001 | 0.001 | 0
9MW_ICE_New | 0.48649 | 12.2359 | 1 | 1 | 8.14 | 0.001 | 0.001 | 0.15356
Sync_Condenser | 0 | 1 | 1 | 1 | 2.75 | 0.001 | 0.001 | 0
Sync_Condenser_New | 0 | 1 | 1 | 1 | 2.75 | 0.001 | 0.001 | 0

## tech_storage_params
Tech Storage Params |  |  |  |  | Index
storage_technology | charging_efficiency | discharging_efficiency | duration_h | duration_type
BESS_Standalone | 0.94 | 0.94 | 4 | fixed-duration
BESS_Standalone_New | 0.94 | 0.94 | 1 | minimum-duration
Load_Build | 0.94 | 0.0001 | 1 | fixed-duration
PV_Paired_4hr_New_Battery | 0.94 | 0.94 | 4 | fixed-duration
PV_Paired_6hr_New_Battery | 0.94 | 0.94 | 6 | fixed-duration
DER_Agg_PV_New_Battery | 0.94 | 0.94 | 2 | fixed-duration

## tech_thermal_params
Tech Thermal Params |  |  |  | Index
technology | fuel | fuel_burn_slope_mmbtu_per_mwh | fuel_burn_intercept_mmbtu_per_hr
Palaau_G01 | ULSD | 8.3165 | 1.7317
Palaau_G02 | ULSD | 7.7727 | 1.5586
Palaau_G03 | ULSD | 7.8555 | 2.9256
Palaau_G04 | ULSD | 8.9332 | 3.0852
Palaau_G05 | ULSD | 8.8997 | 1.4935
Palaau_G06 | ULSD | 8.7071 | 1.5103
Palaau_G07 | ULSD | 9.1186 | 1.8735
Palaau_G08 | ULSD | 8.8937 | 1.7815
Palaau_G09 | ULSD | 8.9689 | 1.6417
Palaau_G08_MR_min | ULSD | 11.5929 | 0
Palaau_G09_MR_min | ULSD | 11.4563 | 0
Palaau_G08_MR | ULSD | 8.8937 | 0
Palaau_G09_MR | ULSD | 8.9689 | 0
Palaau_GT1 | ULSD | 18.831 | 0
9MW_ICE_New | ULSD | 7.5385 | 6.6089
Sync_Condenser | Free | 0 | 0
Sync_Condenser_New | Free | 0 | 0

## technologies
Technologies | [14 empty] | Index
technology | thermal | dispatchable | must_run | variable | storage | hydro | variable_cost_dollars_per_mwh | firm_capacity | conventional_dr | hydrogen_electrolysis | electric_vehicle | energy_efficiency | flexible_load | synchronous_condenser
Palaau_G01 | 1 | 1 | 0 | 0 | 0 | 0 | 44.9514 | 1 | 0 | 0 | 0 | 0 | 0 | 0
Palaau_G02 | 1 | 1 | 0 | 0 | 0 | 0 | 48.1875 | 1 | 0 | 0 | 0 | 0 | 0 | 0
Palaau_G03 | 1 | 1 | 0 | 0 | 0 | 0 | 31.9008 | 1 | 0 | 0 | 0 | 0 | 0 | 0
Palaau_G04 | 1 | 1 | 0 | 0 | 0 | 0 | 20.3818 | 1 | 0 | 0 | 0 | 0 | 0 | 0
Palaau_G05 | 1 | 1 | 0 | 0 | 0 | 0 | 24.425 | 1 | 0 | 0 | 0 | 0 | 0 | 0
Palaau_G06 | 1 | 1 | 0 | 0 | 0 | 0 | 10.7914 | 1 | 0 | 0 | 0 | 0 | 0 | 0
Palaau_G07 | 1 | 1 | 0 | 0 | 0 | 0 | 19.132 | 1 | 0 | 0 | 0 | 0 | 0 | 0
Palaau_G08 | 1 | 1 | 0 | 0 | 0 | 0 | 14.2902 | 1 | 0 | 0 | 0 | 0 | 0 | 0
Palaau_G09 | 1 | 1 | 0 | 0 | 0 | 0 | 15.9473 | 1 | 0 | 0 | 0 | 0 | 0 | 0
Palaau_G08_MR_min | 1 | 0 | 1 | 0 | 0 | 0 | 14.2902 | 1 | 0 | 0 | 0 | 0 | 0 | 0
Palaau_G09_MR_min | 1 | 0 | 1 | 0 | 0 | 0 | 15.9473 | 1 | 0 | 0 | 0 | 0 | 0 | 0
Palaau_G08_MR | 1 | 1 | 0 | 0 | 0 | 0 | 14.2902 | 1 | 0 | 0 | 0 | 0 | 0 | 0
Palaau_G09_MR | 1 | 1 | 0 | 0 | 0 | 0 | 15.9473 | 1 | 0 | 0 | 0 | 0 | 0 | 0
Palaau_GT1 | 1 | 1 | 0 | 0 | 0 | 0 | 0 | 1 | 0 | 0 | 0 | 0 | 0 | 0
PV_New | 0 | 0 | 0 | 1 | 0 | 0 | 0 | 0 | 0 | 0 | 0 | 0 | 0 | 0
Wind_New | 0 | 0 | 0 | 1 | 0 | 0 | 0 | 0 | 0 | 0 | 0 | 0 | 0 | 0
BESS_Standalone | 0 | 0 | 0 | 0 | 1 | 0 | 0 | 0 | 0 | 0 | 0 | 0 | 0 | 0
BESS_Standalone_New | 0 | 0 | 0 | 0 | 1 | 0 | 0 | 0 | 0 | 0 | 0 | 0 | 0 | 0
9MW_ICE_New | 1 | 1 | 0 | 0 | 0 | 0 | 29.3422 | 1 | 0 | 0 | 0 | 0 | 0 | 0
Sync_Condenser | 1 | 1 | 0 | 0 | 0 | 0 | 0 | 1 | 0 | 0 | 0 | 0 | 0 | 1
Sync_Condenser_New | 1 | 1 | 0 | 0 | 0 | 0 | 0 | 1 | 0 | 0 | 0 | 0 | 0 | 1
FFR | 0 | 0 | 0 | 0 | 0 | 0 | 0 | 1 | 0 | 0 | 0 | 0 | 0 | 0
Load_Reduction | 0 | 0 | 0 | 0 | 0 | 0 | 0 | 1 | 1 | 0 | 0 | 0 | 0 | 0
Load_Build | 0 | 0 | 0 | 0 | 1 | 0 | 0 | 0 | 0 | 0 | 0 | 0 | 0 | 0
CBRE_PV_1 | 0 | 0 | 0 | 1 | 0 | 0 | 0 | 0 | 0 | 0 | 0 | 0 | 0 | 0
PV_Paired_4hr_New_Supply | 0 | 0 | 0 | 1 | 0 | 0 | 0 | 0 | 0 | 0 | 0 | 0 | 0 | 0
PV_Paired_6hr_New_Supply | 0 | 0 | 0 | 1 | 0 | 0 | 0 | 0 | 0 | 0 | 0 | 0 | 0 | 0
DER_Agg_PV_New_Supply | 0 | 0 | 0 | 1 | 0 | 0 | 0 | 0 | 0 | 0 | 0 | 0 | 0 | 0
PV_Paired_4hr_New_Battery | 0 | 0 | 0 | 0 | 1 | 0 | 0 | 0 | 0 | 0 | 0 | 0 | 0 | 0
PV_Paired_6hr_New_Battery | 0 | 0 | 0 | 0 | 1 | 0 | 0 | 0 | 0 | 0 | 0 | 0 | 0 | 0
DER_Agg_PV_New_Battery | 0 | 0 | 0 | 0 | 1 | 0 | 0 | 0 | 0 | 0 | 0 | 0 | 0 | 0

## transmission_lines
Transmission Lines |  |  |  |  | Index
transmission_line | transmission_from | transmission_to | min_flow | max_flow
Molokai_TO_PROXY | Molokai | Proxy | 0 | 0

## zones
Zones |  |  |  | Index
zone | include_in_rps_target | include_in_load_following | include_in_ghg_target
Molokai | 1 | 1 | 1
Proxy | 0 | 0 | 0

## Technologies Calc
Technologies tab calculations | [13 empty] | Index
|  | X1 | X2 | [5 empty] | Y1 | Y2 |  | m | y-int
|  | Cap1 (Min.) | Cap4 (Max.) | A | B | C | AGC Ramp Rates |  |  |  |  | Fuel Burn Slope | Fuel Burn Intercept
Technology Name |  | (Net MW) | (Net MW) | (MMBTU/hr) | (MMBTU/hr-MW) | (MMBTU/hr-MW^2) | (MW/Min.) |  |  |  |  | MMBtu/MWh | MMBtu/unit
Palaau_G01 |  | 0.31 | 1.25 | 1.3894 | 9.6947 | -0.88347 | 6 |  | 4.3099 | 12.1274 |  | 8.3165 | 1.7317
Palaau_G02 |  | 0.31 | 1.25 | 0.88311 | 10.4922 | -1.7433 | 6 |  | 3.9682 | 11.2745 |  | 7.7727 | 1.5586
Palaau_G03 |  | 0.25 | 0.97 | 5.4111 | -4.6487 | 10.2493 | 6 |  | 4.8895 | 10.5455 |  | 7.8555 | 2.9256
Palaau_G04 |  | 0.25 | 0.97 | 4.5017 | 1.8072 | 5.841 | 6 |  | 5.3185 | 11.7504 |  | 8.9332 | 3.0852
Palaau_G05 |  | 0.25 | 0.97 | 1.3975 | 9.3826 | -0.39588 | 6 |  | 3.7184 | 10.1261 |  | 8.8997 | 1.4935
Palaau_G06 |  | 0.25 | 0.97 | 1.5392 | 8.5616 | 0.11921 | 6 |  | 3.6871 | 9.9561 |  | 8.7071 | 1.5103
Palaau_G07 |  | 0.66 | 2.2 | 3.1052 | 6.6925 | 0.84828 | 6 |  | 7.8918 | 21.9344 |  | 9.1186 | 1.8735
Palaau_G08 |  | 0.66 | 2.2 | 2.09 | 8.286 | 0.21248 | 6 |  | 7.6513 | 21.3475 |  | 8.8937 | 1.7815
Palaau_G09 |  | 0.66 | 2.2 | 2.125 | 8.017 | 0.33283 | 6 |  | 7.5611 | 21.3732 |  | 8.9689 | 1.6417
Palaau_GT1 |  | 1.1 | 2.2 | 0 | 18.831 | 0 | 6 |  | 20.7141 | 41.4282 |  | 18.831 | 0
Technology Name | Fuel Type | Fuel Burn Slope | Fuel Burn Intercept | Pmin (Fraction of Pmax) | Max Ramp Up (Fraction of Pmax/hr) | Min. Down Time | Min. Up Time hours | Unit Nameplate Capacity | Start Cost | Shutdown Cost | Start Fuel
Palaau_G01 |  | 8.3165 | 1.7317 | 24.8% | 28800% | 1 | 1 | 1.25 | 0 | 0 | 0
Palaau_G02 |  | 7.7727 | 1.5586 | 24.8% | 28800% | 1 | 1 | 1.25 | 0 | 0 | 0
Palaau_G03 |  | 7.8555 | 2.9256 | 25.77% | 37113% | 1 | 1 | 0.97 | 0 | 0 | 0
Palaau_G04 |  | 8.9332 | 3.0852 | 25.77% | 37113% | 1 | 1 | 0.97 | 0 | 0 | 0
Palaau_G05 |  | 8.8997 | 1.4935 | 25.77% | 37113% | 1 | 1 | 0.97 | 0 | 0 | 0
Palaau_G06 |  | 8.7071 | 1.5103 | 25.77% | 37113% | 1 | 1 | 0.97 | 0 | 0 | 0
Palaau_G07 |  | 9.1186 | 1.8735 | 30% | 16364% | 1 | 1 | 2.2 | 0 | 0 | 0
Palaau_G08 |  | 8.8937 | 1.7815 | 30% | 16364% | 1 | 1 | 2.2 | 0 | 0 | 0
Palaau_G09 |  | 8.9689 | 1.6417 | 30% | 16364% | 1 | 1 | 2.2 | 0 | 0 | 0
Palaau_GT1 |  | 18.831 | 0 | 50% | 16364% | 1 | 1 | 2.2 | 0 | 0 | 0